## Instructions
Instructions
1. Fill out the blue cells related to Building Attributes for Scheme 1, Scheme 2 and Scheme 3.
2. Enter eQuest hourly results in Columns BY through DA for each scheme. See below for how to obtain eQuest hourly results
1. After simulation, Open Simulation Results Report
2. Click the "Hourly results" button located at the top right hand corner of the D2SimViewer
3. Copy and Paste as follows:
Blue: Total elec and gas usage
Orange: Option 1 Heating and Cooling Enduse
Yellow: Option 2 HVAC Heating and Cooling Loads
3 (Optional). For each scheme (rows 70-91), additional sensitivity analysis may be evaluated.
Instructions for obtaining 8760 data from eQuest |  |  | Instructions obtaining eQuest results for Option 1 or Option 2
Step 1: |  |  | Choose either Option 1 or Option 2
Option 1: No additional work is required. Just copy and paste 8760 data from eQuest. The orange columns below should already be available.
Step 2:
|  |  | Option 2: | Create a new Hourly Report Block and assign it to Hourly Report. Copy and Paste data from yellow columns
Step3:
1.
2.
3.
4.
5.
6.
7.
1.
2.
Note on C6: Meredith Wallach: mention you must go to the BEPU report first
Note on D9: [Threaded comment] Your version of Excel allows you to read this threaded comment; however, any edits to it will get removed if the file is opened in a newer version of Excel. Learn more: https://go.microsoft.com/fwlink/?linkid=870924 Comment: Give instruction on Option1 verse 2

## PV Instructions
PV INSTRUCTIONS
Projects studying the feasibility of solar energy should utilize the PVWatts Calculator with the following instructions.
https://pvwatts.nrel.gov/pvwatts.php
Step 1: Enter Address | Step 2: Enter System Info as Follows | Step 3: Download Hourly Results to Copy and Paste into Column CB in each Scheme Template Tab
DC System Size: Input Array Size from cell B27 of the corresponding Scheme.
Module Type: Premium
Array Type: Fixed (roof mount)
System Losses (%): 14.08
Tilt (deg): 10
| Azimuth (deg): Enter project specific value based on site/building orientation |  | 0

## Summary
IDP SIMPLE BOX MODEL RESULTS SUMMARY
BUILDING ATTRIBUTES
| SCHEME 1 |  |  | SCHEME 2 |  |  | SCHEME 3
Gross Area (in sf.) | 118007 |  |  | 118007 |  |  | 118007
Image
Description | Massing description |  |  | Massing description |  |  | Massing description
Wall parameters | Opaque wall | Window | WWR | Opaque wall | Window | WWR | Opaque wall | Window | WWR
| 48546.56 | 11751.99 | 19.49% | 48546.56 | 11751.99 | 19.49% | 48546.56 | 11751.99 | 19.49%
North | 20754.7 | 4455.91 | 17.67% | 20754.7 | 4455.91 | 17.67% | 20754.7 | 4455.91 | 17.67%
South | 8632.89 | 1950.94 | 18.43% | 8632.89 | 1950.94 | 18.43% | 8632.89 | 1950.94 | 18.43%
East | 11326.05 | 2886.14 | 20.31% | 11326.05 | 2886.14 | 20.31% | 11326.05 | 2886.14 | 20.31%
West | 7832.92 | 2459 | 23.89% | 7832.92 | 2459 | 23.89% | 7832.92 | 2459 | 23.89%
Roof Area (ft2) | 32495.7 |  |  | 32495.7 |  |  | 32495.7
Below Grade Walls (ft2) | 23502.58 |  |  | 23502.58 |  |  | 23502.58
SCHEME COMPARISONS
PV ANALYSIS | [9 empty] | RESULTS
| SCHEME 1 |  |  | SCHEME 2 |  |  | SCHEME 3
Roof Area Available for PV (ft2) | 25996.56 |  |  | 25996.56 |  |  | 25996.56
DC Array Size (kW) | 386.4253 |  |  | 386.4253 |  |  | 386.4253 |  |  | SCHEME 3 has the highest PV offset potential SCHEME 3 has the highest % of elec usage offset by PV
Annual PV output (kWh/yr) | 100000 |  |  | 100000 |  |  | 497615
% of elec usage offset by PV | 12.1% |  |  | 12.08% |  |  | 59.09%
Peak PV Production (AC) kW, Timestamp | 317.1935 |  | 2020-05-22 11:00 | 310.6195 |  | 2020-05-22 11:00 | 234.1972 |  | 2020-05-22 11:00
ENERGY USAGE | [9 empty] | RESULTS
| SCHEME 1 |  |  | SCHEME 2 |  |  | SCHEME 3
Electric Usage (kbtu) | 1536185.2504 |  |  | 1609099.2657 |  |  | 1582657.8644 |  |  | SCHEME 1 has the lowest Energy Usage
Gas Usage (kbtu) | 1283545.3047 |  |  | 1216258.518 |  |  | 1290570.2548
Total Usage (MMBtu) | 2819.7306 |  |  | 2825.3578 |  |  | 2873.2281
Site EUI (kBtu/ft2) | 23.8946 |  |  | 23.9423 |  |  | 24.3479
% Site Difference | Baseline |  |  | 0.1996% |  |  | 1.897%
Energy Usage with PV offset (MMbtu) | 2478.5306 |  |  | 2484.1578 |  |  | 1175.3657 |  |  | SCHEME 3 has the lowest Energy Usage w/PV Offset
DEMAND SUMMARY (Site utility) | [9 empty] | RESULTS
Before PV Offset
| SCHEME 1 |  |  | SCHEME 2 |  |  | SCHEME 3
Peak Electricity Draw (kbtu/h), timestamp | 1274.0203 |  |  | 1296.7818 |  |  | 1193.4391 |  |  | SCHEME 3 has the lowest Peak Elec Draw
|  |  | 2020-06-09 11:00 |  |  | 2020-06-09 11:00 |  |  | 2020-06-09 11:00
Peak Gas Usage (kbtu/h), timestamp | 1205.68 |  |  | 1190.93 |  |  | 1359.38 |  |  | SCHEME 2 has the lowest Peak GasDraw
|  |  | 2020-01-08 11:00 |  |  | 2020-01-08 11:00 |  |  | 2020-01-08 08:00
HVAC DEMAND SUMMARY (OPTION 1) | [9 empty] | RESULTS
| SCHEME 1 |  |  | SCHEME 2 |  |  | SCHEME 3
Max Cooling Usage (kbtu/h) | 2756.8115 |  |  | 2645.6678 |  |  | 2353.7162 |  |  | SCHEME 3 has the lowest peak cooling demand
Max Cooling Usage % Comparison | Baseline |  |  | 4.032% |  |  | 14.62%
Max Heating Usage (kbtu/h) | 1090.84 |  |  | 1137.77 |  |  | 1274.23 |  |  | SCHEME 1 has the lowest peak heating demand
Max Heating Usage % Comparison | Baseline |  |  | -4.302% |  |  | -16.81%
HVAC DEMAND SUMMARY (OPTION 2) | [9 empty] | RESULTS
| SCHEME 1 |  |  | SCHEME 2 |  |  | SCHEME 3
Max Cooling Peak load (kbtu/h) | 1899.96 |  |  | 1988.29 |  |  | 1899.96 |  |  | SCHEME 1 has the lowest peak cooling demand
Max Cooling Usage % Comparison | Baseline |  |  | -4.649% |  |  | 0%
Max Heating Peak load (kbtu/h) | 1003.59 |  |  | 1042.24 |  |  | 1003.59 |  |  | SCHEME 1 has the lowest peak heating demand
Max Heating Usage % Comparison | Baseline |  |  | -3.851% |  |  | 0%
SENSITIVITY ANALYSIS 1: Window to Wall Ratio (WWR) | [9 empty] | RESULTS
Energy/ Utility demand Summary | Scheme1 |  |  | Scheme 2 |  |  | Scheme 3 |  |  |  | Min | Max
| WWR 15% | WWR 20% (Base) | WWR 25% | WWR 15% | WWR 20% (Base) | WWR 25% | WWR 15% | WWR 20% (Base) | WWR 25% |  | 2723.0586 | 2974.4823
Energy Use (MMBtu) | 2723.0586 | 2819.7306 | 2926.8593 | 2740.1964 | 2825.3578 | 2921.3029 | 2773.1298 | 2873.2281 | 2974.4823 | Scheme1 - WWR 15% has lowest energy use, Scheme 3 - WWR 25% has highest energy use | Scheme1 - WWR 15% | Scheme 3 - WWR 25%
% Site EUI Difference Comparison | 3.428% | Baseline | -3.799% | 3.014% | Baseline | -3.396% | 3.484% | Baseline | -3.524% | WWR impact energy use by -3.7% to 3.4% over 20% baseline | -3.799% | 3.484%
Target 60 Source EUI Still Met? | 23.0754 | 23.8946 | 24.8024 | 23.2206 | 23.9423 | 24.7553 | 23.4997 | 24.3479 | 25.206
| Scheme1 - WWR 15% | Scheme1 - WWR 20% (Base) | Scheme1 - WWR 25% | Scheme 2 - WWR 15% | Scheme 2 - WWR 20% (Base) | Scheme 2 - WWR 25% | Scheme 3 - WWR 15% | Scheme 3 - WWR 20% (Base) | Scheme 3 - WWR 25%
Utility Impact | Scheme1 |  |  | Scheme 2 |  |  | Scheme 3
| WWR 15% | WWR 20% (Base) | WWR 25% | WWR 15% | WWR 20% (Base) | WWR 25% | WWR 15% | WWR 20% (Base) | WWR 25%
Peak Electricity Draw (kbtuh) | 1227.9344 | 1274.0203 | 1322.1636 | 1252.0266 | 1296.7818 | 1337.4358 | 1154.8085 | 1193.4391 | 1228.6987 | WWR impacts peak elec draw by -3.7% to 3.6% over 20% baseline | -3.779% | 3.617%
Peak Electricity draw impact | 3.617% | Baseline | -3.779% | 3.451% | Baseline | -3.135% | 3.237% | Baseline | -2.954%
Peak Gas Usage (kbtu/h) | 1140.81 | 1205.68 | 1276.81 | 1141.31 | 1190.93 | 1253.41 | 1265.26 | 1359.38 | 1432.42 | WWR impacts peak elec draw by -5.8% to 6.9% over 20% baseline | -5.9% | 6.924%
Peak Gas draw Impact | 5.38% | Baseline | -5.9% | 4.166% | Baseline | -5.246% | 6.924% | Baseline | -5.373%
HVAC demand impact (Option 1) | Scheme1 |  |  | Scheme 2 |  |  | Scheme 3
| WWR 15% | WWR 20% (Base) | WWR 25% | WWR 15% | WWR 20% (Base) | WWR 25% | WWR 15% | WWR 20% (Base) | WWR 25%
Max Cooling Power draw (kbtu/h)- Option 1 | 2619.9628 | 2756.8115 | 2900.1331 | 2521.1477 | 2645.6678 | 2767.1494 | 2219.2424 | 2353.7162 | 2476.5366 | Scheme 3 - WWR 15% has lowest cooling demand power draw, Scheme1 - WWR 25% has highest cooling demand power draw | 2219.2424 | 2900.1331
Max Cooling Usage % Comparison | 4.964% | Baseline | -5.199% | 4.707% | Baseline | -4.592% | 5.713% | Baseline | -5.218% |  | Scheme 3 - WWR 15% | Scheme1 - WWR 25%
Max Heating Fuel/ power draw (kbtu/h) | 1025.76 | 1090.84 | 1162.27 | 1026.16 | 1137.77 | 1075.35 | 1205.12 | 1274.23 | 1347.27 | Scheme1 - WWR 15% has lowest heating demand power draw, Scheme 3 - WWR 25% has highest heating demand power draw
Max Heating Usage % Comparison | 5.966% | Baseline | -6.548% | 9.81% | Baseline | 5.486% | 5.424% | Baseline | -5.732% |  | 1025.76 | 1347.27
| Scheme1 - WWR 15% | Scheme1 - WWR 20% (Base) | Scheme1 - WWR 25% | Scheme 2 - WWR 15% | Scheme 2 - WWR 20% (Base) | Scheme 2 - WWR 25% | Scheme 3 - WWR 15% | Scheme 3 - WWR 20% (Base) | Scheme 3 - WWR 25% |  | Scheme1 - WWR 15% | Scheme 3 - WWR 25%
HVAC demand impact (Option 2) | Scheme1 |  |  | Scheme 2 |  |  | Scheme 3
| WWR 15% | WWR 20% (Base) | WWR 25% | WWR 15% | WWR 20% (Base) | WWR 25% | WWR 15% | WWR 20% (Base) | WWR 25% |  | 1613.12 | 1988.29
Max Cooling Load (kbtuh)- Option 2 | 1827.47 | 1899.96 | 1975.04 | 1857.64 | 1988.29 | 1922.52 | 1613.12 | 1899.96 | 1750.58 | Scheme 3 - WWR 15% has lowest cooling demand power draw, Scheme 2 - WWR 20% (Base) has highest cooling demand power draw | Scheme 3 - WWR 15% | Scheme 2 - WWR 20% (Base)
Max Cooling Usage % Comparison | 3.815% | Baseline | -3.952% | 6.571% | Baseline | 3.308% | 15.1% | Baseline | 7.862%
Max Heating Load (kbtuh)- Option 2 | 941.615 | 1003.59 | 1071.51 | 922.404 | 1042.24 | 982.604 | 950.566 | 1003.59 | 1072.5 | Scheme 2 - WWR 15% has lowest cooling demand power draw, Scheme 3 - WWR 25% has highest cooling demand power draw | 922.404 | 1072.5
Max Heating Usage % Comparison | 6.175% | Baseline | -6.768% | 11.5% | Baseline | 5.722% | 5.283% | Baseline | -6.866% |  | Scheme 2 - WWR 15% | Scheme 3 - WWR 25%
| Scheme1 - WWR 15% | Scheme1 - WWR 20% (Base) | Scheme1 - WWR 25% | Scheme 2 - WWR 15% | Scheme 2 - WWR 20% (Base) | Scheme 2 - WWR 25% | Scheme 3 - WWR 15% | Scheme 3 - WWR 20% (Base) | Scheme 3 - WWR 25%
PLACEHOLDER for additional sensitivity study.
Note on H33: [Threaded comment] Your version of Excel allows you to read this threaded comment; however, any edits to it will get removed if the file is opened in a newer version of Excel. Learn more: https://go.microsoft.com/fwlink/?linkid=870924 Comment: Needs unit update

## Scheme1 Template
[25 empty] | PV AC Energy Production |  | 15% WWR | [8 empty] | 20% WWR (Base) | [8 empty] | 25% WWR (Base)
[29 empty] | Choose either Option 1 or Option 2. See instructions tab | [8 empty] | Choose either Option 1 or Option 2. See instructions tab | [8 empty] | Choose either Option 1 or Option 2. See instructions tab
SCHEME 1 | [11 empty] | To be hidden | [7 empty] | 8760 End Use |  |  |  |  | PV AC Energy Production | PV AC Energy Production | Hourly Electricity (kw) | Hourly Gas Usage (btu) | Option 1: HVAC energy usage |  |  |  |  | Option 2: Building HVAC Loads |  | Hourly Electricity (kw) | Hourly Gas Usage (btu) | Option 1: HVAC energy usage |  |  |  |  | Option 2: Building HVAC Loads |  | Hourly Electricity (kw) | Hourly Gas Usage (btu) | Option 1: HVAC energy usage |  |  |  |  | Option 2: Building HVAC Loads
[20 empty] | Timestamp | Hour of Year | Month | Day | Hour | Watts | kW | Total end-use energy | Total end-use energy | Cooling kw | Cooling kbtu | Heating kW | Heating Btu/h | Heating kbtu/h | Building cool load (coils+losses&gains) (Btu/hr) | Building heat load (coils+losses&gains) (Btu/hr) | Total end-use energy | Total end-use energy | Cooling kw | Cooling kbtu | Heating kW | Heating Btu/h | Heating kbtu/h | Building cool load (coils+losses&gains) (Btu/hr) | Building heat load (coils+losses&gains) (Btu/hr) | Total end-use energy | Total end-use energy | Cooling kw | Cooling kbtu | Heating kW | Heating Btu/h | Heating kbtu/h | Building cool load (coils+losses&gains) (Btu/hr) | Building heat load (coils+losses&gains) (Btu/hr) | Elec Use with PV Offset
Building Attributes | [53 empty] | WWR 15% | WWR 20% | WWR 25%
Report/Notes
Building Area (ft2) | 118007 |  |  | LV-C | [15 empty] | 2020-01-01 | 1 | 1 | 1 | 1 | 0 | 0 | 8.9057 | 268155 | 0 | 0 | 0 | 256253 | 256.253 | 0 | -129422 | 8.9684 | 278447 | 0 | 0 | 0 | 266545 | 266.545 | 0 | -133731 | 9.038 | 289807 | 0 | 0 | 0 | 277904 | 277.904 | 0 | -138442 | 8.9057 | 8.9684 | 9.038
Wall Configuration | Opaque Wall Area (ft2) | Window/ Skylight Area (ft2) | % Window/ Skylight Area | LV-E | [15 empty] | 2020-01-01 01:00 | 2 | 1 | 1 | 2 | 0 | 0 | 8.9057 | 190628 | 0 | 0 | 0 | 178726 | 178.726 | 0 | -133983 | 8.9684 | 197463 | 0 | 0 | 0 | 185561 | 185.561 | 0 | -138956 | 9.038 | 204807 | 0 | 0 | 0 | 192905 | 192.905 | 0 | -144218 | 8.9057 | 8.9684 | 9.038
Total | 48546.56 | 11751.99 | 19.49% | LV-E | [15 empty] | 2020-01-01 02:00 | 3 | 1 | 1 | 3 | 0 | 0 | 8.9081 | 196705 | 0 | 0 | 0 | 184803 | 184.803 | 0 | -138432 | 8.9693 | 203763 | 0 | 0 | 0 | 191860 | 191.86 | 0 | -144020 | 9.038 | 211364 | 0 | 0 | 0 | 199462 | 199.462 | 0 | -149742 | 8.9081 | 8.9693 | 9.038
North | 20754.7 | 4455.91 | 17.67% | LV-E | [15 empty] | 2020-01-01 03:00 | 4 | 1 | 1 | 4 | 0 | 0 | 8.9117 | 202191 | 0 | 0 | 0 | 190289 | 190.289 | 0 | -142717 | 8.9734 | 210673 | 0 | 0 | 0 | 198771 | 198.771 | 0 | -148924 | 9.0413 | 218912 | 0 | 0 | 0 | 207010 | 207.01 | 0 | -155152 | 8.9117 | 8.9734 | 9.0413
South | 8632.89 | 1950.94 | 18.43% | LV-E | [15 empty] | 2020-01-01 04:00 | 5 | 1 | 1 | 5 | 0 | 0 | 8.9155 | 207414 | 0 | 0 | 0 | 195512 | 195.512 | 0 | -147181 | 8.9776 | 216521 | 0 | 0 | 0 | 204618 | 204.618 | 0 | -153921 | 9.046 | 225708 | 0 | 0 | 0 | 213806 | 213.806 | 0 | -160613 | 8.9155 | 8.9776 | 9.046
East | 11326.05 | 2886.14 | 20.31% | LV-E | [15 empty] | 2020-01-01 05:00 | 6 | 1 | 1 | 6 | 0 | 0 | 8.9203 | 217574 | 0 | 0 | 0 | 205599 | 205.599 | 0 | -154229 | 8.9825 | 226874 | 0 | 0 | 0 | 214898 | 214.898 | 0 | -161049 | 9.0515 | 237162 | 0 | 0 | 0 | 225187 | 225.187 | 0 | -168586 | 8.9203 | 8.9825 | 9.0515
West | 7832.92 | 2459 | 23.89% | LV-E | [15 empty] | 2020-01-01 06:00 | 7 | 1 | 1 | 7 | 0 | 0 | 8.9239 | 217258 | 0 | 0 | 0 | 205355 | 205.355 | 0 | -157164 | 8.9858 | 225837 | 0 | 0 | 0 | 213935 | 213.935 | 0 | -163538 | 9.0551 | 236314 | 0 | 0 | 0 | 224412 | 224.412 | 0 | -171426 | 8.9239 | 8.9858 | 9.0551
Roof Area (ft2) | 32495.7 | 0 | 0% | LV-E | [15 empty] | 2020-01-01 07:00 | 8 | 1 | 1 | 8 | 0 | 0 | 8.9276 | 224216 | 0 | 0 | 0 | 212314 | 212.314 | 0 | -161539 | 8.9894 | 232785 | 0 | 0 | 0 | 220883 | 220.883 | 0 | -167819 | 9.059 | 243748 | 0 | 0 | 0 | 231846 | 231.846 | 0 | -176027 | 8.9276 | 8.9894 | 9.059
Below Grade Walls (ft2) | 23502.58 | 0 | 0% | LV-E | [15 empty] | 2020-01-01 08:00 | 9 | 1 | 1 | 9 | 22258.679 | 22.2587 | 8.7714 | 214041 | 0 | 0 | 0 | 202285 | 202.285 | 0 | -156103 | 8.7958 | 220109 | 0 | 0 | 0 | 208354 | 208.354 | 0 | -160413 | 8.8288 | 228093 | 0 | 0 | 0 | 216338 | 216.338 | 0 | -166259 | -13.4873 | -13.4629 | -13.4298
[20 empty] | 2020-01-01 09:00 | 10 | 1 | 1 | 10 | 32111.312 | 32.1113 | 8.7802 | 209093 | 0 | 0 | 0 | 197484 | 197.484 | 0 | -152008 | 8.8089 | 214156 | 0 | 0 | 0 | 202547 | 202.547 | 0 | -155460 | 8.85 | 220461 | 0 | 0 | 0 | 208852 | 208.852 | 0 | -159873 | -23.3312 | -23.3024 | -23.2613
PV Analysis | [19 empty] | 2020-01-01 10:00 | 11 | 1 | 1 | 11 | 67747.581 | 67.7476 | 8.6411 | 207250 | 0 | 0 | 0 | 195641 | 195.641 | 0 | -147284 | 8.6958 | 212483 | 0 | 0 | 0 | 200874 | 200.874 | 0 | -150712 | 8.7613 | 217560 | 0 | 0 | 0 | 205951 | 205.951 | 0 | -153886 | -59.1065 | -59.0518 | -58.9863
Roof Area Available for PV (ft2) | 25996.56 | [18 empty] | 2020-01-01 11:00 | 12 | 1 | 1 | 12 | 111370.47 | 111.3705 | 8.6383 | 182918 | 0 | 0 | 0 | 171529 | 171.529 | 0 | -131385 | 8.6902 | 185306 | 0 | 0 | 0 | 173917 | 173.917 | 0 | -132084 | 8.7542 | 189027 | 0 | 0 | 0 | 177638 | 177.638 | 0 | -132612 | -102.7321 | -102.6803 | -102.6162
DC Array Size (kW) | 386.4253 |  | From PV Watts: Size (kW) = Array Area (m²) × 1 kW/m² × Module Efficiency (16%) | [16 empty] | 2020-01-01 12:00 | 13 | 1 | 1 | 13 | 115866.797 | 115.8668 | 8.6366 | 171873 | 0 | 0 | 0 | 160631 | 160.631 | 0 | -119018 | 8.6919 | 173097 | 0 | 0 | 0 | 161855 | 161.855 | 0 | -117748 | 8.7542 | 173540 | 0 | 0 | 0 | 162298 | 162.298 | 0 | -116858 | -107.2302 | -107.1749 | -107.1126
Annual PV output (kWh/yr) | 100000 |  | Refer to "PV Instructions" tab for instructions | [16 empty] | 2020-01-01 13:00 | 14 | 1 | 1 | 14 | 112687.6 | 112.6876 | 8.6357 | 162359 | 0 | 0 | 0 | 151116 | 151.116 | 0 | -106026 | 8.6907 | 160552 | 0 | 0 | 0 | 149310 | 149.31 | 0 | -103032 | 8.7542 | 159145 | 0 | 0 | 0 | 147903 | 147.903 | 0 | -100212 | -104.0519 | -103.9969 | -103.9334
% of energy usage offset by PV | 12.1% |  | based on 20% WWR electricity usage | [16 empty] | 2020-01-01 14:00 | 15 | 1 | 1 | 15 | 68246.903 | 68.2469 | 8.632 | 142520 | 0 | 0 | 0 | 131424 | 131.424 | 0 | -92951.2 | 8.686 | 139221 | 0 | 0 | 0 | 128125 | 128.125 | 0 | -89109.1 | 8.7542 | 137262 | 0 | 0 | 0 | 126166 | 126.166 | 0 | -86610.6 | -59.6149 | -59.5609 | -59.4927
Peak PV Production (AC) kW, Time stamp | 317.1935 | 2020-05-22 11:00 | [9 empty] | PV Offset at Time of monthly Electric Peak Demand (kW) [20% WWR] | [7 empty] | 2020-01-01 15:00 | 16 | 1 | 1 | 16 | 28314.544 | 28.3145 | 8.6322 | 142681 | 0 | 0 | 0 | 131512 | 131.512 | 0 | -89986.8 | 8.6862 | 140002 | 0 | 0 | 0 | 128833 | 128.833 | 0 | -86730.4 | 8.7542 | 138793 | 0 | 0 | 0 | 127624 | 127.624 | 0 | -84527.4 | -19.6824 | -19.6283 | -19.5603
[12 empty] | Monthly Demand |  | Day | Time |  | Peak Demand Montly Elec kW | PV production at peak | Difference | 2020-01-01 16:00 | 17 | 1 | 1 | 17 | 0 | 0 | 8.7704 | 141770 | 0 | 0 | 0 | 130601 | 130.601 | 0 | -92441.2 | 8.8228 | 138460 | 0 | 0 | 0 | 127291 | 127.291 | 0 | -88404.2 | 8.8893 | 137473 | 0 | 0 | 0 | 126304 | 126.304 | 0 | -86504.2 | 8.7704 | 8.8228 | 8.8893
[12 empty] | January | 1 | 12 | 13 | January, 12 (13:00) | 138.413 | 200.1567 | -61.7437 | 2020-01-01 17:00 | 18 | 1 | 1 | 18 | 0 | 0 | 8.9057 | 145871 | 0 | 0 | 0 | 134702 | 134.702 | 0 | -96286.6 | 8.9684 | 142467 | 0 | 0 | 0 | 131298 | 131.298 | 0 | -92405.5 | 9.038 | 141110 | 0 | 0 | 0 | 129941 | 129.941 | 0 | -89982.4 | 8.9057 | 8.9684 | 9.038
[12 empty] | February | 2 | 5 | 13 | February, 5 (13:00) | 137.657 | 261.8903 | -124.2333 | 2020-01-01 18:00 | 19 | 1 | 1 | 19 | 0 | 0 | 8.9057 | 149769 | 0 | 0 | 0 | 138600 | 138.6 | 0 | -99431.8 | 8.9684 | 146661 | 0 | 0 | 0 | 135493 | 135.493 | 0 | -95836.3 | 9.038 | 145849 | 0 | 0 | 0 | 134680 | 134.68 | 0 | -94209.6 | 8.9057 | 8.9684 | 9.038
[12 empty] | March | 3 | 8 | 13 | March, 8 (13:00) | 151.577 | 193.78 | -42.203 | 2020-01-01 19:00 | 20 | 1 | 1 | 20 | 0 | 0 | 8.9057 | 153016 | 0 | 0 | 0 | 141847 | 141.847 | 0 | -102071 | 8.9684 | 150831 | 0 | 0 | 0 | 139663 | 139.663 | 0 | -99431.1 | 9.038 | 150144 | 0 | 0 | 0 | 138975 | 138.975 | 0 | -97679.1 | 8.9057 | 8.9684 | 9.038
[12 empty] | April | 4 | 15 | 12 | April, 15 (12:00) | 163.819 | 307.8216 | -144.0026 | 2020-01-01 20:00 | 21 | 1 | 1 | 21 | 0 | 0 | 8.9057 | 155782 | 0 | 0 | 0 | 144613 | 144.613 | 0 | -104333 | 8.9684 | 154828 | 0 | 0 | 0 | 143659 | 143.659 | 0 | -102773 | 9.038 | 153984 | 0 | 0 | 0 | 142815 | 142.815 | 0 | -100884 | 8.9057 | 8.9684 | 9.038
[12 empty] | May | 5 | 28 | 12 | May, 28 (12:00) | 286.33 | 281.7114 | 4.6186 | 2020-01-01 21:00 | 22 | 1 | 1 | 22 | 0 | 0 | 8.9057 | 162437 | 0 | 0 | 0 | 151195 | 151.195 | 0 | -108579 | 8.9684 | 162867 | 0 | 0 | 0 | 151625 | 151.625 | 0 | -108096 | 9.038 | 162842 | 0 | 0 | 0 | 151600 | 151.6 | 0 | -107037 | 8.9057 | 8.9684 | 9.038
[12 empty] | June | 6 | 9 | 12 | June, 9 (12:00) | 373.394 | 274.3872 | 99.0068 | 2020-01-01 22:00 | 23 | 1 | 1 | 23 | 0 | 0 | 8.9057 | 163666 | 0 | 0 | 0 | 152424 | 152.424 | 0 | -111039 | 8.9684 | 164725 | 0 | 0 | 0 | 153483 | 153.483 | 0 | -111046 | 9.038 | 165684 | 0 | 0 | 0 | 154441 | 154.441 | 0 | -110977 | 8.9057 | 8.9684 | 9.038
[12 empty] | July | 7 | 19 | 12 | July, 19 (12:00) | 358.115 | 267.48 | 90.635 | 2020-01-01 23:00 | 24 | 1 | 1 | 24 | 0 | 0 | 8.9057 | 175236 | 0 | 0 | 0 | 163847 | 163.847 | 0 | -118243 | 8.9684 | 177332 | 0 | 0 | 0 | 165943 | 165.943 | 0 | -118996 | 9.038 | 180116 | 0 | 0 | 0 | 168728 | 168.728 | 0 | -120374 | 8.9057 | 8.9684 | 9.038
[12 empty] | August | 8 | 5 | 12 | August, 5 (12:00) | 323.182 | 84.157 | 239.025 | 2020-01-02 | 25 | 1 | 2 | 1 | 0 | 0 | 8.9057 | 179477 | 0 | 0 | 0 | 168015 | 168.015 | 0 | -123054 | 8.9684 | 181999 | 0 | 0 | 0 | 170536 | 170.536 | 0 | -124176 | 9.038 | 185870 | 0 | 0 | 0 | 174408 | 174.408 | 0 | -126455 | 8.9057 | 8.9684 | 9.038
[12 empty] | September | 9 | 1 | 12 | September, 1 (12:00) | 365.269 | 246.1036 | 119.1654 | 2020-01-02 01:00 | 26 | 1 | 2 | 2 | 0 | 0 | 8.9057 | 181389 | 0 | 0 | 0 | 169927 | 169.927 | 0 | -126103 | 8.9684 | 184055 | 0 | 0 | 0 | 172593 | 172.593 | 0 | -127400 | 9.038 | 188547 | 0 | 0 | 0 | 177085 | 177.085 | 0 | -130232 | 8.9057 | 8.9684 | 9.038
[12 empty] | October | 10 | 14 | 12 | October, 14 (12:00) | 166.267 | 255.7987 | -89.5317 | 2020-01-02 02:00 | 27 | 1 | 2 | 3 | 0 | 0 | 8.9057 | 180753 | 0 | 0 | 0 | 169364 | 169.364 | 0 | -126924 | 8.9684 | 183395 | 0 | 0 | 0 | 172007 | 172.007 | 0 | -128271 | 9.038 | 187879 | 0 | 0 | 0 | 176490 | 176.49 | 0 | -131057 | 8.9057 | 8.9684 | 9.038
[20 empty] | 2020-01-02 03:00 | 28 | 1 | 2 | 4 | 0 | 0 | 8.9068 | 181616 | 0 | 0 | 0 | 170300 | 170.3 | 0 | -127329 | 8.9684 | 184001 | 0 | 0 | 0 | 172686 | 172.686 | 0 | -128751 | 9.038 | 188408 | 0 | 0 | 0 | 177093 | 177.093 | 0 | -131466 | 8.9068 | 8.9684 | 9.038
[12 empty] | November | 11 | 1 | 9 | November, 1 (9:00) | 165.753 | 113.7433 | 52.0097 | 2020-01-02 04:00 | 29 | 1 | 2 | 5 | 0 | 0 | 8.9089 | 186284 | 0 | 0 | 0 | 174968 | 174.968 | 0 | -129645 | 8.9684 | 188615 | 0 | 0 | 0 | 177300 | 177.3 | 0 | -131220 | 9.038 | 193364 | 0 | 0 | 0 | 182048 | 182.048 | 0 | -134198 | 8.9089 | 8.9684 | 9.038
[12 empty] | December | 12 | 1 | 13 | December, 1 (13:00) | 139.17 | 121.1823 | 17.9877 | 2020-01-02 05:00 | 30 | 1 | 2 | 6 | 0 | 0 | 8.9108 | 188733 | 0 | 0 | 0 | 177418 | 177.418 | 0 | -131739 | 8.9688 | 191456 | 0 | 0 | 0 | 180141 | 180.141 | 0 | -133472 | 9.038 | 196367 | 0 | 0 | 0 | 185052 | 185.052 | 0 | -136700 | 8.9108 | 8.9688 | 9.038
[20 empty] | 2020-01-02 06:00 | 31 | 1 | 2 | 7 | 0 | 0 | 8.9127 | 191162 | 0 | 0 | 0 | 179846 | 179.846 | 0 | -133815 | 8.971 | 194874 | 0 | 0 | 0 | 183558 | 183.558 | 0 | -135945 | 9.038 | 199361 | 0 | 0 | 0 | 188046 | 188.046 | 0 | -139267 | 8.9127 | 8.971 | 9.038
BASE CASE SUMMARY | [19 empty] | 2020-01-02 07:00 | 32 | 1 | 2 | 8 | 0 | 0 | 8.9143 | 193235 | 0 | 0 | 0 | 181919 | 181.919 | 0 | -135587 | 8.9732 | 197625 | 0 | 0 | 0 | 186309 | 186.309 | 0 | -138296 | 9.0388 | 202326 | 0 | 0 | 0 | 191011 | 191.011 | 0 | -141490 | 8.9143 | 8.9732 | 9.0388
Total Energy Summary |  |  |  | Peak Demand Summary |  |  |  | HVAC Load Reduction Summary | [11 empty] | 2020-01-02 08:00 | 33 | 1 | 2 | 9 | 54312.976 | 54.313 | 8.7466 | 179650 | 0 | 0 | 0 | 168481 | 168.481 | 0 | -127234 | 8.7684 | 182380 | 0 | 0 | 0 | 171211 | 171.211 | 0 | -128084 | 8.8016 | 186585 | 0 | 0 | 0 | 175416 | 175.416 | 0 | -129106 | -45.5664 | -45.5446 | -45.5114
Electric Usage (kwh) | 450230.1437 |  |  | Peak Elec Usage (kbtu/h) | 1274.0203 |  |  | Option #1: HVAC Usage | [11 empty] | 2020-01-02 09:00 | 34 | 1 | 2 | 10 | 93411.558 | 93.4116 | 8.6302 | 171087 | 0 | 0 | 0 | 160065 | 160.065 | 0 | -119583 | 8.6851 | 172657 | 0 | 0 | 0 | 161634 | 161.634 | 0 | -118846 | 8.7542 | 173798 | 0 | 0 | 0 | 162776 | 162.776 | 0 | -118585 | -84.7814 | -84.7264 | -84.6573
Gas Usage (therms) | 12835.453 |  |  | Time Stamp | 2020-06-09 11:00 |  |  | Max Cooling Usage (kbtu/h) | 2756.8115 | [10 empty] | 2020-01-02 10:00 | 35 | 1 | 2 | 11 | 118352.737 | 118.3527 | 8.6227 | 167796 | 0 | 0 | 0 | 156773 | 156.773 | 0 | -112283 | 8.6846 | 167720 | 0 | 0 | 0 | 156697 | 156.697 | 0 | -111082 | 8.7542 | 167904 | 0 | 0 | 0 | 156882 | 156.882 | 0 | -109862 | -109.73 | -109.6681 | -109.5985
Total Usage (MMBtu) | 2819.7306 |  |  | Peak Gas Usage (kbtu/h) | 1205.68 |  |  | Max Heating Usage (kbtu/h) | 1090.84 | [10 empty] | 2020-01-02 11:00 | 36 | 1 | 2 | 12 | 129542.14 | 129.5421 | 8.6262 | 148768 | 0 | 0 | 0 | 137892 | 137.892 | 0 | -98211.7 | 8.6846 | 146671 | 0 | 0 | 0 | 135795 | 135.795 | 0 | -95134.3 | 8.7542 | 144840 | 0 | 0 | 0 | 133965 | 133.965 | 0 | -92242.2 | -120.9159 | -120.8575 | -120.7879
|  |  |  | Time Stamp | 2020-01-08 11:00 |  |  | Option #2: HVAC Load | [11 empty] | 2020-01-02 12:00 | 37 | 1 | 2 | 13 | 87794.875 | 87.7949 | 8.6276 | 136838 | 0 | 0 | 0 | 126036 | 126.036 | 0 | -86954.7 | 8.6846 | 133534 | 0 | 0 | 0 | 122731 | 122.731 | 0 | -82999 | 8.7542 | 130532 | 0 | 0 | 0 | 119730 | 119.73 | 0 | -79185.7 | -79.1673 | -79.1102 | -79.0406
[8 empty] | Max Cooling Load (kbtuh) | 1899.96 | [10 empty] | 2020-01-02 13:00 | 38 | 1 | 2 | 14 | 87340.104 | 87.3401 | 8.6296 | 126055 | 0 | 0 | 0 | 115252 | 115.252 | 0 | -75970.7 | 8.6846 | 121815 | 0 | 0 | 0 | 111013 | 111.013 | 0 | -71110.1 | 8.7542 | 118035 | 0 | 0 | 0 | 107233 | 107.233 | 0 | -66570.6 | -78.7105 | -78.6555 | -78.5859
[8 empty] | Max Heating Load (kbtuh) | 1003.59 | [10 empty] | 2020-01-02 14:00 | 39 | 1 | 2 | 15 | 44998.768 | 44.9988 | 8.6304 | 115797 | 0 | 0 | 0 | 104995 | 104.995 | 0 | -67986.6 | 8.6846 | 111406 | 0 | 0 | 0 | 100604 | 100.604 | 0 | -63258.8 | 8.7542 | 107971 | 0 | 0 | 0 | 97168.9 | 97.1689 | 0 | -59357.8 | -36.3683 | -36.3141 | -36.2445
[20 empty] | 2020-01-02 15:00 | 40 | 1 | 2 | 16 | 42180.511 | 42.1805 | 8.6311 | 113421 | 0 | 0 | 0 | 102546 | 102.546 | 0 | -65397 | 8.6849 | 109933 | 0 | 0 | 0 | 99057.2 | 99.0572 | 0 | -61517.8 | 8.7542 | 107071 | 0 | 0 | 0 | 96195 | 96.195 | 0 | -57903.8 | -33.5494 | -33.4956 | -33.4263
SENSITIVITY ANALYSIS 1: Window to Wall Ratio (WWR) | [19 empty] | 2020-01-02 16:00 | 41 | 1 | 2 | 17 | 0 | 0 | 8.7974 | 111866 | 0 | 0 | 0 | 100991 | 100.991 | 0 | -66990.9 | 8.8446 | 108110 | 0 | 0 | 0 | 97234.3 | 97.2343 | 0 | -62655.3 | 8.9016 | 105651 | 0 | 0 | 0 | 94775.9 | 94.7759 | 0 | -59555.1 | 8.7974 | 8.8446 | 8.9016
Total Energy Summary |  |  |  | Peak Demand Summary |  |  |  | HVAC Load Reduction Summary | [11 empty] | 2020-01-02 17:00 | 42 | 1 | 2 | 18 | 0 | 0 | 8.9057 | 122907 | 0 | 0 | 0 | 111884 | 111.884 | 0 | -73884.1 | 8.9684 | 119753 | 0 | 0 | 0 | 108731 | 108.731 | 0 | -70119 | 9.038 | 118052 | 0 | 0 | 0 | 107030 | 107.03 | 0 | -67407.6 | 8.9057 | 8.9684 | 9.038
Scenarios | WWR 15% | WWR 20% (Base) | WWR 25% | Scenarios | WWR 15% | WWR 20% (Base) | WWR 25% | Scenarios | WWR 15% | WWR 20% (Base) | WWR 25% | [8 empty] | 2020-01-02 18:00 | 43 | 1 | 2 | 19 | 0 | 0 | 8.9057 | 129725 | 0 | 0 | 0 | 118630 | 118.63 | 0 | -82457.6 | 8.9684 | 127327 | 0 | 0 | 0 | 116231 | 116.231 | 0 | -79523.3 | 9.038 | 126412 | 0 | 0 | 0 | 115316 | 115.316 | 0 | -77717.5 | 8.9057 | 8.9684 | 9.038
Electric Usage (kwh) | 436603.2704 | 450230.1437 | 465341.8741 | Peak Elec Usage (kbtu/h) | 1227.9344 | 1274.0203 | 1322.1636 | Option #1: HVAC Usage | [11 empty] | 2020-01-02 19:00 | 44 | 1 | 2 | 20 | 0 | 0 | 8.9057 | 129725 | 0 | 0 | 0 | 118630 | 118.63 | 0 | -82457.6 | 8.9684 | 127327 | 0 | 0 | 0 | 116231 | 116.231 | 0 | -79523.3 | 9.038 | 126412 | 0 | 0 | 0 | 115316 | 115.316 | 0 | -77717.5 | 8.9057 | 8.9684 | 9.038
Gas Usage (therms) | 12333.6822 | 12835.453 | 13391.1283 |  | 3.617% | BASE | -3.779% | Max Cooling Usage (kbtu/h) | 2619.9628 | 2756.8115 | 2900.1331 | [8 empty] | 2020-01-02 20:00 | 45 | 1 | 2 | 21 | 0 | 0 | 8.9057 | 133835 | 0 | 0 | 0 | 122740 | 122.74 | 0 | -86021.7 | 8.9684 | 132387 | 0 | 0 | 0 | 121292 | 121.292 | 0 | -83998.3 | 9.038 | 131791 | 0 | 0 | 0 | 120695 | 120.695 | 0 | -82409.9 | 8.9057 | 8.9684 | 9.038
Total Usage (MMBtu) | 2723.0586 | 2819.7306 | 2926.8593 |  | 2020-06-09 11:00 | 2020-06-09 11:00 | 2020-06-09 11:00 | Max Heating Usage (kbtu/h) | 1025.76 | 1090.84 | 1162.27 | [8 empty] | 2020-01-02 21:00 | 46 | 1 | 2 | 22 | 0 | 0 | 8.9057 | 146091 | 0 | 0 | 0 | 134849 | 134.849 | 0 | -93635.3 | 8.9684 | 145838 | 0 | 0 | 0 | 134596 | 134.596 | 0 | -92395.6 | 9.038 | 146355 | 0 | 0 | 0 | 135113 | 135.113 | 0 | -91702.6 | 8.9057 | 8.9684 | 9.038
% Source EUI Difference Comparison | 3.253% | Baseline | -3.605% | Peak Gas Usage (kbtu/h) | 1140.81 | 1205.68 | 1276.81 | Option #2: HVAC Load | [11 empty] | 2020-01-02 22:00 | 47 | 1 | 2 | 23 | 0 | 0 | 8.9057 | 147396 | 0 | 0 | 0 | 136154 | 136.154 | 0 | -97538 | 8.9684 | 147392 | 0 | 0 | 0 | 136150 | 136.15 | 0 | -96589.1 | 9.038 | 148579 | 0 | 0 | 0 | 137337 | 137.337 | 0 | -96657.7 | 8.9057 | 8.9684 | 9.038
% Site EUI Difference Comparison | 3.428% | Baseline | -3.799% |  | 5.38% | BASE | -5.9% | Max Cooling Load (kbtuh) | 1827.47 | 1899.96 | 1975.04 | [8 empty] | 2020-01-02 23:00 | 48 | 1 | 2 | 24 | 0 | 0 | 8.9057 | 163673 | 0 | 0 | 0 | 152211 | 152.211 | 0 | -107045 | 8.9684 | 164779 | 0 | 0 | 0 | 153317 | 153.317 | 0 | -106857 | 9.038 | 167703 | 0 | 0 | 0 | 156241 | 156.241 | 0 | -108197 | 8.9057 | 8.9684 | 9.038
[5 empty] | 2020-01-08 11:00 | 2020-01-08 11:00 | 2020-01-08 11:00 | Max Heating Load (kbtuh) | 941.615 | 1003.59 | 1071.51 | [8 empty] | 2020-01-03 | 49 | 1 | 3 | 1 | 0 | 0 | 8.9057 | 163932 | 0 | 0 | 0 | 152470 | 152.47 | 0 | -111609 | 8.9684 | 165317 | 0 | 0 | 0 | 153855 | 153.855 | 0 | -111888 | 9.038 | 168611 | 0 | 0 | 0 | 157149 | 157.149 | 0 | -113671 | 8.9057 | 8.9684 | 9.038
Source EUI (kBtu/ft2) | 43.1648 | 44.616 | 46.2246 | [16 empty] | 2020-01-03 01:00 | 50 | 1 | 3 | 2 | 0 | 0 | 8.9057 | 168963 | 0 | 0 | 0 | 157501 | 157.501 | 0 | -115803 | 8.9684 | 170849 | 0 | 0 | 0 | 159387 | 159.387 | 0 | -116495 | 9.038 | 174463 | 0 | 0 | 0 | 163001 | 163.001 | 0 | -118494 | 8.9057 | 8.9684 | 9.038
Site EUI (kBtu/ft2) | 23.0754 | 23.8946 | 24.8024 | [16 empty] | 2020-01-03 02:00 | 51 | 1 | 3 | 3 | 0 | 0 | 8.9057 | 185181 | 0 | 0 | 0 | 173572 | 173.572 | 0 | -127719 | 8.9684 | 188545 | 0 | 0 | 0 | 176936 | 176.936 | 0 | -129686 | 9.038 | 192744 | 0 | 0 | 0 | 181135 | 181.135 | 0 | -131978 | 8.9057 | 8.9684 | 9.038
[20 empty] | 2020-01-03 03:00 | 52 | 1 | 3 | 4 | 0 | 0 | 8.9074 | 192669 | 0 | 0 | 0 | 180987 | 180.987 | 0 | -133991 | 8.9684 | 196570 | 0 | 0 | 0 | 184888 | 184.888 | 0 | -136926 | 9.038 | 201091 | 0 | 0 | 0 | 189409 | 189.409 | 0 | -139636 | 8.9074 | 8.9684 | 9.038
[20 empty] | 2020-01-03 04:00 | 53 | 1 | 3 | 5 | 0 | 0 | 8.9111 | 196676 | 0 | 0 | 0 | 184994 | 184.994 | 0 | -138203 | 8.9706 | 201468 | 0 | 0 | 0 | 189786 | 189.786 | 0 | -141824 | 9.038 | 205461 | 0 | 0 | 0 | 193779 | 193.779 | 0 | -144811 | 8.9111 | 8.9706 | 9.038
[20 empty] | 2020-01-03 05:00 | 54 | 1 | 3 | 6 | 0 | 0 | 8.9136 | 206909 | 0 | 0 | 0 | 195080 | 195.08 | 0 | -143670 | 8.9742 | 214043 | 0 | 0 | 0 | 202215 | 202.215 | 0 | -148555 | 9.0403 | 219562 | 0 | 0 | 0 | 207734 | 207.734 | 0 | -152511 | 8.9136 | 8.9742 | 9.0403
[20 empty] | 2020-01-03 06:00 | 55 | 1 | 3 | 7 | 0 | 0 | 8.9162 | 203377 | 0 | 0 | 0 | 191621 | 191.621 | 0 | -145432 | 8.9772 | 210711 | 0 | 0 | 0 | 198955 | 198.955 | 0 | -150743 | 9.0435 | 216830 | 0 | 0 | 0 | 205074 | 205.074 | 0 | -154906 | 8.9162 | 8.9772 | 9.0435
[20 empty] | 2020-01-03 07:00 | 56 | 1 | 3 | 8 | 0 | 0 | 8.9198 | 210094 | 0 | 0 | 0 | 198339 | 198.339 | 0 | -149603 | 8.9814 | 218264 | 0 | 0 | 0 | 206509 | 206.509 | 0 | -155543 | 9.0482 | 225313 | 0 | 0 | 0 | 213557 | 213.557 | 0 | -160407 | 8.9198 | 8.9814 | 9.0482
[20 empty] | 2020-01-03 08:00 | 57 | 1 | 3 | 9 | 13827.834 | 13.8278 | 8.7432 | 195102 | 0 | 0 | 0 | 183639 | 183.639 | 0 | -143329 | 8.7631 | 201595 | 0 | 0 | 0 | 190133 | 190.133 | 0 | -148176 | 8.7906 | 206854 | 0 | 0 | 0 | 195392 | 195.392 | 0 | -151886 | -5.0847 | -5.0647 | -5.0372
[20 empty] | 2020-01-03 09:00 | 58 | 1 | 3 | 10 | 13555.837 | 13.5558 | 8.6425 | 191429 | 0 | 0 | 0 | 180113 | 180.113 | 0 | -137172 | 8.6935 | 195827 | 0 | 0 | 0 | 184512 | 184.512 | 0 | -140054 | 8.7551 | 198779 | 0 | 0 | 0 | 187463 | 187.463 | 0 | -141599 | -4.9133 | -4.8623 | -4.8007
[20 empty] | 2020-01-03 10:00 | 59 | 1 | 3 | 11 | 50139.404 | 50.1394 | 8.6496 | 193912 | 0 | 0 | 0 | 182597 | 182.597 | 0 | -136157 | 8.7021 | 197686 | 0 | 0 | 0 | 186371 | 186.371 | 0 | -138337 | 8.7598 | 200518 | 0 | 0 | 0 | 189202 | 189.202 | 0 | -139263 | -41.4898 | -41.4373 | -41.3797
[20 empty] | 2020-01-03 11:00 | 60 | 1 | 3 | 12 | 164714.314 | 164.7143 | 8.6529 | 185641 | 0 | 0 | 0 | 174472 | 174.472 | 0 | -132364 | 8.7059 | 188540 | 0 | 0 | 0 | 177371 | 177.371 | 0 | -133968 | 8.7665 | 190648 | 0 | 0 | 0 | 179479 | 179.479 | 0 | -134194 | -156.0615 | -156.0084 | -155.9479
[20 empty] | 2020-01-03 12:00 | 61 | 1 | 3 | 13 | 211988.665 | 211.9887 | 8.6414 | 186094 | 0 | 0 | 0 | 174926 | 174.926 | 0 | -129604 | 8.691 | 188269 | 0 | 0 | 0 | 177100 | 177.1 | 0 | -130389 | 8.7542 | 190140 | 0 | 0 | 0 | 178971 | 178.971 | 0 | -129770 | -203.3473 | -203.2976 | -203.2344
[20 empty] | 2020-01-03 13:00 | 62 | 1 | 3 | 14 | 59146.265 | 59.1463 | 8.8244 | 183944 | 0 | 0 | 0 | 172849 | 172.849 | 0 | -129413 | 8.8679 | 186602 | 0 | 0 | 0 | 175507 | 175.507 | 0 | -130757 | 8.9243 | 187160 | 0 | 0 | 0 | 176064 | 176.064 | 0 | -130728 | -50.3218 | -50.2783 | -50.222
[20 empty] | 2020-01-03 14:00 | 63 | 1 | 3 | 15 | 84432.462 | 84.4325 | 8.6647 | 188960 | 0 | 0 | 0 | 177791 | 177.791 | 0 | -130489 | 8.7042 | 192096 | 0 | 0 | 0 | 180927 | 180.927 | 0 | -132041 | 8.7666 | 193779 | 0 | 0 | 0 | 182610 | 182.61 | 0 | -132309 | -75.7677 | -75.7283 | -75.6658
Optional Sensitivity Analysis for [List Measure Here] | [19 empty] | 2020-01-03 15:00 | 64 | 1 | 3 | 16 | 4529.806 | 4.5298 | 8.7833 | 188483 | 0 | 0 | 0 | 177314 | 177.314 | 0 | -131656 | 8.8228 | 192195 | 0 | 0 | 0 | 181026 | 181.026 | 0 | -133787 | 8.8739 | 193989 | 0 | 0 | 0 | 182820 | 182.82 | 0 | -134793 | 4.2535 | 4.293 | 4.3441
Total Energy Summary |  |  |  | Peak Demand Summary |  |  |  | HVAC Load Reduction Summary | [11 empty] | 2020-01-03 16:00 | 65 | 1 | 3 | 17 | 0 | 0 | 8.8911 | 189331 | 0 | 0 | 0 | 178162 | 178.162 | 0 | -132380 | 8.9468 | 193740 | 0 | 0 | 0 | 182571 | 182.571 | 0 | -135107 | 9.0095 | 196532 | 0 | 0 | 0 | 185363 | 185.363 | 0 | -136854 | 8.8911 | 8.9468 | 9.0095
Scenarios | Example 1- Low | Example 1-Base | Example 1-High | Scenarios | Example 1- Low | Example 1-Base | Example 1-High | Scenarios | Example 1- Low | Example 1-Base | Example 1-High | [8 empty] | 2020-01-03 17:00 | 66 | 1 | 3 | 18 | 0 | 0 | 8.9116 | 176691 | 0 | 0 | 0 | 165742 | 165.742 | 0 | -126484 | 8.9703 | 180269 | 0 | 0 | 0 | 169320 | 169.32 | 0 | -128755 | 9.038 | 183650 | 0 | 0 | 0 | 172701 | 172.701 | 0 | -130060 | 8.9116 | 8.9703 | 9.038
Electric Usage (kwh) | 1 | 2 | 3 | Peak Electricity Usage (kW) | 10 | 4 | 6 | Option #1: HVAC Usage | [11 empty] | 2020-01-03 18:00 | 67 | 1 | 3 | 19 | 0 | 0 | 8.9096 | 173071 | 0 | 0 | 0 | 162269 | 162.269 | 0 | -121949 | 8.9684 | 176459 | 0 | 0 | 0 | 165657 | 165.657 | 0 | -123865 | 9.038 | 179355 | 0 | 0 | 0 | 168552 | 168.552 | 0 | -124847 | 8.9096 | 8.9684 | 9.038
Gas Usage (therms) | 9999 | 9999 | 9999 |  | -150% | BASE | -50% | Max Cooling Usage (kW) | [11 empty] | 2020-01-03 19:00 | 68 | 1 | 3 | 20 | 0 | 0 | 8.9092 | 176204 | 0 | 0 | 0 | 165402 | 165.402 | 0 | -121487 | 8.9684 | 180033 | 0 | 0 | 0 | 169231 | 169.231 | 0 | -123673 | 9.038 | 182842 | 0 | 0 | 0 | 172040 | 172.04 | 0 | -125025 | 8.9092 | 8.9684 | 9.038
Total Usage (MMBtu) | 999.9034 | 999.9068 | 999.9102 |  |  |  |  | Max Heating Usage (kbtu/h) | [11 empty] | 2020-01-03 20:00 | 69 | 1 | 3 | 21 | 0 | 0 | 8.9064 | 166296 | 0 | 0 | 0 | 155640 | 155.64 | 0 | -116289 | 8.9684 | 170290 | 0 | 0 | 0 | 159634 | 159.634 | 0 | -118056 | 9.038 | 172589 | 0 | 0 | 0 | 161933 | 161.933 | 0 | -119002 | 8.9064 | 8.9684 | 9.038
% Source EUI Difference Comparison | 0.0008287% | Baseline | -0.0008287% | Peak Gas Usage (kbtu/h) | 3 | 1 | 6 | Option #2: HVAC Load | [11 empty] | 2020-01-03 21:00 | 70 | 1 | 3 | 22 | 0 | 0 | 8.906 | 169505 | 0 | 0 | 0 | 158850 | 158.85 | 0 | -115892 | 8.9684 | 173178 | 0 | 0 | 0 | 162522 | 162.522 | 0 | -117987 | 9.038 | 175997 | 0 | 0 | 0 | 165341 | 165.341 | 0 | -119363 | 8.906 | 8.9684 | 9.038
%Site EUI Difference Comparison | 0.0003412% | Baseline | -0.0003412% |  | -200% | BASE | -500% | Max Cooling Load (kbtuh) | [11 empty] | 2020-01-03 22:00 | 71 | 1 | 3 | 23 | 0 | 0 | 8.9057 | 168053 | 0 | 0 | 0 | 157397 | 157.397 | 0 | -114358 | 8.9684 | 171969 | 0 | 0 | 0 | 161313 | 161.313 | 0 | -116633 | 9.038 | 175140 | 0 | 0 | 0 | 164484 | 164.484 | 0 | -118264 | 8.9057 | 8.9684 | 9.038
[8 empty] | Max Heating Load (kbtuh) | [11 empty] | 2020-01-03 23:00 | 72 | 1 | 3 | 24 | 0 | 0 | 8.9065 | 179641 | 0 | 0 | 0 | 168765 | 168.765 | 0 | -119943 | 8.9684 | 184697 | 0 | 0 | 0 | 173821 | 173.821 | 0 | -123462 | 9.038 | 189600 | 0 | 0 | 0 | 178724 | 178.724 | 0 | -126531 | 8.9065 | 8.9684 | 9.038
[20 empty] | 2020-01-04 | 73 | 1 | 4 | 1 | 0 | 0 | 8.5004 | 170186 | 0 | 0 | 0 | 159384 | 159.384 | 0 | -117917 | 8.5631 | 175676 | 0 | 0 | 0 | 164874 | 164.874 | 0 | -121470 | 8.6326 | 180547 | 0 | 0 | 0 | 169745 | 169.745 | 0 | -124619 | 8.5004 | 8.5631 | 8.6326
[20 empty] | 2020-01-04 01:00 | 74 | 1 | 4 | 2 | 0 | 0 | 8.5004 | 171249 | 0 | 0 | 0 | 160446 | 160.446 | 0 | -117041 | 8.5631 | 176782 | 0 | 0 | 0 | 165980 | 165.98 | 0 | -120776 | 8.6326 | 182024 | 0 | 0 | 0 | 171222 | 171.222 | 0 | -124170 | 8.5004 | 8.5631 | 8.6326
Source EUI (kBtu/ft2) | 8.897 | 8.897 | 8.8971 | [16 empty] | 2020-01-04 02:00 | 75 | 1 | 4 | 3 | 0 | 0 | 8.502 | 170355 | 0 | 0 | 0 | 159626 | 159.626 | 0 | -118345 | 8.5631 | 175607 | 0 | 0 | 0 | 164878 | 164.878 | 0 | -122382 | 8.6326 | 181103 | 0 | 0 | 0 | 170374 | 170.374 | 0 | -126132 | 8.502 | 8.5631 | 8.6326
Stie EUI (kBtu/ft2) | 8.4733 | 8.4733 | 8.4733 | [16 empty] | 2020-01-04 03:00 | 76 | 1 | 4 | 4 | 0 | 0 | 8.5004 | 167967 | 0 | 0 | 0 | 157239 | 157.239 | 0 | -113778 | 8.5631 | 174090 | 0 | 0 | 0 | 163362 | 163.362 | 0 | -117484 | 8.6326 | 179548 | 0 | 0 | 0 | 168819 | 168.819 | 0 | -120920 | 8.5004 | 8.5631 | 8.6326
[20 empty] | 2020-01-04 04:00 | 77 | 1 | 4 | 5 | 0 | 0 | 24.0898 | 932200 | 3.0127 | 10.2795 | 0 | 921471 | 921.471 | 23021.6 | -826288 | 26.2731 | 995060 | 3.9322 | 13.4166 | 0 | 984331 | 984.331 | 30047.3 | -885671 | 28.8085 | 1063710 | 5.0549 | 17.2474 | 0 | 1052980 | 1052.98 | 38626.6 | -950590 | 24.0898 | 26.2731 | 28.8085
[20 empty] | 2020-01-04 05:00 | 78 | 1 | 4 | 6 | 0 | 0 | 28.7533 | 912444 | 5.1104 | 17.4368 | 0 | 901715 | 901.715 | 39050.8 | -806581 | 31.9355 | 973259 | 6.7821 | 23.1407 | 0 | 962530 | 962.53 | 51825.1 | -863102 | 35.703 | 1039800 | 8.8477 | 30.1883 | 0 | 1029070 | 1029.07 | 67608.6 | -924839 | 28.7533 | 31.9355 | 35.703
[20 empty] | 2020-01-04 06:00 | 79 | 1 | 4 | 7 | 0 | 0 | 33.0815 | 925278 | 6.5013 | 22.1823 | 0 | 892261 | 892.261 | 49678.8 | -799018 | 36.4121 | 985758 | 8.3702 | 28.5591 | 0 | 952740 | 952.74 | 63960 | -855384 | 40.5435 | 1051880 | 10.7213 | 36.5811 | 0 | 1018860 | 1018.86 | 81925.6 | -916980 | 33.0815 | 36.4121 | 40.5435
[20 empty] | 2020-01-04 07:00 | 80 | 1 | 4 | 8 | 0 | 0 | 102.466 | 992477 | 1.1121 | 3.7943 | 0 | 909749 | 909.749 | 8497.7 | -815946 | 103.96 | 1055370 | 1.2658 | 4.3189 | 0 | 972642 | 972.642 | 9672.44 | -875014 | 105.566 | 1124100 | 1.386 | 4.729 | 0 | 1041370 | 1041.37 | 10591 | -939550 | 102.466 | 103.96 | 105.566
[20 empty] | 2020-01-04 08:00 | 81 | 1 | 4 | 9 | 34286.686 | 34.2867 | 134.965 | 1092000 | 1.3812 | 4.7127 | 0 | 1009270 | 1009.27 | 10554.4 | -925134 | 135.991 | 1156760 | 1.4906 | 5.0859 | 0 | 1074030 | 1074.03 | 11390.1 | -986894 | 137.182 | 1225650 | 1.612 | 5.5002 | 0 | 1142930 | 1142.93 | 12318 | -1052020 | 100.6783 | 101.7043 | 102.8953
[20 empty] | 2020-01-04 09:00 | 82 | 1 | 4 | 10 | 134226.251 | 134.2263 | 133.564 | 1064230 | 1.3812 | 4.7128 | 0 | 1006430 | 1006.43 | 10554.5 | -923082 | 134.406 | 1126360 | 1.4906 | 5.0859 | 0 | 1068560 | 1068.56 | 11390.2 | -981889 | 135.398 | 1190680 | 1.612 | 5.5002 | 0 | 1132880 | 1132.88 | 12318.2 | -1042060 | -0.66225 | 0.17975 | 1.1717
[20 empty] | 2020-01-04 10:00 | 83 | 1 | 4 | 11 | 115238.937 | 115.2389 | 134.077 | 1059810 | 1.381 | 4.7119 | 0 | 1002020 | 1002.02 | 10552.7 | -916940 | 134.922 | 1117980 | 1.4903 | 5.085 | 0 | 1060190 | 1060.19 | 11388.2 | -971291 | 135.969 | 1179060 | 1.6118 | 5.4993 | 0 | 1121260 | 1121.26 | 12316 | -1027720 | 18.8381 | 19.6831 | 20.7301
[20 empty] | 2020-01-04 11:00 | 84 | 1 | 4 | 12 | 202897.286 | 202.8973 | 112.538 | 1106550 | 1.1531 | 3.9343 | 0 | 979890 | 979.89 | 8811.25 | -894298 | 113.429 | 1161880 | 1.2624 | 4.3074 | 0 | 1035220 | 1035.22 | 9646.66 | -945591 | 114.745 | 1213940 | 1.3838 | 4.7216 | 0 | 1087280 | 1087.28 | 10574.3 | -992062 | -90.3593 | -89.4683 | -88.1523
[20 empty] | 2020-01-04 12:00 | 85 | 1 | 4 | 13 | 201880.131 | 201.8801 | 135.656 | 1079090 | 1.1552 | 3.9415 | 0 | 952426 | 952.426 | 8827.3 | -866396 | 136.714 | 1120080 | 1.2647 | 4.3152 | 0 | 993420 | 993.42 | 9664.24 | -902142 | 138.134 | 1165070 | 1.3863 | 4.7302 | 0 | 1038410 | 1038.41 | 10593.5 | -941655 | -66.2241 | -65.1661 | -63.7461
SENSITIVITY ANALYSIS 3: Envelope U-Value | [19 empty] | 2020-01-04 13:00 | 86 | 1 | 4 | 14 | 174968.174 | 174.9682 | 88.1364 | 1038480 | 1.1544 | 3.9387 | 0 | 945702 | 945.702 | 8820.9 | -855750 | 89.0455 | 1080360 | 1.2638 | 4.3121 | 0 | 987579 | 987.579 | 9657.23 | -892401 | 90.1296 | 1126030 | 1.3853 | 4.7267 | 0 | 1033260 | 1033.26 | 10585.8 | -931975 | -86.8318 | -85.9227 | -84.8386
[20 empty] | 2020-01-04 14:00 | 87 | 1 | 4 | 15 | 128130.096 | 128.1301 | 83.5139 | 984205 | 1.1533 | 3.9352 | 0 | 926922 | 926.922 | 8813.04 | -835783 | 84.3739 | 1023630 | 1.2627 | 4.3083 | 0 | 966342 | 966.342 | 9648.62 | -869715 | 85.4625 | 1063350 | 1.3841 | 4.7225 | 0 | 1006060 | 1006.06 | 10576.4 | -902969 | -44.6162 | -43.7562 | -42.6676
[20 empty] | 2020-01-04 15:00 | 88 | 1 | 4 | 16 | 46754.998 | 46.755 | 71.4158 | 980781 | 1.3798 | 4.7077 | 0 | 923498 | 923.498 | 10543.2 | -831915 | 72.1677 | 1019740 | 1.489 | 5.0804 | 0 | 962453 | 962.453 | 11378 | -865326 | 73.37 | 1057530 | 1.6103 | 5.4943 | 0 | 1000250 | 1000.25 | 12304.9 | -896695 | 24.6608 | 25.4127 | 26.615
[20 empty] | 2020-01-04 16:00 | 89 | 1 | 4 | 17 | 0 | 0 | 75.1329 | 953739 | 1.3815 | 4.7137 | 0 | 921162 | 921.162 | 10556.6 | -829491 | 76.2464 | 991742 | 1.4909 | 5.0869 | 0 | 959165 | 959.165 | 11392.4 | -861862 | 77.5706 | 1029720 | 1.6123 | 5.5013 | 0 | 997137 | 997.137 | 12320.5 | -893463 | 75.1329 | 76.2464 | 77.5706
[20 empty] | 2020-01-04 17:00 | 90 | 1 | 4 | 18 | 0 | 0 | 14.694 | 32651 | 0 | 0 | 0 | 0 | 0 | 0 | 0 | 14.694 | 32651 | 0 | 0 | 0 | 0 | 0 | 0 | 0 | 14.694 | 32651 | 0 | 0 | 0 | 0 | 0 | 0 | 0 | 14.694 | 14.694 | 14.694
[20 empty] | 2020-01-04 18:00 | 91 | 1 | 4 | 19 | 0 | 0 | 13.7827 | 32724.3 | 0 | 0 | 0 | 0 | 0 | 0 | 0 | 13.7827 | 32724.3 | 0 | 0 | 0 | 0 | 0 | 0 | 0 | 13.7827 | 32724.3 | 0 | 0 | 0 | 0 | 0 | 0 | 0 | 13.7827 | 13.7827 | 13.7827
[20 empty] | 2020-01-04 19:00 | 92 | 1 | 4 | 20 | 0 | 0 | 10.3847 | 32724.3 | 0 | 0 | 0 | 0 | 0 | 0 | 0 | 10.3847 | 32724.3 | 0 | 0 | 0 | 0 | 0 | 0 | 0 | 10.3847 | 32724.3 | 0 | 0 | 0 | 0 | 0 | 0 | 0 | 10.3847 | 10.3847 | 10.3847
[20 empty] | 2020-01-04 20:00 | 93 | 1 | 4 | 21 | 0 | 0 | 8.8655 | 10069 | 0 | 0 | 0 | 0 | 0 | 0 | 0 | 8.8655 | 10069 | 0 | 0 | 0 | 0 | 0 | 0 | 0 | 8.8655 | 10069 | 0 | 0 | 0 | 0 | 0 | 0 | 0 | 8.8655 | 8.8655 | 8.8655
[20 empty] | 2020-01-04 21:00 | 94 | 1 | 4 | 22 | 0 | 0 | 7.3463 | 10069 | 0 | 0 | 0 | 0 | 0 | 0 | 0 | 7.3463 | 10069 | 0 | 0 | 0 | 0 | 0 | 0 | 0 | 7.3463 | 10069 | 0 | 0 | 0 | 0 | 0 | 0 | 0 | 7.3463 | 7.3463 | 7.3463
[20 empty] | 2020-01-04 22:00 | 95 | 1 | 4 | 23 | 0 | 0 | 7.3463 | 10069 | 0 | 0 | 0 | 0 | 0 | 0 | 0 | 7.3463 | 10069 | 0 | 0 | 0 | 0 | 0 | 0 | 0 | 7.3463 | 10069 | 0 | 0 | 0 | 0 | 0 | 0 | 0 | 7.3463 | 7.3463 | 7.3463
[20 empty] | 2020-01-04 23:00 | 96 | 1 | 4 | 24 | 0 | 0 | 7.3463 | 10289 | 0 | 0 | 0 | 0 | 0 | 0 | 0 | 7.3463 | 10289 | 0 | 0 | 0 | 0 | 0 | 0 | 0 | 7.3463 | 10289 | 0 | 0 | 0 | 0 | 0 | 0 | 0 | 7.3463 | 7.3463 | 7.3463
[20 empty] | 2020-01-05 | 97 | 1 | 5 | 1 | 0 | 0 | 7.3463 | 10435.6 | 0 | 0 | 0 | 0 | 0 | 0 | 0 | 7.3463 | 10435.6 | 0 | 0 | 0 | 0 | 0 | 0 | 0 | 7.3463 | 10435.6 | 0 | 0 | 0 | 0 | 0 | 0 | 0 | 7.3463 | 7.3463 | 7.3463
[20 empty] | 2020-01-05 01:00 | 98 | 1 | 5 | 2 | 0 | 0 | 7.3463 | 10435.6 | 0 | 0 | 0 | 0 | 0 | 0 | 0 | 7.3463 | 10435.6 | 0 | 0 | 0 | 0 | 0 | 0 | 0 | 7.3463 | 10435.6 | 0 | 0 | 0 | 0 | 0 | 0 | 0 | 7.3463 | 7.3463 | 7.3463
[20 empty] | 2020-01-05 02:00 | 99 | 1 | 5 | 3 | 0 | 0 | 7.3463 | 10655.6 | 0 | 0 | 0 | 0 | 0 | 0 | 0 | 7.3463 | 10655.6 | 0 | 0 | 0 | 0 | 0 | 0 | 0 | 7.3463 | 10655.6 | 0 | 0 | 0 | 0 | 0 | 0 | 0 | 7.3463 | 7.3463 | 7.3463
[20 empty] | 2020-01-05 03:00 | 100 | 1 | 5 | 4 | 0 | 0 | 7.3463 | 10802.3 | 0 | 0 | 0 | 0 | 0 | 0 | 0 | 7.3463 | 10802.3 | 0 | 0 | 0 | 0 | 0 | 0 | 0 | 7.3463 | 10802.3 | 0 | 0 | 0 | 0 | 0 | 0 | 0 | 7.3463 | 7.3463 | 7.3463
[20 empty] | 2020-01-05 04:00 | 101 | 1 | 5 | 5 | 0 | 0 | 34.839 | 957211 | 11.1168 | 37.9305 | 0 | 946409 | 946.409 | 84947.8 | -780114 | 37.9234 | 1013210 | 12.9102 | 44.0496 | 0 | 1002410 | 1002.41 | 98651.8 | -827864 | 41.3434 | 1068490 | 14.899 | 50.8354 | 0 | 1057690 | 1057.69 | 113849 | -873590 | 34.839 | 37.9234 | 41.3434
[20 empty] | 2020-01-05 05:00 | 102 | 1 | 5 | 6 | 0 | 0 | 41.4155 | 874582 | 15.0521 | 51.3578 | 0 | 863633 | 863.633 | 115019 | -764308 | 45.2047 | 918609 | 17.5643 | 59.9294 | 0 | 907660 | 907.66 | 134216 | -803128 | 49.4927 | 967114 | 20.3928 | 69.5802 | 0 | 956165 | 956.165 | 155830 | -845552 | 41.4155 | 45.2047 | 49.4927
[20 empty] | 2020-01-05 06:00 | 103 | 1 | 5 | 7 | 0 | 0 | 44.395 | 875435 | 15.8189 | 53.9741 | 0 | 842051 | 842.051 | 120879 | -744539 | 48.2254 | 918957 | 18.3673 | 62.6692 | 0 | 885573 | 885.573 | 140352 | -782762 | 52.5193 | 965307 | 21.2384 | 72.4654 | 0 | 931922 | 931.922 | 162291 | -823253 | 44.395 | 48.2254 | 52.5193
[20 empty] | 2020-01-05 07:00 | 104 | 1 | 5 | 8 | 0 | 0 | 101.269 | 917722 | 1.1861 | 4.0469 | 0 | 834628 | 834.628 | 9063.33 | -737535 | 102.663 | 966325 | 1.2924 | 4.4097 | 0 | 883231 | 883.231 | 9875.74 | -781081 | 104.201 | 1017400 | 1.4097 | 4.8098 | 0 | 934304 | 934.304 | 10771.9 | -826531 | 101.269 | 102.663 | 104.201
[20 empty] | 2020-01-05 08:00 | 105 | 1 | 5 | 9 | 67791.92 | 67.7919 | 128.992 | 1017880 | 1.3882 | 4.7365 | 0 | 934716 | 934.716 | 10607.7 | -842796 | 128.82 | 1066920 | 1.4974 | 5.1093 | 0 | 983749 | 983.749 | 11442.6 | -887028 | 129.745 | 1118790 | 1.6188 | 5.5232 | 0 | 1035630 | 1035.63 | 12369.6 | -933337 | 61.2001 | 61.0281 | 61.9531
[20 empty] | 2020-01-05 09:00 | 106 | 1 | 5 | 10 | 136870.422 | 136.8704 | 133.163 | 972722 | 1.3804 | 4.7098 | 0 | 914413 | 914.413 | 10547.9 | -821469 | 133.669 | 1017820 | 1.4897 | 5.0827 | 0 | 959505 | 959.505 | 11383.1 | -861549 | 134.713 | 1066960 | 1.611 | 5.4968 | 0 | 1008650 | 1008.65 | 12310.4 | -904953 | -3.7074 | -3.2014 | -2.1574
[20 empty] | 2020-01-05 10:00 | 107 | 1 | 5 | 11 | 184437.894 | 184.4379 | 135.581 | 948974 | 1.3809 | 4.7115 | 0 | 890664 | 890.664 | 10551.8 | -796493 | 135.602 | 991140 | 1.4902 | 5.0846 | 0 | 932830 | 932.83 | 11387.2 | -833458 | 136.214 | 1036210 | 1.6116 | 5.4988 | 0 | 977899 | 977.899 | 12314.9 | -872702 | -48.8569 | -48.8359 | -48.2239
[20 empty] | 2020-01-05 11:00 | 108 | 1 | 5 | 12 | 205705.251 | 205.7053 | 114.087 | 993676 | 1.3791 | 4.7055 | 0 | 867017 | 867.017 | 10538.2 | -770143 | 114.927 | 1034610 | 1.4883 | 5.078 | 0 | 907948 | 907.948 | 11372.6 | -805730 | 116.081 | 1076290 | 1.6095 | 5.4918 | 0 | 949631 | 949.631 | 12299.1 | -841402 | -91.6183 | -90.7783 | -89.6243
[20 empty] | 2020-01-05 12:00 | 109 | 1 | 5 | 13 | 205183.949 | 205.1839 | 135.226 | 962688 | 1.1532 | 3.9347 | 0 | 836029 | 836.029 | 8812.06 | -738151 | 136.3 | 997814 | 1.2625 | 4.3078 | 0 | 871155 | 871.155 | 9647.55 | -767961 | 137.723 | 1033760 | 1.3839 | 4.722 | 0 | 907100 | 907.1 | 10575.2 | -797868 | -69.9579 | -68.8839 | -67.4609
[20 empty] | 2020-01-05 13:00 | 110 | 1 | 5 | 14 | 182049.996 | 182.05 | 86.7093 | 925217 | 1.1532 | 3.9347 | 0 | 829882 | 829.882 | 8812.03 | -732884 | 87.8724 | 957956 | 1.2625 | 4.3078 | 0 | 862621 | 862.621 | 9647.52 | -760243 | 89.3658 | 992018 | 1.3839 | 4.722 | 0 | 896682 | 896.682 | 10575.2 | -788291 | -95.3407 | -94.1776 | -92.6842
[20 empty] | 2020-01-05 14:00 | 111 | 1 | 5 | 15 | 134103.284 | 134.1033 | 83.7995 | 895137 | 1.3889 | 4.7391 | 0 | 836534 | 836.534 | 10613.4 | -737283 | 84.7559 | 925640 | 1.4983 | 5.1121 | 0 | 867036 | 867.036 | 11448.8 | -762107 | 86.0402 | 955751 | 1.6196 | 5.5262 | 0 | 897148 | 897.148 | 12376.3 | -785956 | -50.3038 | -49.3474 | -48.0631
[20 empty] | 2020-01-05 15:00 | 112 | 1 | 5 | 16 | 67285.92 | 67.2859 | 69.8983 | 917408 | 1.3894 | 4.7408 | 0 | 858658 | 858.658 | 10617.3 | -759770 | 70.9341 | 950655 | 1.4988 | 5.1139 | 0 | 891905 | 891.905 | 11452.9 | -787315 | 72.2943 | 983835 | 1.6202 | 5.5282 | 0 | 925085 | 925.085 | 12380.8 | -814087 | 2.6124 | 3.6482 | 5.0084
[20 empty] | 2020-01-05 16:00 | 113 | 1 | 5 | 17 | 2296.929 | 2.2969 | 71.8822 | 892979 | 1.3892 | 4.74 | 0 | 859081 | 859.081 | 10615.4 | -762987 | 73.0471 | 926650 | 1.4985 | 5.113 | 0 | 892753 | 892.753 | 11450.9 | -791178 | 74.3642 | 962949 | 1.6199 | 5.5272 | 0 | 929052 | 929.052 | 12378.6 | -821289 | 69.5853 | 70.7502 | 72.0673
[20 empty] | 2020-01-05 17:00 | 114 | 1 | 5 | 18 | 0 | 0 | 14.694 | 34044.5 | 0 | 0 | 0 | 0 | 0 | 0 | 0 | 14.694 | 34044.5 | 0 | 0 | 0 | 0 | 0 | 0 | 0 | 14.694 | 34044.5 | 0 | 0 | 0 | 0 | 0 | 0 | 0 | 14.694 | 14.694 | 14.694
[20 empty] | 2020-01-05 18:00 | 115 | 1 | 5 | 19 | 0 | 0 | 13.7827 | 34191.2 | 0 | 0 | 0 | 0 | 0 | 0 | 0 | 13.7827 | 34191.2 | 0 | 0 | 0 | 0 | 0 | 0 | 0 | 13.7827 | 34191.2 | 0 | 0 | 0 | 0 | 0 | 0 | 0 | 13.7827 | 13.7827 | 13.7827
[20 empty] | 2020-01-05 19:00 | 116 | 1 | 5 | 20 | 0 | 0 | 10.3847 | 34191.2 | 0 | 0 | 0 | 0 | 0 | 0 | 0 | 10.3847 | 34191.2 | 0 | 0 | 0 | 0 | 0 | 0 | 0 | 10.3847 | 34191.2 | 0 | 0 | 0 | 0 | 0 | 0 | 0 | 10.3847 | 10.3847 | 10.3847
[20 empty] | 2020-01-05 20:00 | 117 | 1 | 5 | 21 | 0 | 0 | 8.8655 | 12048.8 | 0 | 0 | 0 | 0 | 0 | 0 | 0 | 8.8655 | 12048.8 | 0 | 0 | 0 | 0 | 0 | 0 | 0 | 8.8655 | 12048.8 | 0 | 0 | 0 | 0 | 0 | 0 | 0 | 8.8655 | 8.8655 | 8.8655
[20 empty] | 2020-01-05 21:00 | 118 | 1 | 5 | 22 | 0 | 0 | 7.3463 | 12268.8 | 0 | 0 | 0 | 0 | 0 | 0 | 0 | 7.3463 | 12268.8 | 0 | 0 | 0 | 0 | 0 | 0 | 0 | 7.3463 | 12268.8 | 0 | 0 | 0 | 0 | 0 | 0 | 0 | 7.3463 | 7.3463 | 7.3463
[20 empty] | 2020-01-05 22:00 | 119 | 1 | 5 | 23 | 0 | 0 | 7.3463 | 12268.8 | 0 | 0 | 0 | 0 | 0 | 0 | 0 | 7.3463 | 12268.8 | 0 | 0 | 0 | 0 | 0 | 0 | 0 | 7.3463 | 12268.8 | 0 | 0 | 0 | 0 | 0 | 0 | 0 | 7.3463 | 7.3463 | 7.3463
[20 empty] | 2020-01-05 23:00 | 120 | 1 | 5 | 24 | 0 | 0 | 7.3463 | 12342.2 | 0 | 0 | 0 | 0 | 0 | 0 | 0 | 7.3463 | 12342.2 | 0 | 0 | 0 | 0 | 0 | 0 | 0 | 7.3463 | 12342.2 | 0 | 0 | 0 | 0 | 0 | 0 | 0 | 7.3463 | 7.3463 | 7.3463
[20 empty] | 2020-01-06 | 121 | 1 | 6 | 1 | 0 | 0 | 8.5004 | 12415.5 | 0 | 0 | 0 | 0 | 0 | 0 | -463.045 | 8.5631 | 12415.5 | 0 | 0 | 0 | 0 | 0 | 0 | -463.044 | 8.6326 | 12415.5 | 0 | 0 | 0 | 0 | 0 | 0 | -463.044 | 8.5004 | 8.5631 | 8.6326
[20 empty] | 2020-01-06 01:00 | 122 | 1 | 6 | 2 | 0 | 0 | 8.5004 | 12415.5 | 0 | 0 | 0 | 0 | 0 | 0 | -966.737 | 8.5631 | 12415.5 | 0 | 0 | 0 | 0 | 0 | 0 | -966.737 | 8.6326 | 12415.5 | 0 | 0 | 0 | 0 | 0 | 0 | -966.737 | 8.5004 | 8.5631 | 8.6326
[20 empty] | 2020-01-06 02:00 | 123 | 1 | 6 | 3 | 0 | 0 | 8.5004 | 12562.1 | 0 | 0 | 0 | 0 | 0 | 0 | -1501.18 | 8.5631 | 12562.1 | 0 | 0 | 0 | 0 | 0 | 0 | -1501.18 | 8.6326 | 12562.1 | 0 | 0 | 0 | 0 | 0 | 0 | -1501.18 | 8.5004 | 8.5631 | 8.6326
[20 empty] | 2020-01-06 03:00 | 124 | 1 | 6 | 4 | 0 | 0 | 8.5004 | 12562.1 | 0 | 0 | 0 | 0 | 0 | 0 | -1917.62 | 8.5631 | 12562.1 | 0 | 0 | 0 | 0 | 0 | 0 | -1917.62 | 8.6326 | 12562.1 | 0 | 0 | 0 | 0 | 0 | 0 | -1917.62 | 8.5004 | 8.5631 | 8.6326
[20 empty] | 2020-01-06 04:00 | 125 | 1 | 6 | 5 | 0 | 0 | 37.0291 | 978041 | 13.4831 | 46.0043 | 0 | 965478 | 965.478 | 103029 | -803938 | 39.9226 | 1041140 | 15.101 | 51.5246 | 0 | 1028580 | 1028.58 | 115393 | -859698 | 43.0865 | 1109880 | 16.8511 | 57.496 | 0 | 1097320 | 1097.32 | 128766 | -920113 | 37.0291 | 39.9226 | 43.0865
[20 empty] | 2020-01-06 05:00 | 126 | 1 | 6 | 6 | 0 | 0 | 43.5547 | 900422 | 17.3326 | 59.1388 | 0 | 887933 | 887.933 | 132446 | -792729 | 47.2867 | 955760 | 19.7896 | 67.5221 | 0 | 943271 | 943.271 | 151220 | -843458 | 51.4435 | 1014700 | 22.5345 | 76.8877 | 0 | 1002210 | 1002.21 | 172195 | -897153 | 43.5547 | 47.2867 | 51.4435
[20 empty] | 2020-01-06 06:00 | 127 | 1 | 6 | 7 | 0 | 0 | 46.3655 | 910237 | 17.9824 | 61.3559 | 0 | 875386 | 875.386 | 137411 | -779455 | 50.1528 | 962570 | 20.4978 | 69.9385 | 0 | 927719 | 927.719 | 156632 | -827079 | 54.3249 | 1014900 | 23.2655 | 79.3819 | 0 | 980049 | 980.049 | 177781 | -873952 | 46.3655 | 50.1528 | 54.3249
[20 empty] | 2020-01-06 07:00 | 128 | 1 | 6 | 8 | 0 | 0 | 101.068 | 988612 | 1.1901 | 4.0607 | 0 | 904051 | 904.051 | 9094.23 | -809092 | 102.456 | 1050810 | 1.2945 | 4.4169 | 0 | 966253 | 966.253 | 9891.89 | -867141 | 103.994 | 1119370 | 1.4103 | 4.8118 | 0 | 1034810 | 1034.81 | 10776.5 | -931022 | 101.068 | 102.456 | 103.994
[20 empty] | 2020-01-06 08:00 | 129 | 1 | 6 | 9 | 65227.487 | 65.2275 | 130.292 | 1101830 | 1.3902 | 4.7434 | 0 | 1017120 | 1017.12 | 10623.2 | -931826 | 130.353 | 1167650 | 1.4996 | 5.1167 | 0 | 1082940 | 1082.94 | 11459.3 | -994587 | 130.633 | 1240030 | 1.6211 | 5.5313 | 0 | 1155320 | 1155.32 | 12387.6 | -1063520 | 65.0645 | 65.1255 | 65.4055
[20 empty] | 2020-01-06 09:00 | 130 | 1 | 6 | 10 | 134010.764 | 134.0108 | 132.256 | 1070550 | 1.3895 | 4.7408 | 0 | 1010700 | 1010.7 | 10617.4 | -925217 | 133.05 | 1135670 | 1.4988 | 5.1139 | 0 | 1075820 | 1075.82 | 11453 | -987205 | 134.073 | 1207650 | 1.6202 | 5.5282 | 0 | 1147800 | 1147.8 | 12380.9 | -1055700 | -1.7548 | -0.96076 | 0.062236
[20 empty] | 2020-01-06 10:00 | 131 | 1 | 6 | 11 | 183946.125 | 183.9461 | 132.831 | 1055370 | 1.39 | 4.7425 | 0 | 995597 | 995.597 | 10621.3 | -908705 | 133.787 | 1119210 | 1.4994 | 5.1158 | 0 | 1059430 | 1059.43 | 11457.2 | -969164 | 135.112 | 1189830 | 1.6208 | 5.5303 | 0 | 1130050 | 1130.05 | 12385.4 | -1036050 | -51.1151 | -50.1591 | -48.8341
[20 empty] | 2020-01-06 11:00 | 132 | 1 | 6 | 12 | 207427.416 | 207.4274 | 113.001 | 1110130 | 1.3895 | 4.7409 | 0 | 983470 | 983.47 | 10617.5 | -895320 | 114.098 | 1173640 | 1.4988 | 5.114 | 0 | 1046980 | 1046.98 | 11453.1 | -955344 | 115.545 | 1243860 | 1.6202 | 5.5283 | 0 | 1117200 | 1117.2 | 12381 | -1021710 | -94.4264 | -93.3294 | -91.8824
[20 empty] | 2020-01-06 12:00 | 133 | 1 | 6 | 13 | 207598.106 | 207.5981 | 136.445 | 1077740 | 1.3895 | 4.7408 | 0 | 951085 | 951.085 | 10617.4 | -861626 | 137.567 | 1137000 | 1.4988 | 5.114 | 0 | 1010340 | 1010.34 | 11453.1 | -916994 | 139.036 | 1202890 | 1.6202 | 5.5283 | 0 | 1076230 | 1076.23 | 12380.9 | -978579 | -71.1531 | -70.0311 | -68.5621
[20 empty] | 2020-01-06 13:00 | 134 | 1 | 6 | 14 | 185497.801 | 185.4978 | 87.8857 | 1043680 | 1.3892 | 4.74 | 0 | 944601 | 944.601 | 10615.5 | -854330 | 89.1145 | 1101290 | 1.4985 | 5.113 | 0 | 1002220 | 1002.22 | 11450.9 | -907851 | 90.6426 | 1165350 | 1.6199 | 5.5272 | 0 | 1066280 | 1066.28 | 12378.6 | -967382 | -97.6121 | -96.3833 | -94.8552
[20 empty] | 2020-01-06 14:00 | 135 | 1 | 6 | 15 | 138134.426 | 138.1344 | 83.2541 | 1009200 | 1.3889 | 4.7391 | 0 | 949568 | 949.568 | 10613.5 | -858506 | 84.3925 | 1064240 | 1.4983 | 5.1121 | 0 | 1004610 | 1004.61 | 11448.9 | -909194 | 85.8712 | 1125450 | 1.6197 | 5.5262 | 0 | 1065820 | 1065.82 | 12376.4 | -965572 | -54.8803 | -53.7419 | -52.2632
[20 empty] | 2020-01-06 15:00 | 136 | 1 | 6 | 16 | 69873.119 | 69.8731 | 69.8651 | 1022130 | 1.3895 | 4.7408 | 0 | 962496 | 962.496 | 10617.4 | -872314 | 70.8925 | 1078410 | 1.4988 | 5.114 | 0 | 1018780 | 1018.78 | 11453.1 | -924327 | 72.3012 | 1140990 | 1.6202 | 5.5283 | 0 | 1081360 | 1081.36 | 12380.9 | -982168 | -0.008019 | 1.0194 | 2.4281
[20 empty] | 2020-01-06 16:00 | 137 | 1 | 6 | 17 | 1460.051 | 1.4601 | 72.5673 | 995426 | 1.3892 | 4.74 | 0 | 960648 | 960.648 | 10615.5 | -870506 | 73.4387 | 1052420 | 1.4985 | 5.113 | 0 | 1017640 | 1017.64 | 11451 | -923297 | 74.5717 | 1115650 | 1.62 | 5.5273 | 0 | 1080870 | 1080.87 | 12378.7 | -981860 | 71.1072 | 71.9786 | 73.1116
[20 empty] | 2020-01-06 17:00 | 138 | 1 | 6 | 18 | 0 | 0 | 14.694 | 34851.3 | 0 | 0 | 0 | 0 | 0 | 0 | 0 | 14.694 | 34851.3 | 0 | 0 | 0 | 0 | 0 | 0 | 0 | 14.694 | 34851.3 | 0 | 0 | 0 | 0 | 0 | 0 | 0 | 14.694 | 14.694 | 14.694
[20 empty] | 2020-01-06 18:00 | 139 | 1 | 6 | 19 | 0 | 0 | 13.7827 | 34851.3 | 0 | 0 | 0 | 0 | 0 | 0 | 0 | 13.7827 | 34851.3 | 0 | 0 | 0 | 0 | 0 | 0 | 0 | 13.7827 | 34851.3 | 0 | 0 | 0 | 0 | 0 | 0 | 0 | 13.7827 | 13.7827 | 13.7827
[20 empty] | 2020-01-06 19:00 | 140 | 1 | 6 | 20 | 0 | 0 | 11.5388 | 34851.3 | 0 | 0 | 0 | 0 | 0 | 0 | -242.954 | 11.6015 | 34851.3 | 0 | 0 | 0 | 0 | 0 | 0 | -242.956 | 11.6711 | 34851.3 | 0 | 0 | 0 | 0 | 0 | 0 | -242.954 | 11.5388 | 11.6015 | 11.6711
[20 empty] | 2020-01-06 20:00 | 141 | 1 | 6 | 21 | 0 | 0 | 10.0196 | 12415.5 | 0 | 0 | 0 | 0 | 0 | 0 | -914.046 | 10.0823 | 12415.5 | 0 | 0 | 0 | 0 | 0 | 0 | -914.038 | 10.1519 | 12415.5 | 0 | 0 | 0 | 0 | 0 | 0 | -914.046 | 10.0196 | 10.0823 | 10.1519
[20 empty] | 2020-01-06 21:00 | 142 | 1 | 6 | 22 | 0 | 0 | 8.5004 | 12488.8 | 0 | 0 | 0 | 0 | 0 | 0 | -1487.19 | 8.5631 | 12488.8 | 0 | 0 | 0 | 0 | 0 | 0 | -1487.18 | 8.6326 | 12488.8 | 0 | 0 | 0 | 0 | 0 | 0 | -1487.19 | 8.5004 | 8.5631 | 8.6326
[20 empty] | 2020-01-06 22:00 | 143 | 1 | 6 | 23 | 0 | 0 | 8.5004 | 12415.5 | 0 | 0 | 0 | 0 | 0 | 0 | -1862.7 | 8.5631 | 12415.5 | 0 | 0 | 0 | 0 | 0 | 0 | -1862.68 | 8.6326 | 12415.5 | 0 | 0 | 0 | 0 | 0 | 0 | -1862.7 | 8.5004 | 8.5631 | 8.6326
[20 empty] | 2020-01-06 23:00 | 144 | 1 | 6 | 24 | 0 | 0 | 8.5004 | 12488.8 | 0 | 0 | 0 | 0 | 0 | 0 | -2290.59 | 8.5631 | 12488.8 | 0 | 0 | 0 | 0 | 0 | 0 | -2290.58 | 8.6326 | 12488.8 | 0 | 0 | 0 | 0 | 0 | 0 | -2290.59 | 8.5004 | 8.5631 | 8.6326
[20 empty] | 2020-01-07 | 145 | 1 | 7 | 1 | 0 | 0 | 8.5004 | 12488.8 | 0 | 0 | 0 | 0 | 0 | 0 | -2598.28 | 8.5631 | 12488.8 | 0 | 0 | 0 | 0 | 0 | 0 | -2598.27 | 8.6326 | 12488.8 | 0 | 0 | 0 | 0 | 0 | 0 | -2598.28 | 8.5004 | 8.5631 | 8.6326
[20 empty] | 2020-01-07 01:00 | 146 | 1 | 7 | 2 | 0 | 0 | 8.5004 | 12488.8 | 0 | 0 | 0 | 0 | 0 | 0 | -2890.88 | 8.5631 | 12488.8 | 0 | 0 | 0 | 0 | 0 | 0 | -2890.87 | 8.6326 | 12488.8 | 0 | 0 | 0 | 0 | 0 | 0 | -2890.88 | 8.5004 | 8.5631 | 8.6326
[20 empty] | 2020-01-07 02:00 | 147 | 1 | 7 | 3 | 0 | 0 | 8.5004 | 12415.5 | 0 | 0 | 0 | 0 | 0 | 0 | -3111.69 | 8.5631 | 12415.5 | 0 | 0 | 0 | 0 | 0 | 0 | -3111.68 | 8.6326 | 12415.5 | 0 | 0 | 0 | 0 | 0 | 0 | -3111.69 | 8.5004 | 8.5631 | 8.6326
[20 empty] | 2020-01-07 03:00 | 148 | 1 | 7 | 4 | 0 | 0 | 8.5004 | 12415.5 | 0 | 0 | 0 | 0 | 0 | 0 | -3364.39 | 8.5631 | 12415.5 | 0 | 0 | 0 | 0 | 0 | 0 | -3364.39 | 8.6326 | 12415.5 | 0 | 0 | 0 | 0 | 0 | 0 | -3364.39 | 8.5004 | 8.5631 | 8.6326
[20 empty] | 2020-01-07 04:00 | 149 | 1 | 7 | 5 | 0 | 0 | 36.9001 | 958419 | 13.3382 | 45.5099 | 0 | 946004 | 946.004 | 101923 | -805447 | 39.5859 | 1022820 | 14.7444 | 50.3079 | 0 | 1010400 | 1010.4 | 112668 | -864688 | 42.504 | 1092830 | 16.2445 | 55.4262 | 0 | 1080410 | 1080.41 | 124131 | -928932 | 36.9001 | 39.5859 | 42.504
[20 empty] | 2020-01-07 05:00 | 150 | 1 | 7 | 6 | 0 | 0 | 52.6876 | 894547 | 25.1153 | 85.6934 | 0 | 882204 | 882.204 | 191916 | -786475 | 56.2888 | 954868 | 27.4346 | 93.6069 | 0 | 942526 | 942.526 | 209639 | -842407 | 60.2997 | 1019690 | 30.0258 | 102.448 | 0 | 1007350 | 1007.35 | 229439 | -902282 | 52.6876 | 56.2888 | 60.2997
[20 empty] | 2020-01-07 06:00 | 151 | 1 | 7 | 7 | 0 | 0 | 56.8639 | 908871 | 27.1344 | 92.5826 | 0 | 874093 | 874.093 | 207345 | -776610 | 60.5513 | 966171 | 29.5439 | 100.8038 | 0 | 931393 | 931.393 | 225757 | -829388 | 64.6454 | 1027280 | 32.2231 | 109.9452 | 0 | 992502 | 992.502 | 246229 | -885372 | 56.8639 | 60.5513 | 64.6454
[20 empty] | 2020-01-07 07:00 | 152 | 1 | 7 | 8 | 0 | 0 | 101.078 | 987542 | 1.1901 | 4.0608 | 0 | 903053 | 903.053 | 9094.36 | -808358 | 102.467 | 1051050 | 1.2945 | 4.4169 | 0 | 966557 | 966.557 | 9892.05 | -867869 | 104.007 | 1120530 | 1.4103 | 4.8119 | 0 | 1036040 | 1036.04 | 10776.6 | -932921 | 101.078 | 102.467 | 104.007
[20 empty] | 2020-01-07 08:00 | 153 | 1 | 7 | 9 | 65627.778 | 65.6278 | 129.774 | 1107280 | 1.3882 | 4.7365 | 0 | 1022800 | 1022.8 | 10607.6 | -939541 | 129.776 | 1172290 | 1.4974 | 5.1093 | 0 | 1087800 | 1087.8 | 11442.5 | -1001510 | 130.044 | 1243640 | 1.6187 | 5.5232 | 0 | 1159150 | 1159.15 | 12369.5 | -1069410 | 64.1462 | 64.1482 | 64.4162
[20 empty] | 2020-01-07 09:00 | 154 | 1 | 7 | 10 | 133702.724 | 133.7027 | 133.968 | 1062050 | 1.3889 | 4.7391 | 0 | 1002570 | 1002.57 | 10613.4 | -919031 | 133.972 | 1126460 | 1.4983 | 5.112 | 0 | 1066980 | 1066.98 | 11448.8 | -980304 | 134.936 | 1197190 | 1.6196 | 5.5262 | 0 | 1137700 | 1137.7 | 12376.2 | -1047490 | 0.26528 | 0.26928 | 1.2333
[20 empty] | 2020-01-07 10:00 | 155 | 1 | 7 | 11 | 180401.85 | 180.4018 | 133.776 | 1050190 | 1.3892 | 4.7399 | 0 | 990710 | 990.71 | 10615.4 | -903345 | 134.593 | 1113050 | 1.4985 | 5.113 | 0 | 1053570 | 1053.57 | 11450.9 | -962714 | 135.755 | 1182320 | 1.6199 | 5.5272 | 0 | 1122840 | 1122.84 | 12378.5 | -1028070 | -46.6258 | -45.8089 | -44.6469
[20 empty] | 2020-01-07 11:00 | 156 | 1 | 7 | 12 | 202105.601 | 202.1056 | 113.552 | 1092440 | 1.3889 | 4.7391 | 0 | 965785 | 965.785 | 10613.4 | -876243 | 114.452 | 1153150 | 1.4983 | 5.112 | 0 | 1026490 | 1026.49 | 11448.8 | -933146 | 115.742 | 1220170 | 1.6196 | 5.5262 | 0 | 1093510 | 1093.51 | 12376.3 | -995913 | -88.5536 | -87.6536 | -86.3636
[20 empty] | 2020-01-07 12:00 | 157 | 1 | 7 | 13 | 201833.977 | 201.834 | 136.838 | 1049370 | 1.3892 | 4.7399 | 0 | 922707 | 922.707 | 10615.4 | -830091 | 137.777 | 1105900 | 1.4985 | 5.113 | 0 | 979241 | 979.241 | 11450.9 | -882336 | 139.122 | 1165760 | 1.6199 | 5.5272 | 0 | 1039100 | 1039.1 | 12378.5 | -937287 | -64.996 | -64.057 | -62.712
[20 empty] | 2020-01-07 13:00 | 158 | 1 | 7 | 14 | 179482.788 | 179.4828 | 88.5145 | 1007810 | 1.3892 | 4.7399 | 0 | 909430 | 909.43 | 10615.4 | -815564 | 89.502 | 1059940 | 1.4985 | 5.113 | 0 | 961560 | 961.56 | 11450.9 | -863070 | 90.7915 | 1116030 | 1.6199 | 5.5272 | 0 | 1017660 | 1017.66 | 12378.5 | -913885 | -90.9683 | -89.9808 | -88.6913
[20 empty] | 2020-01-07 14:00 | 159 | 1 | 7 | 15 | 133715.853 | 133.7159 | 83.5967 | 1011980 | 1.3895 | 4.7408 | 0 | 952352 | 952.352 | 10617.3 | -858502 | 84.602 | 1065230 | 1.4988 | 5.1139 | 0 | 1005600 | 1005.6 | 11453 | -907058 | 85.9416 | 1122830 | 1.6202 | 5.5282 | 0 | 1063200 | 1063.2 | 12380.8 | -959286 | -50.1192 | -49.1139 | -47.7743
[20 empty] | 2020-01-07 15:00 | 160 | 1 | 7 | 16 | 68049.137 | 68.0491 | 69.9179 | 1029380 | 1.3889 | 4.7391 | 0 | 969749 | 969.749 | 10613.4 | -880187 | 70.9503 | 1083640 | 1.4983 | 5.112 | 0 | 1024010 | 1024.01 | 11448.8 | -930026 | 72.3274 | 1144240 | 1.6196 | 5.5262 | 0 | 1084610 | 1084.61 | 12376.3 | -985680 | 1.8688 | 2.9012 | 4.2783
[20 empty] | 2020-01-07 16:00 | 161 | 1 | 7 | 17 | 1459.141 | 1.4591 | 71.9251 | 1004310 | 1.3892 | 4.7399 | 0 | 969532 | 969.532 | 10615.4 | -880179 | 72.8894 | 1060150 | 1.4985 | 5.113 | 0 | 1025380 | 1025.38 | 11450.9 | -931734 | 74.234 | 1122730 | 1.6199 | 5.5272 | 0 | 1087950 | 1087.95 | 12378.5 | -989578 | 70.466 | 71.4303 | 72.7749
[20 empty] | 2020-01-07 17:00 | 162 | 1 | 7 | 18 | 0 | 0 | 14.694 | 35071.3 | 0 | 0 | 0 | 0 | 0 | 0 | 0 | 14.694 | 35071.3 | 0 | 0 | 0 | 0 | 0 | 0 | 0 | 14.694 | 35071.3 | 0 | 0 | 0 | 0 | 0 | 0 | 0 | 14.694 | 14.694 | 14.694
[20 empty] | 2020-01-07 18:00 | 163 | 1 | 7 | 19 | 0 | 0 | 14.9368 | 35291.3 | 0 | 0 | 0 | 0 | 0 | 0 | -284.728 | 14.9995 | 35291.3 | 0 | 0 | 0 | 0 | 0 | 0 | -284.726 | 15.0691 | 35291.3 | 0 | 0 | 0 | 0 | 0 | 0 | -284.728 | 14.9368 | 14.9995 | 15.0691
[20 empty] | 2020-01-07 19:00 | 164 | 1 | 7 | 20 | 0 | 0 | 11.5388 | 35291.3 | 0 | 0 | 0 | 0 | 0 | 0 | -1068.91 | 11.6015 | 35291.3 | 0 | 0 | 0 | 0 | 0 | 0 | -1068.91 | 11.6711 | 35291.3 | 0 | 0 | 0 | 0 | 0 | 0 | -1068.91 | 11.5388 | 11.6015 | 11.6711
[20 empty] | 2020-01-07 20:00 | 165 | 1 | 7 | 21 | 0 | 0 | 10.0196 | 13148.8 | 0 | 0 | 0 | 0 | 0 | 0 | -2158.35 | 10.0823 | 13148.8 | 0 | 0 | 0 | 0 | 0 | 0 | -2158.35 | 10.1519 | 13148.8 | 0 | 0 | 0 | 0 | 0 | 0 | -2158.35 | 10.0196 | 10.0823 | 10.1519
[20 empty] | 2020-01-07 21:00 | 166 | 1 | 7 | 22 | 0 | 0 | 8.5004 | 13222.1 | 0 | 0 | 0 | 0 | 0 | 0 | -2959.02 | 8.5631 | 13222.1 | 0 | 0 | 0 | 0 | 0 | 0 | -2959.02 | 8.6326 | 13222.1 | 0 | 0 | 0 | 0 | 0 | 0 | -2959.02 | 8.5004 | 8.5631 | 8.6326
[20 empty] | 2020-01-07 22:00 | 167 | 1 | 7 | 23 | 0 | 0 | 8.5004 | 13222.1 | 0 | 0 | 0 | 0 | 0 | 0 | -3058.64 | 8.5631 | 13222.1 | 0 | 0 | 0 | 0 | 0 | 0 | -3058.64 | 8.6326 | 13222.1 | 0 | 0 | 0 | 0 | 0 | 0 | -3058.64 | 8.5004 | 8.5631 | 8.6326
[20 empty] | 2020-01-07 23:00 | 168 | 1 | 7 | 24 | 0 | 0 | 8.5004 | 13295.4 | 0 | 0 | 0 | 0 | 0 | 0 | -3416.64 | 8.5631 | 13295.4 | 0 | 0 | 0 | 0 | 0 | 0 | -3416.64 | 8.6326 | 13295.4 | 0 | 0 | 0 | 0 | 0 | 0 | -3416.64 | 8.5004 | 8.5631 | 8.6326
[20 empty] | 2020-01-08 | 169 | 1 | 8 | 1 | 0 | 0 | 8.5004 | 13368.8 | 0 | 0 | 0 | 0 | 0 | 0 | -3846.23 | 8.5631 | 13368.8 | 0 | 0 | 0 | 0 | 0 | 0 | -3846.23 | 8.6326 | 13368.8 | 0 | 0 | 0 | 0 | 0 | 0 | -3846.23 | 8.5004 | 8.5631 | 8.6326
[20 empty] | 2020-01-08 01:00 | 170 | 1 | 8 | 2 | 0 | 0 | 8.5004 | 149815 | 0 | 0 | 0 | 136447 | 136.447 | 0 | -4202.28 | 8.5631 | 155826 | 0 | 0 | 0 | 142457 | 142.457 | 0 | -4202.28 | 8.6326 | 13368.8 | 0 | 0 | 0 | 0 | 0 | 0 | -4202.28 | 8.5004 | 8.5631 | 8.6326
[20 empty] | 2020-01-08 02:00 | 171 | 1 | 8 | 3 | 0 | 0 | 8.5004 | 41653.7 | 0 | 0 | 0 | 28285 | 28.285 | 0 | -4776.38 | 8.5631 | 42849.9 | 0 | 0 | 0 | 29481.1 | 29.4811 | 0 | -4776.38 | 8.6326 | 162832 | 0 | 0 | 0 | 149463 | 149.463 | 0 | -4850.86 | 8.5004 | 8.5631 | 8.6326
[20 empty] | 2020-01-08 03:00 | 172 | 1 | 8 | 4 | 0 | 0 | 8.5004 | 42443.8 | 0 | 0 | 0 | 29075 | 29.075 | 0 | -5483.08 | 8.5631 | 44086.7 | 0 | 0 | 0 | 30717.9 | 30.7179 | 0 | -5992.32 | 8.6326 | 46674 | 0 | 0 | 0 | 33305.2 | 33.3052 | 0 | -7397.97 | 8.5004 | 8.5631 | 8.6326
[20 empty] | 2020-01-08 04:00 | 173 | 1 | 8 | 5 | 0 | 0 | 33.0291 | 848758 | 12.5246 | 42.7339 | 0 | 835389 | 835.389 | 95705.2 | -773323 | 35.372 | 911477 | 13.5889 | 46.3653 | 0 | 898108 | 898.108 | 103839 | -833502 | 37.9011 | 979893 | 14.7024 | 50.1646 | 0 | 966524 | 966.524 | 112347 | -898971 | 33.0291 | 35.372 | 37.9011
[20 empty] | 2020-01-08 05:00 | 174 | 1 | 8 | 6 | 0 | 0 | 38.4195 | 873191 | 16.3772 | 55.879 | 0 | 859896 | 859.896 | 125145 | -761699 | 41.6842 | 935031 | 18.3631 | 62.6549 | 0 | 921736 | 921.736 | 140320 | -818993 | 45.3305 | 1002530 | 20.5913 | 70.2575 | 0 | 989236 | 989.236 | 157346 | -881460 | 38.4195 | 41.6842 | 45.3305
[20 empty] | 2020-01-08 06:00 | 175 | 1 | 8 | 7 | 0 | 0 | 41.2911 | 894244 | 17.0731 | 58.2534 | 0 | 858586 | 858.586 | 130462 | -761648 | 44.6771 | 955810 | 19.1795 | 65.4405 | 0 | 920152 | 920.152 | 146558 | -818816 | 48.4605 | 1023040 | 21.5441 | 73.5085 | 0 | 987379 | 987.379 | 164627 | -881194 | 41.2911 | 44.6771 | 48.4605
[20 empty] | 2020-01-08 07:00 | 176 | 1 | 8 | 8 | 0 | 0 | 99.9225 | 1002160 | 0.98205 | 3.3507 | 0 | 916792 | 916.792 | 7504.21 | -823213 | 101.331 | 1065300 | 1.09 | 3.7193 | 0 | 979933 | 979.933 | 8329.5 | -882522 | 102.894 | 1134120 | 1.2101 | 4.1289 | 0 | 1048750 | 1048.75 | 9246.97 | -947081 | 99.9225 | 101.331 | 102.894
[20 empty] | 2020-01-08 08:00 | 177 | 1 | 8 | 9 | 55808.652 | 55.8087 | 128.983 | 1107900 | 1.3897 | 4.7417 | 0 | 1022750 | 1022.75 | 10619.2 | -939388 | 128.806 | 1172860 | 1.4991 | 5.1148 | 0 | 1087720 | 1087.72 | 11455 | -1001310 | 129.617 | 1244160 | 1.6205 | 5.5292 | 0 | 1159010 | 1159.01 | 12383 | -1069150 | 73.1743 | 72.9973 | 73.8083
[20 empty] | 2020-01-08 09:00 | 178 | 1 | 8 | 10 | 70309.367 | 70.3094 | 132.633 | 1085900 | 1.3892 | 4.7399 | 0 | 1025760 | 1025.76 | 10615.4 | -941615 | 133.431 | 1150980 | 1.4985 | 5.113 | 0 | 1090840 | 1090.84 | 11450.8 | -1003590 | 134.524 | 1222420 | 1.6199 | 5.5272 | 0 | 1162270 | 1162.27 | 12378.5 | -1071510 | 62.3236 | 63.1216 | 64.2146
[20 empty] | 2020-01-08 10:00 | 179 | 1 | 8 | 11 | 51714.895 | 51.7149 | 133.656 | 1084960 | 1.3892 | 4.7399 | 0 | 1024810 | 1024.81 | 10615.3 | -940673 | 134.512 | 1150050 | 1.4985 | 5.113 | 0 | 1089900 | 1089.9 | 11450.8 | -1002650 | 135.675 | 1221490 | 1.6199 | 5.5272 | 0 | 1161350 | 1161.35 | 12378.5 | -1070560 | 81.9411 | 82.7971 | 83.9601
[20 empty] | 2020-01-08 11:00 | 180 | 1 | 8 | 12 | 29924.25 | 29.9243 | 113.978 | 1140810 | 1.3892 | 4.7399 | 0 | 1014150 | 1014.15 | 10615.3 | -929031 | 114.828 | 1205680 | 1.4985 | 5.113 | 0 | 1079020 | 1079.02 | 11450.8 | -990700 | 116.044 | 1276810 | 1.6199 | 5.5272 | 0 | 1150150 | 1150.15 | 12378.5 | -1058200 | 84.0537 | 84.9038 | 86.1197
[20 empty] | 2020-01-08 12:00 | 181 | 1 | 8 | 13 | 9255.348 | 9.2553 | 137.181 | 1116670 | 1.3895 | 4.7408 | 0 | 990010 | 990.01 | 10617.3 | -903733 | 138.151 | 1179310 | 1.4988 | 5.1139 | 0 | 1052650 | 1052.65 | 11453 | -962885 | 139.357 | 1246370 | 1.6202 | 5.5282 | 0 | 1119710 | 1119.71 | 12380.8 | -1025850 | 127.9257 | 128.8957 | 130.1017
[20 empty] | 2020-01-08 13:00 | 182 | 1 | 8 | 14 | 21947.801 | 21.9478 | 88.4693 | 1074270 | 1.3892 | 4.7399 | 0 | 975123 | 975.123 | 10615.4 | -886131 | 89.4526 | 1133160 | 1.4985 | 5.113 | 0 | 1034010 | 1034.01 | 11450.8 | -941057 | 90.7958 | 1196170 | 1.6199 | 5.5272 | 0 | 1097020 | 1097.02 | 12378.5 | -999427 | 66.5215 | 67.5048 | 68.848
[20 empty] | 2020-01-08 14:00 | 183 | 1 | 8 | 15 | 45707.055 | 45.7071 | 83.6126 | 1050740 | 1.3892 | 4.7399 | 0 | 991113 | 991.113 | 10615.3 | -904937 | 84.6358 | 1107100 | 1.4985 | 5.113 | 0 | 1047470 | 1047.47 | 11450.8 | -957206 | 85.9899 | 1167780 | 1.6199 | 5.5272 | 0 | 1108150 | 1108.15 | 12378.5 | -1013120 | 37.9055 | 38.9287 | 40.2828
[20 empty] | 2020-01-08 15:00 | 184 | 1 | 8 | 16 | 27171.512 | 27.1715 | 69.7407 | 1068740 | 1.3892 | 4.7399 | 0 | 1008960 | 1008.96 | 10615.4 | -920661 | 70.8474 | 1127270 | 1.4985 | 5.113 | 0 | 1067500 | 1067.5 | 11450.8 | -975117 | 72.2651 | 1190110 | 1.6199 | 5.5272 | 0 | 1130330 | 1130.33 | 12378.5 | -1033180 | 42.5692 | 43.6759 | 45.0936
[20 empty] | 2020-01-08 16:00 | 185 | 1 | 8 | 17 | 112.445 | 0.11244 | 71.3685 | 1041990 | 1.3892 | 4.7399 | 0 | 1007070 | 1007.07 | 10615.3 | -921382 | 72.5213 | 1101730 | 1.4985 | 5.113 | 0 | 1066810 | 1066.81 | 11450.8 | -977330 | 73.8491 | 1167880 | 1.6199 | 5.5272 | 0 | 1132950 | 1132.95 | 12378.5 | -1039200 | 71.2561 | 72.4089 | 73.7367
[20 empty] | 2020-01-08 17:00 | 186 | 1 | 8 | 18 | 0 | 0 | 14.694 | 34997.9 | 0 | 0 | 0 | 0 | 0 | 0 | 0 | 14.694 | 34997.9 | 0 | 0 | 0 | 0 | 0 | 0 | 0 | 14.694 | 34997.9 | 0 | 0 | 0 | 0 | 0 | 0 | 0 | 14.694 | 14.694 | 14.694
[20 empty] | 2020-01-08 18:00 | 187 | 1 | 8 | 19 | 0 | 0 | 14.9368 | 34997.9 | 0 | 0 | 0 | 0 | 0 | 0 | -1080.08 | 14.9995 | 34997.9 | 0 | 0 | 0 | 0 | 0 | 0 | -1080.08 | 15.0691 | 34997.9 | 0 | 0 | 0 | 0 | 0 | 0 | -1080.08 | 14.9368 | 14.9995 | 15.0691
[20 empty] | 2020-01-08 19:00 | 188 | 1 | 8 | 20 | 0 | 0 | 11.5388 | 34997.9 | 0 | 0 | 0 | 0 | 0 | 0 | -1717.38 | 11.6015 | 34997.9 | 0 | 0 | 0 | 0 | 0 | 0 | -1717.39 | 11.6711 | 34997.9 | 0 | 0 | 0 | 0 | 0 | 0 | -1717.39 | 11.5388 | 11.6015 | 11.6711
[20 empty] | 2020-01-08 20:00 | 189 | 1 | 8 | 21 | 0 | 0 | 10.0196 | 12708.8 | 0 | 0 | 0 | 0 | 0 | 0 | -2545.16 | 10.0823 | 12708.8 | 0 | 0 | 0 | 0 | 0 | 0 | -2545.17 | 10.1519 | 12708.8 | 0 | 0 | 0 | 0 | 0 | 0 | -2545.17 | 10.0196 | 10.0823 | 10.1519
[20 empty] | 2020-01-08 21:00 | 190 | 1 | 8 | 22 | 0 | 0 | 8.5004 | 12635.5 | 0 | 0 | 0 | 0 | 0 | 0 | -3079.14 | 8.5631 | 12635.5 | 0 | 0 | 0 | 0 | 0 | 0 | -3079.15 | 8.6326 | 12635.5 | 0 | 0 | 0 | 0 | 0 | 0 | -3079.15 | 8.5004 | 8.5631 | 8.6326
[20 empty] | 2020-01-08 22:00 | 191 | 1 | 8 | 23 | 0 | 0 | 8.5004 | 12635.5 | 0 | 0 | 0 | 0 | 0 | 0 | -3123.86 | 8.5631 | 12635.5 | 0 | 0 | 0 | 0 | 0 | 0 | -3123.86 | 8.6326 | 12635.5 | 0 | 0 | 0 | 0 | 0 | 0 | -3123.86 | 8.5004 | 8.5631 | 8.6326
[20 empty] | 2020-01-08 23:00 | 192 | 1 | 8 | 24 | 0 | 0 | 8.5004 | 12562.1 | 0 | 0 | 0 | 0 | 0 | 0 | -3291.88 | 8.5631 | 12562.1 | 0 | 0 | 0 | 0 | 0 | 0 | -3291.88 | 8.6326 | 12562.1 | 0 | 0 | 0 | 0 | 0 | 0 | -3689.96 | 8.5004 | 8.5631 | 8.6326
[20 empty] | 2020-01-09 | 193 | 1 | 9 | 1 | 0 | 0 | 8.9057 | 12415.5 | 0 | 0 | 0 | 0 | 0 | 0 | -3460.71 | 8.9684 | 12415.5 | 0 | 0 | 0 | 0 | 0 | 0 | -4017.9 | 9.038 | 156480 | 0 | 0 | 0 | 144064 | 144.064 | 0 | -4660.85 | 8.9057 | 8.9684 | 9.038
[20 empty] | 2020-01-09 01:00 | 194 | 1 | 9 | 2 | 0 | 0 | 8.9057 | 142959 | 0 | 0 | 0 | 130543 | 130.543 | 0 | -4372.52 | 8.9684 | 149843 | 0 | 0 | 0 | 137428 | 137.428 | 0 | -5151.46 | 9.038 | 44251 | 0 | 0 | 0 | 31835.5 | 31.8355 | 0 | -5787.04 | 8.9057 | 8.9684 | 9.038
[20 empty] | 2020-01-09 02:00 | 195 | 1 | 9 | 3 | 0 | 0 | 8.9057 | 12048.8 | 0 | 0 | 0 | 0 | 0 | 0 | -5019.12 | 8.9684 | 12048.8 | 0 | 0 | 0 | 0 | 0 | 0 | -5717.27 | 9.038 | 12048.8 | 0 | 0 | 0 | 0 | 0 | 0 | -6289.64 | 8.9057 | 8.9684 | 9.038
[20 empty] | 2020-01-09 03:00 | 196 | 1 | 9 | 4 | 0 | 0 | 8.9057 | 11975.5 | 0 | 0 | 0 | 0 | 0 | 0 | -5983.95 | 8.9684 | 11975.5 | 0 | 0 | 0 | 0 | 0 | 0 | -6645.72 | 9.038 | 11975.5 | 0 | 0 | 0 | 0 | 0 | 0 | -7199.18 | 8.9057 | 8.9684 | 9.038
[20 empty] | 2020-01-09 04:00 | 197 | 1 | 9 | 5 | 0 | 0 | 8.9057 | 11975.5 | 0 | 0 | 0 | 0 | 0 | 0 | -6928.32 | 8.9684 | 11975.5 | 0 | 0 | 0 | 0 | 0 | 0 | -7572.28 | 9.038 | 11975.5 | 0 | 0 | 0 | 0 | 0 | 0 | -8123.33 | 8.9057 | 8.9684 | 9.038
[20 empty] | 2020-01-09 05:00 | 198 | 1 | 9 | 6 | 0 | 0 | 8.9057 | 11975.5 | 0 | 0 | 0 | 0 | 0 | 0 | -7763.91 | 8.9684 | 123820 | 0 | 0 | 0 | 111845 | 111.845 | 0 | -8393.73 | 9.038 | 130069 | 0 | 0 | 0 | 118094 | 118.094 | 0 | -8944.24 | 8.9057 | 8.9684 | 9.038
[20 empty] | 2020-01-09 06:00 | 199 | 1 | 9 | 7 | 0 | 0 | 8.9057 | 120861 | 0 | 0 | 0 | 108886 | 108.886 | 0 | -8487.38 | 8.9684 | 45445.1 | 0 | 0 | 0 | 33469.6 | 33.4696 | 0 | -9125.42 | 9.038 | 48154.5 | 0 | 0 | 0 | 36179 | 36.179 | 0 | -9699.45 | 8.9057 | 8.9684 | 9.038
[20 empty] | 2020-01-09 07:00 | 200 | 1 | 9 | 8 | 2771.116 | 2.7711 | 8.9057 | 45527.6 | 0 | 0 | 0 | 33552.1 | 33.5521 | 0 | -9333.48 | 8.9684 | 47463.8 | 0 | 0 | 0 | 35488.3 | 35.4883 | 0 | -9961.54 | 9.038 | 49882.6 | 0 | 0 | 0 | 37907.1 | 37.9071 | 0 | -11006.8 | 6.1346 | 6.1972 | 6.2668
[20 empty] | 2020-01-09 08:00 | 201 | 1 | 9 | 9 | 72177.046 | 72.177 | 8.7996 | 53630 | 0 | 0 | 0 | 41434.5 | 41.4345 | 0 | -10554.7 | 8.8376 | 56125.6 | 0 | 0 | 0 | 43930.1 | 43.9301 | 0 | -11417.8 | 8.8839 | 60726.5 | 0 | 0 | 0 | 48531 | 48.531 | 0 | -14340 | -63.3774 | -63.3394 | -63.2931
[20 empty] | 2020-01-09 09:00 | 202 | 1 | 9 | 10 | 145274.603 | 145.2746 | 8.7466 | 48098 | 0 | 0 | 0 | 35902.5 | 35.9025 | 0 | -11314.7 | 8.7743 | 51211.5 | 0 | 0 | 0 | 39016 | 39.016 | 0 | -13208.7 | 8.812 | 56741.4 | 0 | 0 | 0 | 44545.9 | 44.5459 | 0 | -17007.2 | -136.528 | -136.5003 | -136.4626
[20 empty] | 2020-01-09 10:00 | 203 | 1 | 9 | 11 | 196407.801 | 196.4078 | 8.6374 | 46826.2 | 0 | 0 | 0 | 34704 | 34.704 | 0 | -12184.6 | 8.6928 | 50501.8 | 0 | 0 | 0 | 38379.6 | 38.3796 | 0 | -14506.7 | 8.7542 | 56208.2 | 0 | 0 | 0 | 44086.1 | 44.0861 | 0 | -18361 | -187.7704 | -187.715 | -187.6536
[20 empty] | 2020-01-09 11:00 | 204 | 1 | 9 | 12 | 221249.128 | 221.2491 | 8.6285 | 42379 | 0 | 0 | 0 | 30476.8 | 30.4768 | 0 | -12057.9 | 8.6846 | 45340.6 | 0 | 0 | 0 | 33438.4 | 33.4384 | 0 | -13692.5 | 8.7542 | 49381.5 | 0 | 0 | 0 | 37479.3 | 37.4793 | 0 | -15930.2 | -212.6206 | -212.5645 | -212.4949
[20 empty] | 2020-01-09 12:00 | 205 | 1 | 9 | 13 | 222896.49 | 222.8965 | 8.629 | 42140.4 | 0 | 0 | 0 | 30458.2 | 30.4582 | 0 | -12079.4 | 8.6846 | 44434.3 | 0 | 0 | 0 | 32752.1 | 32.7521 | 0 | -13185 | 8.7542 | 47470.9 | 0 | 0 | 0 | 35788.7 | 35.7887 | 0 | -14823.6 | -214.2675 | -214.2118 | -214.1423
[20 empty] | 2020-01-09 13:00 | 206 | 1 | 9 | 14 | 200335.25 | 200.3353 | 8.6286 | 49238.5 | 0 | 0 | 0 | 37556.3 | 37.5563 | 0 | -12685 | 8.6846 | 51716.6 | 0 | 0 | 0 | 40034.4 | 40.0344 | 0 | -13773.1 | 8.7542 | 54737 | 0 | 0 | 0 | 43054.8 | 43.0548 | 0 | -15144.5 | -191.7067 | -191.6506 | -191.581
[20 empty] | 2020-01-09 14:00 | 207 | 1 | 9 | 15 | 151650.919 | 151.6509 | 8.6282 | 47050.4 | 0 | 0 | 0 | 35441.6 | 35.4416 | 0 | -12562.8 | 8.6846 | 49137 | 0 | 0 | 0 | 37528.1 | 37.5281 | 0 | -13345.8 | 8.7542 | 51512.5 | 0 | 0 | 0 | 39903.6 | 39.9036 | 0 | -14222.7 | -143.0227 | -142.9663 | -142.8967
[20 empty] | 2020-01-09 15:00 | 208 | 1 | 9 | 16 | 79922.994 | 79.923 | 8.6284 | 51778.6 | 0 | 0 | 0 | 40096.4 | 40.0964 | 0 | -12924.6 | 8.6846 | 54068.6 | 0 | 0 | 0 | 42386.4 | 42.3864 | 0 | -13771.7 | 8.7542 | 56413.4 | 0 | 0 | 0 | 44731.2 | 44.7312 | 0 | -14480.1 | -71.2946 | -71.2383 | -71.1688
[20 empty] | 2020-01-09 16:00 | 209 | 1 | 9 | 17 | 5000.648 | 5.0006 | 8.7295 | 50517 | 0 | 0 | 0 | 38834.8 | 38.8348 | 0 | -13856.9 | 8.7882 | 52919.8 | 0 | 0 | 0 | 41237.6 | 41.2376 | 0 | -14946.3 | 8.8532 | 55331.5 | 0 | 0 | 0 | 43649.3 | 43.6493 | 0 | -15938 | 3.7289 | 3.7876 | 3.8526
[20 empty] | 2020-01-09 17:00 | 210 | 1 | 9 | 18 | 0 | 0 | 8.9057 | 54149.9 | 0 | 0 | 0 | 42394.4 | 42.3944 | 0 | -15107 | 8.9684 | 56793.5 | 0 | 0 | 0 | 45038 | 45.038 | 0 | -16253.8 | 9.038 | 59753.5 | 0 | 0 | 0 | 47998 | 47.998 | 0 | -17624.5 | 8.9057 | 8.9684 | 9.038
[20 empty] | 2020-01-09 18:00 | 211 | 1 | 9 | 19 | 0 | 0 | 8.9057 | 53309.5 | 0 | 0 | 0 | 41554 | 41.554 | 0 | -16219.6 | 8.9684 | 56048.8 | 0 | 0 | 0 | 44293.3 | 44.2933 | 0 | -17591.4 | 9.038 | 59295 | 0 | 0 | 0 | 47539.5 | 47.5395 | 0 | -19310.7 | 8.9057 | 8.9684 | 9.038
[20 empty] | 2020-01-09 19:00 | 212 | 1 | 9 | 20 | 0 | 0 | 8.9057 | 54913.2 | 0 | 0 | 0 | 43157.6 | 43.1576 | 0 | -17672 | 8.9684 | 57975.7 | 0 | 0 | 0 | 46220.2 | 46.2202 | 0 | -19336.2 | 9.038 | 61826 | 0 | 0 | 0 | 50070.4 | 50.0704 | 0 | -21626.3 | 8.9057 | 8.9684 | 9.038
[20 empty] | 2020-01-09 20:00 | 213 | 1 | 9 | 21 | 0 | 0 | 8.9057 | 64743 | 0 | 0 | 0 | 52767.4 | 52.7674 | 0 | -20657.3 | 8.9684 | 68626 | 0 | 0 | 0 | 56650.5 | 56.6505 | 0 | -22752 | 9.038 | 73867.7 | 0 | 0 | 0 | 61892.2 | 61.8922 | 0 | -25984.6 | 8.9057 | 8.9684 | 9.038
[20 empty] | 2020-01-09 21:00 | 214 | 1 | 9 | 22 | 0 | 0 | 8.9057 | 63546.5 | 0 | 0 | 0 | 51497.6 | 51.4976 | 0 | -23187.4 | 8.9684 | 68073.1 | 0 | 0 | 0 | 56024.3 | 56.0243 | 0 | -26141.1 | 9.038 | 74202.5 | 0 | 0 | 0 | 62153.7 | 62.1537 | 0 | -30367.9 | 8.9057 | 8.9684 | 9.038
[20 empty] | 2020-01-09 22:00 | 215 | 1 | 9 | 23 | 0 | 0 | 8.9057 | 64072.6 | 0 | 0 | 0 | 52023.7 | 52.0237 | 0 | -25425.6 | 8.9684 | 69202.6 | 0 | 0 | 0 | 57153.7 | 57.1537 | 0 | -28912.4 | 9.038 | 76786.5 | 0 | 0 | 0 | 64737.6 | 64.7376 | 0 | -34611.6 | 8.9057 | 8.9684 | 9.038
[20 empty] | 2020-01-09 23:00 | 216 | 1 | 9 | 24 | 0 | 0 | 8.9057 | 75306.6 | 0 | 0 | 0 | 63037.8 | 63.0378 | 0 | -29746.2 | 8.9684 | 82441.7 | 0 | 0 | 0 | 70172.9 | 70.1729 | 0 | -34932.4 | 9.038 | 94194.3 | 0 | 0 | 0 | 81925.4 | 81.9254 | 0 | -44435.2 | 8.9057 | 8.9684 | 9.038
[20 empty] | 2020-01-10 | 217 | 1 | 10 | 1 | 0 | 0 | 8.9057 | 75457.1 | 0 | 0 | 0 | 63115 | 63.115 | 0 | -33360.9 | 8.9684 | 84863 | 0 | 0 | 0 | 72520.9 | 72.5209 | 0 | -40832.3 | 9.038 | 98756.3 | 0 | 0 | 0 | 86414.2 | 86.4142 | 0 | -51792 | 8.9057 | 8.9684 | 9.038
[20 empty] | 2020-01-10 01:00 | 218 | 1 | 10 | 2 | 0 | 0 | 8.9057 | 77980.5 | 0 | 0 | 0 | 65638.3 | 65.6383 | 0 | -37509.5 | 8.9684 | 89116.7 | 0 | 0 | 0 | 76774.5 | 76.7745 | 0 | -46317.2 | 9.038 | 103426 | 0 | 0 | 0 | 91083.7 | 91.0837 | 0 | -57409.4 | 8.9057 | 8.9684 | 9.038
[20 empty] | 2020-01-10 02:00 | 219 | 1 | 10 | 3 | 0 | 0 | 8.9057 | 88973.6 | 0 | 0 | 0 | 76484.8 | 76.4848 | 0 | -43486.8 | 8.9684 | 102897 | 0 | 0 | 0 | 90408.3 | 90.4083 | 0 | -54749.6 | 9.038 | 118316 | 0 | 0 | 0 | 105828 | 105.828 | 0 | -66761.9 | 8.9057 | 8.9684 | 9.038
[20 empty] | 2020-01-10 03:00 | 220 | 1 | 10 | 4 | 0 | 0 | 8.9057 | 95177.8 | 0 | 0 | 0 | 82615.7 | 82.6157 | 0 | -50949.5 | 8.9684 | 110177 | 0 | 0 | 0 | 97615 | 97.615 | 0 | -62745.5 | 9.038 | 126095 | 0 | 0 | 0 | 113533 | 113.533 | 0 | -75165.7 | 8.9057 | 8.9684 | 9.038
[20 empty] | 2020-01-10 04:00 | 221 | 1 | 10 | 5 | 0 | 0 | 8.9057 | 100650 | 0 | 0 | 0 | 88088.3 | 88.0883 | 0 | -57161 | 8.9684 | 116101 | 0 | 0 | 0 | 103539 | 103.539 | 0 | -69426.9 | 9.038 | 133897 | 0 | 0 | 0 | 121335 | 121.335 | 0 | -84000.1 | 8.9057 | 8.9684 | 9.038
[20 empty] | 2020-01-10 05:00 | 222 | 1 | 10 | 6 | 0 | 0 | 8.9057 | 109503 | 0 | 0 | 0 | 96867.3 | 96.8673 | 0 | -65070.6 | 8.9684 | 126668 | 0 | 0 | 0 | 114033 | 114.033 | 0 | -79132.1 | 9.038 | 145625 | 0 | 0 | 0 | 132989 | 132.989 | 0 | -94301.9 | 8.9057 | 8.9684 | 9.038
[20 empty] | 2020-01-10 06:00 | 223 | 1 | 10 | 7 | 0 | 0 | 8.9057 | 119829 | 0 | 0 | 0 | 107120 | 107.12 | 0 | -74086.6 | 8.9684 | 138203 | 0 | 0 | 0 | 125494 | 125.494 | 0 | -88919.7 | 9.038 | 158174 | 0 | 0 | 0 | 145465 | 145.465 | 0 | -105045 | 8.9057 | 8.9684 | 9.038
[20 empty] | 2020-01-10 07:00 | 224 | 1 | 10 | 8 | 3059.907 | 3.0599 | 8.8822 | 129310 | 0 | 0 | 0 | 116602 | 116.602 | 0 | -81850.7 | 8.9396 | 147954 | 0 | 0 | 0 | 135245 | 135.245 | 0 | -96730.8 | 9.0042 | 168826 | 0 | 0 | 0 | 156117 | 156.117 | 0 | -113559 | 5.8223 | 5.8797 | 5.9443
[20 empty] | 2020-01-10 08:00 | 225 | 1 | 10 | 9 | 72942.647 | 72.9426 | 8.7286 | 136157 | 0 | 0 | 0 | 123448 | 123.448 | 0 | -87033.8 | 8.75 | 154097 | 0 | 0 | 0 | 141388 | 141.388 | 0 | -101096 | 8.78 | 174173 | 0 | 0 | 0 | 161464 | 161.464 | 0 | -116780 | -64.2141 | -64.1927 | -64.1626
[20 empty] | 2020-01-10 09:00 | 226 | 1 | 10 | 10 | 144314.71 | 144.3147 | 8.697 | 140751 | 0 | 0 | 0 | 128115 | 128.115 | 0 | -90604.1 | 8.7135 | 157563 | 0 | 0 | 0 | 144927 | 144.927 | 0 | -103657 | 8.7542 | 176329 | 0 | 0 | 0 | 163693 | 163.693 | 0 | -118234 | -135.6177 | -135.6012 | -135.5605
[20 empty] | 2020-01-10 10:00 | 227 | 1 | 10 | 11 | 191421.073 | 191.4211 | 8.6228 | 143932 | 0 | 0 | 0 | 131297 | 131.297 | 0 | -93025.3 | 8.6846 | 159371 | 0 | 0 | 0 | 146735 | 146.735 | 0 | -104853 | 8.7542 | 176598 | 0 | 0 | 0 | 163963 | 163.963 | 0 | -118051 | -182.7983 | -182.7364 | -182.6668
[20 empty] | 2020-01-10 11:00 | 228 | 1 | 10 | 12 | 213966.192 | 213.9662 | 8.6327 | 139011 | 0 | 0 | 0 | 126522 | 126.522 | 0 | -89258.8 | 8.6878 | 151754 | 0 | 0 | 0 | 139265 | 139.265 | 0 | -98563.2 | 8.7542 | 165906 | 0 | 0 | 0 | 153418 | 153.418 | 0 | -108872 | -205.3335 | -205.2784 | -205.212
[20 empty] | 2020-01-10 12:00 | 229 | 1 | 10 | 13 | 214044.684 | 214.0447 | 8.6375 | 135006 | 0 | 0 | 0 | 122591 | 122.591 | 0 | -86049.1 | 8.6931 | 144906 | 0 | 0 | 0 | 132491 | 132.491 | 0 | -92965 | 8.7542 | 155745 | 0 | 0 | 0 | 143330 | 143.33 | 0 | -100472 | -205.4072 | -205.3516 | -205.2905
[20 empty] | 2020-01-10 13:00 | 230 | 1 | 10 | 14 | 191192.284 | 191.1923 | 8.6321 | 129529 | 0 | 0 | 0 | 117113 | 117.113 | 0 | -78397.4 | 8.686 | 137341 | 0 | 0 | 0 | 124925 | 124.925 | 0 | -83603.9 | 8.7542 | 145803 | 0 | 0 | 0 | 133387 | 133.387 | 0 | -89196.8 | -182.5602 | -182.5062 | -182.4381
[20 empty] | 2020-01-10 14:00 | 231 | 1 | 10 | 15 | 145783.547 | 145.7835 | 8.6289 | 117050 | 0 | 0 | 0 | 104781 | 104.781 | 0 | -71908.7 | 8.6846 | 122505 | 0 | 0 | 0 | 110236 | 110.236 | 0 | -75275.9 | 8.7542 | 128926 | 0 | 0 | 0 | 116657 | 116.657 | 0 | -79490 | -137.1547 | -137.0989 | -137.0293
[20 empty] | 2020-01-10 15:00 | 232 | 1 | 10 | 16 | 55909.416 | 55.9094 | 8.6278 | 122541 | 0 | 0 | 0 | 110199 | 110.199 | 0 | -72796.5 | 8.6846 | 127028 | 0 | 0 | 0 | 114686 | 114.686 | 0 | -75275.5 | 8.7542 | 133821 | 0 | 0 | 0 | 121479 | 121.479 | 0 | -79927.3 | -47.2816 | -47.2248 | -47.1552
[20 empty] | 2020-01-10 16:00 | 233 | 1 | 10 | 17 | 5193.45 | 5.1934 | 8.7245 | 126458 | 0 | 0 | 0 | 114116 | 114.116 | 0 | -79453.4 | 8.783 | 130615 | 0 | 0 | 0 | 118273 | 118.273 | 0 | -81991.4 | 8.8476 | 136701 | 0 | 0 | 0 | 124359 | 124.359 | 0 | -85840 | 3.5311 | 3.5895 | 3.6541
[20 empty] | 2020-01-10 17:00 | 234 | 1 | 10 | 18 | 0 | 0 | 8.9057 | 142316 | 0 | 0 | 0 | 129827 | 129.827 | 0 | -90128.8 | 8.9684 | 148100 | 0 | 0 | 0 | 135611 | 135.611 | 0 | -94229.9 | 9.038 | 155836 | 0 | 0 | 0 | 143347 | 143.347 | 0 | -99929.7 | 8.9057 | 8.9684 | 9.038
[20 empty] | 2020-01-10 18:00 | 235 | 1 | 10 | 19 | 0 | 0 | 8.9057 | 147465 | 0 | 0 | 0 | 134977 | 134.977 | 0 | -97379.6 | 8.9684 | 154751 | 0 | 0 | 0 | 142262 | 142.262 | 0 | -102936 | 9.038 | 163867 | 0 | 0 | 0 | 151378 | 151.378 | 0 | -109885 | 8.9057 | 8.9684 | 9.038
[20 empty] | 2020-01-10 19:00 | 236 | 1 | 10 | 20 | 0 | 0 | 8.9057 | 155777 | 0 | 0 | 0 | 143288 | 143.288 | 0 | -104406 | 8.9684 | 165052 | 0 | 0 | 0 | 152563 | 152.563 | 0 | -111739 | 9.038 | 176043 | 0 | 0 | 0 | 163554 | 163.554 | 0 | -120402 | 8.9057 | 8.9684 | 9.038
[20 empty] | 2020-01-10 20:00 | 237 | 1 | 10 | 21 | 0 | 0 | 8.9057 | 167473 | 0 | 0 | 0 | 154911 | 154.911 | 0 | -112789 | 8.9684 | 178939 | 0 | 0 | 0 | 166377 | 166.377 | 0 | -121885 | 9.038 | 192378 | 0 | 0 | 0 | 179815 | 179.815 | 0 | -132609 | 8.9057 | 8.9684 | 9.038
[20 empty] | 2020-01-10 21:00 | 238 | 1 | 10 | 22 | 0 | 0 | 8.9057 | 175161 | 0 | 0 | 0 | 162526 | 162.526 | 0 | -121131 | 8.9684 | 188354 | 0 | 0 | 0 | 175719 | 175.719 | 0 | -131735 | 9.038 | 203997 | 0 | 0 | 0 | 191361 | 191.361 | 0 | -144427 | 8.9057 | 8.9684 | 9.038
[20 empty] | 2020-01-10 22:00 | 239 | 1 | 10 | 23 | 0 | 0 | 8.9057 | 183566 | 0 | 0 | 0 | 170931 | 170.931 | 0 | -127896 | 8.9684 | 198031 | 0 | 0 | 0 | 185395 | 185.395 | 0 | -139440 | 9.038 | 215237 | 0 | 0 | 0 | 202602 | 202.602 | 0 | -153250 | 8.9057 | 8.9684 | 9.038
[20 empty] | 2020-01-10 23:00 | 240 | 1 | 10 | 24 | 0 | 0 | 8.9057 | 189578 | 0 | 0 | 0 | 177015 | 177.015 | 0 | -132548 | 8.9684 | 204871 | 0 | 0 | 0 | 192309 | 192.309 | 0 | -144720 | 9.038 | 223679 | 0 | 0 | 0 | 211117 | 211.117 | 0 | -159977 | 8.9057 | 8.9684 | 9.038
[20 empty] | 2020-01-11 | 241 | 1 | 11 | 1 | 0 | 0 | 8.5004 | 196405 | 0 | 0 | 0 | 183843 | 183.843 | 0 | -138760 | 8.5631 | 213499 | 0 | 0 | 0 | 200937 | 200.937 | 0 | -152771 | 8.6359 | 234529 | 0 | 0 | 0 | 221967 | 221.967 | 0 | -168676 | 8.5004 | 8.5631 | 8.6359
[20 empty] | 2020-01-11 01:00 | 242 | 1 | 11 | 2 | 0 | 0 | 8.5004 | 204238 | 0 | 0 | 0 | 191675 | 191.675 | 0 | -145590 | 8.5665 | 223728 | 0 | 0 | 0 | 211166 | 211.166 | 0 | -160242 | 8.6422 | 245256 | 0 | 0 | 0 | 232694 | 232.694 | 0 | -176734 | 8.5004 | 8.5665 | 8.6422
[20 empty] | 2020-01-11 02:00 | 243 | 1 | 11 | 3 | 0 | 0 | 8.5027 | 205147 | 0 | 0 | 0 | 192731 | 192.731 | 0 | -148497 | 8.5708 | 223841 | 0 | 0 | 0 | 211426 | 211.426 | 0 | -163003 | 8.6463 | 243848 | 0 | 0 | 0 | 231433 | 231.433 | 0 | -179129 | 8.5027 | 8.5708 | 8.6463
[20 empty] | 2020-01-11 03:00 | 244 | 1 | 11 | 4 | 0 | 0 | 8.5074 | 220048 | 0 | 0 | 0 | 207560 | 207.56 | 0 | -155917 | 8.5759 | 239099 | 0 | 0 | 0 | 226610 | 226.61 | 0 | -171059 | 8.6519 | 260201 | 0 | 0 | 0 | 247713 | 247.713 | 0 | -187831 | 8.5074 | 8.5759 | 8.6519
[20 empty] | 2020-01-11 04:00 | 245 | 1 | 11 | 5 | 0 | 0 | 24.0295 | 933895 | 3.4718 | 11.8458 | 0 | 921407 | 921.407 | 26529.6 | -830012 | 25.6524 | 998179 | 4.0042 | 13.6624 | 0 | 985690 | 985.69 | 30597.7 | -890582 | 28.1926 | 1068680 | 4.9009 | 16.7219 | 0 | 1056200 | 1056.2 | 37449.8 | -956949 | 24.0295 | 25.6524 | 28.1926
[20 empty] | 2020-01-11 05:00 | 246 | 1 | 11 | 6 | 0 | 0 | 42.1253 | 912361 | 15.1512 | 51.6959 | 0 | 899945 | 899.945 | 115776 | -805204 | 44.6962 | 974062 | 16.4828 | 56.2393 | 0 | 961647 | 961.647 | 125952 | -862702 | 47.7005 | 1041570 | 18.1198 | 61.8248 | 0 | 1029150 | 1029.15 | 138461 | -925529 | 42.1253 | 44.6962 | 47.7005
[20 empty] | 2020-01-11 06:00 | 247 | 1 | 11 | 7 | 0 | 0 | 47.3132 | 926641 | 17.7785 | 60.6602 | 0 | 891863 | 891.863 | 135852 | -796272 | 50.1543 | 987921 | 19.3086 | 65.8809 | 0 | 953143 | 953.143 | 147545 | -853333 | 53.4686 | 1055230 | 21.1741 | 72.246 | 0 | 1020450 | 1020.45 | 161800 | -915975 | 47.3132 | 50.1543 | 53.4686
[20 empty] | 2020-01-11 07:00 | 248 | 1 | 11 | 8 | 2089.738 | 2.0897 | 102.367 | 1030540 | 1.3712 | 4.6785 | 0 | 946051 | 946.051 | 10477.7 | -854251 | 103.789 | 1094090 | 1.4877 | 5.0759 | 0 | 1009600 | 1009.6 | 11367.9 | -914143 | 105.366 | 1163470 | 1.6156 | 5.5123 | 0 | 1078980 | 1078.98 | 12345.3 | -979432 | 100.2773 | 101.6993 | 103.2763
[20 empty] | 2020-01-11 08:00 | 249 | 1 | 11 | 9 | 67907.159 | 67.9072 | 128.825 | 1105530 | 1.3895 | 4.7408 | 0 | 1021260 | 1021.26 | 10617.3 | -941048 | 128.723 | 1170370 | 1.4988 | 5.1139 | 0 | 1086100 | 1086.1 | 11453 | -1003020 | 129.64 | 1241530 | 1.6202 | 5.5282 | 0 | 1157260 | 1157.26 | 12380.8 | -1070940 | 60.9178 | 60.8158 | 61.7328
[20 empty] | 2020-01-11 09:00 | 250 | 1 | 11 | 10 | 136323.813 | 136.3238 | 132.319 | 1081120 | 1.39 | 4.7425 | 0 | 1021850 | 1021.85 | 10621.3 | -939939 | 133.114 | 1146090 | 1.4994 | 5.1158 | 0 | 1086830 | 1086.83 | 11457.2 | -1001920 | 134.256 | 1217400 | 1.6208 | 5.5303 | 0 | 1158140 | 1158.14 | 12385.4 | -1069830 | -4.0048 | -3.2098 | -2.0678
[20 empty] | 2020-01-11 10:00 | 251 | 1 | 11 | 11 | 184385.681 | 184.3857 | 132.95 | 1081700 | 1.3892 | 4.74 | 0 | 1022440 | 1022.44 | 10615.5 | -938090 | 133.941 | 1146800 | 1.4985 | 5.113 | 0 | 1087540 | 1087.54 | 11450.9 | -1000070 | 135.242 | 1218250 | 1.6199 | 5.5272 | 0 | 1158980 | 1158.98 | 12378.6 | -1067980 | -51.4357 | -50.4447 | -49.1437
[20 empty] | 2020-01-11 11:00 | 252 | 1 | 11 | 12 | 155582.355 | 155.5824 | 113.012 | 1124190 | 1.3895 | 4.7408 | 0 | 997536 | 997.536 | 10617.4 | -916154 | 114.164 | 1189150 | 1.4988 | 5.1139 | 0 | 1062500 | 1062.5 | 11453 | -978129 | 115.66 | 1260430 | 1.6202 | 5.5283 | 0 | 1133770 | 1133.77 | 12380.9 | -1046040 | -42.5704 | -41.4184 | -39.9224
[20 empty] | 2020-01-11 12:00 | 253 | 1 | 11 | 13 | 158954.381 | 158.9544 | 136.517 | 1119910 | 1.3895 | 4.7408 | 0 | 993250 | 993.25 | 10617.4 | -908639 | 137.704 | 1183410 | 1.4988 | 5.1139 | 0 | 1056750 | 1056.75 | 11453 | -968874 | 139.221 | 1251960 | 1.6202 | 5.5283 | 0 | 1125300 | 1125.3 | 12380.9 | -1033630 | -22.4374 | -21.2504 | -19.7334
[20 empty] | 2020-01-11 13:00 | 254 | 1 | 11 | 14 | 95772.028 | 95.772 | 88.3416 | 1087980 | 1.3892 | 4.74 | 0 | 991382 | 991.382 | 10615.5 | -904102 | 89.4446 | 1150450 | 1.4985 | 5.113 | 0 | 1053850 | 1053.85 | 11451 | -963026 | 90.8776 | 1214220 | 1.6199 | 5.5272 | 0 | 1117610 | 1117.61 | 12378.6 | -1022390 | -7.4304 | -6.3274 | -4.8944
[20 empty] | 2020-01-11 14:00 | 255 | 1 | 11 | 15 | 90114.8 | 90.1148 | 83.7621 | 1058100 | 1.3902 | 4.7435 | 0 | 999568 | 999.568 | 10623.4 | -918764 | 84.8213 | 1113410 | 1.4997 | 5.1168 | 0 | 1054880 | 1054.88 | 11459.5 | -970274 | 86.2066 | 1173140 | 1.6212 | 5.5314 | 0 | 1114610 | 1114.61 | 12387.8 | -1025420 | -6.3527 | -5.2935 | -3.9082
[20 empty] | 2020-01-11 15:00 | 256 | 1 | 11 | 16 | 52232.728 | 52.2327 | 70.0286 | 1062770 | 1.39 | 4.7426 | 0 | 1004240 | 1004.24 | 10621.4 | -918820 | 71.1127 | 1118000 | 1.4994 | 5.1159 | 0 | 1059470 | 1059.47 | 11457.4 | -969807 | 72.5468 | 1177140 | 1.6209 | 5.5304 | 0 | 1118610 | 1118.61 | 12385.6 | -1024000 | 17.7959 | 18.88 | 20.3141
[20 empty] | 2020-01-11 16:00 | 257 | 1 | 11 | 17 | 1667.391 | 1.6674 | 71.3102 | 1037910 | 1.3892 | 4.7401 | 0 | 1004240 | 1004.24 | 10615.6 | -918924 | 72.4715 | 1093790 | 1.4986 | 5.1131 | 0 | 1060120 | 1060.12 | 11451.1 | -970601 | 73.7851 | 1150340 | 1.62 | 5.5273 | 0 | 1116660 | 1116.66 | 12378.8 | -1021990 | 69.6428 | 70.8041 | 72.1177
[20 empty] | 2020-01-11 17:00 | 258 | 1 | 11 | 18 | 0 | 0 | 14.694 | 33751.1 | 0 | 0 | 0 | 0 | 0 | 0 | 0 | 14.694 | 33751.1 | 0 | 0 | 0 | 0 | 0 | 0 | 0 | 14.694 | 33751.1 | 0 | 0 | 0 | 0 | 0 | 0 | 0 | 14.694 | 14.694 | 14.694
[20 empty] | 2020-01-11 18:00 | 259 | 1 | 11 | 19 | 0 | 0 | 13.7827 | 33751.1 | 0 | 0 | 0 | 0 | 0 | 0 | 0 | 13.7827 | 33751.1 | 0 | 0 | 0 | 0 | 0 | 0 | 0 | 13.7827 | 33751.1 | 0 | 0 | 0 | 0 | 0 | 0 | 0 | 13.7827 | 13.7827 | 13.7827
[20 empty] | 2020-01-11 19:00 | 260 | 1 | 11 | 20 | 0 | 0 | 10.3847 | 33751.1 | 0 | 0 | 0 | 0 | 0 | 0 | 0 | 10.3847 | 33751.1 | 0 | 0 | 0 | 0 | 0 | 0 | 0 | 10.3847 | 33751.1 | 0 | 0 | 0 | 0 | 0 | 0 | 0 | 10.3847 | 10.3847 | 10.3847
[20 empty] | 2020-01-11 20:00 | 261 | 1 | 11 | 21 | 0 | 0 | 10.0196 | 11388.9 | 0 | 0 | 0 | 0 | 0 | 0 | -532.734 | 10.0823 | 11388.9 | 0 | 0 | 0 | 0 | 0 | 0 | -532.735 | 10.1519 | 11388.9 | 0 | 0 | 0 | 0 | 0 | 0 | -532.735 | 10.0196 | 10.0823 | 10.1519
[20 empty] | 2020-01-11 21:00 | 262 | 1 | 11 | 22 | 0 | 0 | 8.5004 | 11462.2 | 0 | 0 | 0 | 0 | 0 | 0 | -1056.19 | 8.5631 | 11462.2 | 0 | 0 | 0 | 0 | 0 | 0 | -1056.19 | 8.6326 | 11462.2 | 0 | 0 | 0 | 0 | 0 | 0 | -1056.19 | 8.5004 | 8.5631 | 8.6326
[20 empty] | 2020-01-11 22:00 | 263 | 1 | 11 | 23 | 0 | 0 | 8.5004 | 11462.2 | 0 | 0 | 0 | 0 | 0 | 0 | -1167.19 | 8.5631 | 11462.2 | 0 | 0 | 0 | 0 | 0 | 0 | -1167.19 | 8.6326 | 11462.2 | 0 | 0 | 0 | 0 | 0 | 0 | -1167.19 | 8.5004 | 8.5631 | 8.6326
[20 empty] | 2020-01-11 23:00 | 264 | 1 | 11 | 24 | 0 | 0 | 8.5004 | 11388.9 | 0 | 0 | 0 | 0 | 0 | 0 | -1322.54 | 8.5631 | 11388.9 | 0 | 0 | 0 | 0 | 0 | 0 | -1322.54 | 8.6326 | 11388.9 | 0 | 0 | 0 | 0 | 0 | 0 | -1322.54 | 8.5004 | 8.5631 | 8.6326
[20 empty] | 2020-01-12 | 265 | 1 | 12 | 1 | 0 | 0 | 8.5004 | 11388.9 | 0 | 0 | 0 | 0 | 0 | 0 | -1758.21 | 8.5631 | 11388.9 | 0 | 0 | 0 | 0 | 0 | 0 | -1711.08 | 8.6326 | 11388.9 | 0 | 0 | 0 | 0 | 0 | 0 | -1547.23 | 8.5004 | 8.5631 | 8.6326
[20 empty] | 2020-01-12 01:00 | 266 | 1 | 12 | 2 | 0 | 0 | 8.5004 | 11388.9 | 0 | 0 | 0 | 0 | 0 | 0 | -2557.1 | 8.5631 | 11388.9 | 0 | 0 | 0 | 0 | 0 | 0 | -2542.42 | 8.6326 | 11388.9 | 0 | 0 | 0 | 0 | 0 | 0 | -2428.14 | 8.5004 | 8.5631 | 8.6326
[20 empty] | 2020-01-12 02:00 | 267 | 1 | 12 | 3 | 0 | 0 | 8.5004 | 11388.9 | 0 | 0 | 0 | 0 | 0 | 0 | -3279.78 | 8.5631 | 11388.9 | 0 | 0 | 0 | 0 | 0 | 0 | -3292.65 | 8.6326 | 11388.9 | 0 | 0 | 0 | 0 | 0 | 0 | -3220.12 | 8.5004 | 8.5631 | 8.6326
[20 empty] | 2020-01-12 03:00 | 268 | 1 | 12 | 4 | 0 | 0 | 8.5004 | 130654 | 0 | 0 | 0 | 119265 | 119.265 | 0 | -4038.33 | 8.5631 | 11388.9 | 0 | 0 | 0 | 0 | 0 | 0 | -4075.24 | 8.6326 | 11388.9 | 0 | 0 | 0 | 0 | 0 | 0 | -4038.24 | 8.5004 | 8.5631 | 8.6326
[20 empty] | 2020-01-12 04:00 | 269 | 1 | 12 | 5 | 0 | 0 | 30.2539 | 855247 | 9.7567 | 33.2898 | 0 | 843858 | 843.858 | 74554.7 | -774981 | 33.0114 | 994678 | 11.2285 | 38.3116 | 0 | 983289 | 983.289 | 85801.5 | -834158 | 36.2188 | 1063180 | 12.9414 | 44.1561 | 0 | 1051790 | 1051.79 | 98890.5 | -896628 | 30.2539 | 33.0114 | 36.2188
[20 empty] | 2020-01-12 05:00 | 270 | 1 | 12 | 6 | 0 | 0 | 36.1019 | 869823 | 13.905 | 47.4439 | 0 | 858434 | 858.434 | 106254 | -760665 | 39.7873 | 928646 | 16.2955 | 55.6002 | 0 | 917257 | 917.257 | 124521 | -814913 | 43.9516 | 988086 | 19.022 | 64.9031 | 0 | 976697 | 976.697 | 145355 | -869090 | 36.1019 | 39.7873 | 43.9516
[20 empty] | 2020-01-12 06:00 | 271 | 1 | 12 | 7 | 0 | 0 | 39.2638 | 887269 | 14.8795 | 50.7689 | 0 | 853518 | 853.518 | 113700 | -756956 | 43.0224 | 940678 | 17.3516 | 59.2037 | 0 | 906927 | 906.927 | 132591 | -805769 | 47.2507 | 996281 | 20.1463 | 68.7392 | 0 | 962530 | 962.53 | 153946 | -856021 | 39.2638 | 43.0224 | 47.2507
[20 empty] | 2020-01-12 07:00 | 272 | 1 | 12 | 8 | 0 | 0 | 100.111 | 973676 | 0.98057 | 3.3457 | 0 | 890215 | 890.215 | 7492.92 | -795067 | 101.532 | 1031240 | 1.0886 | 3.7142 | 0 | 947780 | 947.78 | 8318.12 | -848247 | 103.112 | 1094230 | 1.2102 | 4.129 | 0 | 1010770 | 1010.77 | 9247.23 | -906264 | 100.111 | 101.532 | 103.112
[20 empty] | 2020-01-12 08:00 | 273 | 1 | 12 | 9 | 58945.791 | 58.9458 | 132.976 | 1078700 | 1.3898 | 4.7418 | 0 | 995314 | 995.314 | 10619.6 | -911055 | 133.549 | 1135950 | 1.4991 | 5.115 | 0 | 1052560 | 1052.56 | 11455.4 | -964407 | 134.279 | 1194150 | 1.6206 | 5.5294 | 0 | 1110760 | 1110.76 | 12383.4 | -1017850 | 74.0302 | 74.6032 | 75.3332
[20 empty] | 2020-01-12 09:00 | 274 | 1 | 12 | 10 | 122700.507 | 122.7005 | 134.486 | 1036540 | 1.3913 | 4.747 | 0 | 977942 | 977.942 | 10631.3 | -888569 | 134.789 | 1087720 | 1.5008 | 5.1206 | 0 | 1029110 | 1029.11 | 11468 | -935116 | 135.753 | 1145650 | 1.6223 | 5.5355 | 0 | 1087040 | 1087.04 | 12397 | -987798 | 11.7855 | 12.0885 | 13.0525
[20 empty] | 2020-01-12 10:00 | 275 | 1 | 12 | 11 | 173953.071 | 173.9531 | 134.372 | 1030970 | 1.3895 | 4.741 | 0 | 972221 | 972.221 | 10617.8 | -880865 | 135.175 | 1083200 | 1.4989 | 5.1141 | 0 | 1024450 | 1024.45 | 11453.5 | -928349 | 136.193 | 1140490 | 1.6203 | 5.5285 | 0 | 1081740 | 1081.74 | 12381.3 | -980332 | -39.5811 | -38.7781 | -37.7601
[20 empty] | 2020-01-12 11:00 | 276 | 1 | 12 | 12 | 198172.461 | 198.1725 | 114.323 | 1064030 | 1.3905 | 4.7445 | 0 | 937371 | 937.371 | 10625.5 | -848505 | 115.175 | 1113080 | 1.5 | 5.1179 | 0 | 986426 | 986.426 | 11461.8 | -892894 | 116.217 | 1166700 | 1.6215 | 5.5325 | 0 | 1040040 | 1040.04 | 12390.3 | -941247 | -83.8495 | -82.9975 | -81.9555
[20 empty] | 2020-01-12 12:00 | 277 | 1 | 12 | 13 | 200156.712 | 200.1567 | 137.527 | 1033360 | 1.3893 | 4.7401 | 0 | 906700 | 906.7 | 10615.8 | -813346 | 138.413 | 1079760 | 1.4986 | 5.1132 | 0 | 953097 | 953.097 | 11451.3 | -854732 | 139.523 | 1131160 | 1.62 | 5.5274 | 0 | 1004500 | 1004.5 | 12379.1 | -900536 | -62.6297 | -61.7437 | -60.6337
[20 empty] | 2020-01-12 13:00 | 278 | 1 | 12 | 14 | 182428.409 | 182.4284 | 89.3298 | 995210 | 1.3887 | 4.7384 | 0 | 899382 | 899.382 | 10611.9 | -805338 | 90.2486 | 1041560 | 1.498 | 5.1113 | 0 | 945730 | 945.73 | 11447.1 | -846669 | 91.3368 | 1093010 | 1.6194 | 5.5254 | 0 | 997178 | 997.178 | 12374.5 | -892528 | -93.0986 | -92.1798 | -91.0916
[20 empty] | 2020-01-12 14:00 | 279 | 1 | 12 | 15 | 140288.604 | 140.2886 | 84.659 | 971800 | 1.3898 | 4.7419 | 0 | 913270 | 913.27 | 10619.8 | -821587 | 85.5275 | 1017450 | 1.4991 | 5.1151 | 0 | 958918 | 958.918 | 11455.6 | -862245 | 86.6191 | 1067130 | 1.6206 | 5.5295 | 0 | 1008600 | 1008.6 | 12383.6 | -906339 | -55.6296 | -54.7611 | -53.6695
[20 empty] | 2020-01-12 15:00 | 280 | 1 | 12 | 16 | 75854.773 | 75.8548 | 70.5967 | 981473 | 1.39 | 4.7428 | 0 | 922944 | 922.944 | 10621.8 | -830462 | 71.5981 | 1027850 | 1.4994 | 5.1161 | 0 | 969320 | 969.32 | 11457.8 | -871815 | 72.8045 | 1077820 | 1.6209 | 5.5306 | 0 | 1019290 | 1019.29 | 12386.1 | -916108 | -5.2581 | -4.2567 | -3.0503
[20 empty] | 2020-01-12 16:00 | 281 | 1 | 12 | 17 | 5553.828 | 5.5538 | 73.9946 | 952822 | 1.389 | 4.7393 | 0 | 919144 | 919.144 | 10614 | -826534 | 74.9545 | 999565 | 1.4983 | 5.1123 | 0 | 965887 | 965.887 | 11449.4 | -868269 | 76.1498 | 1048030 | 1.6197 | 5.5265 | 0 | 1014350 | 1014.35 | 12376.9 | -910996 | 68.4408 | 69.4007 | 70.596
[20 empty] | 2020-01-12 17:00 | 282 | 1 | 12 | 18 | 0 | 0 | 14.694 | 33677.8 | 0 | 0 | 0 | 0 | 0 | 0 | 0 | 14.694 | 33677.8 | 0 | 0 | 0 | 0 | 0 | 0 | 0 | 14.694 | 33677.8 | 0 | 0 | 0 | 0 | 0 | 0 | 0 | 14.694 | 14.694 | 14.694
[20 empty] | 2020-01-12 18:00 | 283 | 1 | 12 | 19 | 0 | 0 | 13.7827 | 33531.1 | 0 | 0 | 0 | 0 | 0 | 0 | 0 | 13.7827 | 33531.1 | 0 | 0 | 0 | 0 | 0 | 0 | 0 | 13.7827 | 33531.1 | 0 | 0 | 0 | 0 | 0 | 0 | 0 | 13.7827 | 13.7827 | 13.7827
[20 empty] | 2020-01-12 19:00 | 284 | 1 | 12 | 20 | 0 | 0 | 10.3847 | 33531.1 | 0 | 0 | 0 | 0 | 0 | 0 | 0 | 10.3847 | 33531.1 | 0 | 0 | 0 | 0 | 0 | 0 | 0 | 10.3847 | 33531.1 | 0 | 0 | 0 | 0 | 0 | 0 | 0 | 10.3847 | 10.3847 | 10.3847
[20 empty] | 2020-01-12 20:00 | 285 | 1 | 12 | 21 | 0 | 0 | 8.8655 | 11168.9 | 0 | 0 | 0 | 0 | 0 | 0 | 0 | 8.8655 | 11168.9 | 0 | 0 | 0 | 0 | 0 | 0 | 0 | 8.8655 | 11168.9 | 0 | 0 | 0 | 0 | 0 | 0 | 0 | 8.8655 | 8.8655 | 8.8655
[20 empty] | 2020-01-12 21:00 | 286 | 1 | 12 | 22 | 0 | 0 | 7.3463 | 11168.9 | 0 | 0 | 0 | 0 | 0 | 0 | 0 | 7.3463 | 11168.9 | 0 | 0 | 0 | 0 | 0 | 0 | 0 | 7.3463 | 11168.9 | 0 | 0 | 0 | 0 | 0 | 0 | 0 | 7.3463 | 7.3463 | 7.3463
[20 empty] | 2020-01-12 22:00 | 287 | 1 | 12 | 23 | 0 | 0 | 7.3463 | 11168.9 | 0 | 0 | 0 | 0 | 0 | 0 | 0 | 7.3463 | 11168.9 | 0 | 0 | 0 | 0 | 0 | 0 | 0 | 7.3463 | 11168.9 | 0 | 0 | 0 | 0 | 0 | 0 | 0 | 7.3463 | 7.3463 | 7.3463
[20 empty] | 2020-01-12 23:00 | 288 | 1 | 12 | 24 | 0 | 0 | 7.3463 | 11315.6 | 0 | 0 | 0 | 0 | 0 | 0 | 0 | 7.3463 | 11315.6 | 0 | 0 | 0 | 0 | 0 | 0 | 0 | 7.3463 | 11315.6 | 0 | 0 | 0 | 0 | 0 | 0 | 0 | 7.3463 | 7.3463 | 7.3463
[20 empty] | 2020-01-13 | 289 | 1 | 13 | 1 | 0 | 0 | 8.5004 | 11315.6 | 0 | 0 | 0 | 0 | 0 | 0 | -217.866 | 8.5631 | 11315.6 | 0 | 0 | 0 | 0 | 0 | 0 | -217.868 | 8.6326 | 11315.6 | 0 | 0 | 0 | 0 | 0 | 0 | -217.886 | 8.5004 | 8.5631 | 8.6326
[20 empty] | 2020-01-13 01:00 | 290 | 1 | 13 | 2 | 0 | 0 | 8.5004 | 11315.6 | 0 | 0 | 0 | 0 | 0 | 0 | -512.385 | 8.5631 | 11315.6 | 0 | 0 | 0 | 0 | 0 | 0 | -512.385 | 8.6326 | 11315.6 | 0 | 0 | 0 | 0 | 0 | 0 | -512.401 | 8.5004 | 8.5631 | 8.6326
[20 empty] | 2020-01-13 02:00 | 291 | 1 | 13 | 3 | 0 | 0 | 8.5004 | 11388.9 | 0 | 0 | 0 | 0 | 0 | 0 | -802.417 | 8.5631 | 11388.9 | 0 | 0 | 0 | 0 | 0 | 0 | -802.417 | 8.6326 | 11388.9 | 0 | 0 | 0 | 0 | 0 | 0 | -802.425 | 8.5004 | 8.5631 | 8.6326
[20 empty] | 2020-01-13 03:00 | 292 | 1 | 13 | 4 | 0 | 0 | 8.5004 | 11388.9 | 0 | 0 | 0 | 0 | 0 | 0 | -1037.45 | 8.5631 | 11388.9 | 0 | 0 | 0 | 0 | 0 | 0 | -1037.45 | 8.6326 | 11388.9 | 0 | 0 | 0 | 0 | 0 | 0 | -1037.46 | 8.5004 | 8.5631 | 8.6326
[20 empty] | 2020-01-13 04:00 | 293 | 1 | 13 | 5 | 0 | 0 | 35.0168 | 922207 | 14.3207 | 48.8622 | 0 | 910818 | 910.818 | 109430 | -762841 | 38.0009 | 978169 | 16.0253 | 54.6783 | 0 | 966781 | 966.781 | 122455 | -811813 | 41.2793 | 1037090 | 17.8886 | 61.0359 | 0 | 1025700 | 1025.7 | 136694 | -862661 | 35.0168 | 38.0009 | 41.2793
[20 empty] | 2020-01-13 05:00 | 294 | 1 | 13 | 6 | 0 | 0 | 40.2103 | 849156 | 18.0337 | 61.531 | 0 | 837547 | 837.547 | 137803 | -735463 | 43.9303 | 897675 | 20.4795 | 69.8761 | 0 | 886067 | 886.067 | 156492 | -778710 | 48.073 | 949781 | 23.2104 | 79.1939 | 0 | 938172 | 938.172 | 177360 | -824851 | 40.2103 | 43.9303 | 48.073
[20 empty] | 2020-01-13 06:00 | 295 | 1 | 13 | 7 | 0 | 0 | 42.9513 | 851352 | 18.6358 | 63.5853 | 0 | 817307 | 817.307 | 142404 | -718506 | 46.6969 | 896603 | 21.1115 | 72.0324 | 0 | 862558 | 862.558 | 161322 | -758626 | 50.8773 | 945874 | 23.8835 | 81.4905 | 0 | 911829 | 911.829 | 182503 | -802136 | 42.9513 | 46.6969 | 50.8773
[20 empty] | 2020-01-13 07:00 | 296 | 1 | 13 | 8 | 0 | 0 | 99.5865 | 934151 | 0.95415 | 3.2556 | 0 | 850396 | 850.396 | 7291.03 | -753417 | 100.921 | 988833 | 1.0585 | 3.6117 | 0 | 905079 | 905.079 | 8088.72 | -803291 | 102.383 | 1049170 | 1.1743 | 4.0067 | 0 | 965414 | 965.414 | 8973.31 | -858300 | 99.5865 | 100.921 | 102.383
[20 empty] | 2020-01-13 08:00 | 297 | 1 | 13 | 9 | 24334.067 | 24.3341 | 130.309 | 1053420 | 1.3887 | 4.7383 | 0 | 969447 | 969.447 | 10611.7 | -877213 | 130.369 | 1111930 | 1.498 | 5.1112 | 0 | 1027960 | 1027.96 | 11446.9 | -931509 | 130.709 | 1176970 | 1.6194 | 5.5253 | 0 | 1092990 | 1092.99 | 12374.2 | -991877 | 105.9749 | 106.0349 | 106.3749
[20 empty] | 2020-01-13 09:00 | 298 | 1 | 13 | 10 | 86477.835 | 86.4778 | 136.361 | 990227 | 1.3887 | 4.7382 | 0 | 931037 | 931.037 | 10611.6 | -837593 | 136.693 | 1047900 | 1.498 | 5.1111 | 0 | 988710 | 988.71 | 11446.7 | -890973 | 137.261 | 1111760 | 1.6194 | 5.5252 | 0 | 1052570 | 1052.57 | 12374.1 | -950071 | 49.8832 | 50.2152 | 50.7832
[20 empty] | 2020-01-13 10:00 | 299 | 1 | 13 | 11 | 70960.294 | 70.9603 | 135.441 | 973942 | 1.3892 | 4.74 | 0 | 914752 | 914.752 | 10615.5 | -821337 | 135.528 | 1030480 | 1.4985 | 5.113 | 0 | 971292 | 971.292 | 11451 | -873525 | 136.101 | 1092040 | 1.62 | 5.5273 | 0 | 1032850 | 1032.85 | 12378.7 | -930202 | 64.4807 | 64.5677 | 65.1407
[20 empty] | 2020-01-13 11:00 | 300 | 1 | 13 | 12 | 119306.819 | 119.3068 | 114.224 | 1020190 | 1.3884 | 4.7374 | 0 | 893533 | 893.533 | 10609.6 | -797426 | 114.915 | 1074150 | 1.4977 | 5.1102 | 0 | 947488 | 947.488 | 11444.7 | -846743 | 116.092 | 1130150 | 1.6191 | 5.5242 | 0 | 1003500 | 1003.5 | 12371.8 | -897422 | -5.0828 | -4.3918 | -3.2148
[20 empty] | 2020-01-13 12:00 | 301 | 1 | 13 | 13 | 106863.882 | 106.8639 | 137.21 | 978223 | 1.3884 | 4.7373 | 0 | 851564 | 851.564 | 10609.6 | -753785 | 138.145 | 1023890 | 1.4977 | 5.1102 | 0 | 897229 | 897.229 | 11444.6 | -794454 | 139.301 | 1071920 | 1.619 | 5.5242 | 0 | 945259 | 945.259 | 12371.7 | -836762 | 30.3461 | 31.2811 | 32.4371
[20 empty] | 2020-01-13 13:00 | 302 | 1 | 13 | 14 | 43311.764 | 43.3118 | 88.4697 | 935377 | 1.3892 | 4.7399 | 0 | 837494 | 837.494 | 10615.3 | -740247 | 89.4481 | 975637 | 1.4985 | 5.113 | 0 | 877754 | 877.754 | 11450.8 | -775300 | 90.7234 | 1019330 | 1.6199 | 5.5272 | 0 | 921447 | 921.447 | 12378.5 | -813149 | 45.1579 | 46.1363 | 47.4116
[20 empty] | 2020-01-13 14:00 | 303 | 1 | 13 | 15 | 96053.666 | 96.0537 | 83.5772 | 917510 | 1.3895 | 4.7408 | 0 | 858246 | 858.246 | 10617.4 | -763089 | 84.5644 | 954790 | 1.4988 | 5.1139 | 0 | 895526 | 895.526 | 11453 | -795048 | 85.8936 | 994563 | 1.6202 | 5.5282 | 0 | 935300 | 935.3 | 12380.8 | -828869 | -12.4765 | -11.4893 | -10.1601
[20 empty] | 2020-01-13 15:00 | 304 | 1 | 13 | 16 | 46521.373 | 46.5214 | 69.764 | 953100 | 1.3892 | 4.7399 | 0 | 893689 | 893.689 | 10615.4 | -795994 | 70.806 | 994922 | 1.4985 | 5.113 | 0 | 935512 | 935.512 | 11450.9 | -832356 | 72.2068 | 1039610 | 1.6199 | 5.5272 | 0 | 980201 | 980.201 | 12378.6 | -870903 | 23.2426 | 24.2846 | 25.6854
[20 empty] | 2020-01-13 16:00 | 305 | 1 | 13 | 17 | 1849.957 | 1.85 | 70.702 | 933775 | 1.3892 | 4.7399 | 0 | 899217 | 899.217 | 10615.4 | -804622 | 71.8164 | 978217 | 1.4985 | 5.113 | 0 | 943659 | 943.659 | 11450.8 | -843904 | 73.0969 | 1025980 | 1.6199 | 5.5272 | 0 | 991425 | 991.425 | 12378.5 | -885838 | 68.852 | 69.9664 | 71.2469
[20 empty] | 2020-01-13 17:00 | 306 | 1 | 13 | 18 | 0 | 0 | 14.694 | 34777.9 | 0 | 0 | 0 | 0 | 0 | 0 | 0 | 14.694 | 34777.9 | 0 | 0 | 0 | 0 | 0 | 0 | 0 | 14.694 | 34777.9 | 0 | 0 | 0 | 0 | 0 | 0 | 0 | 14.694 | 14.694 | 14.694
[20 empty] | 2020-01-13 18:00 | 307 | 1 | 13 | 19 | 0 | 0 | 13.7827 | 34851.3 | 0 | 0 | 0 | 0 | 0 | 0 | 0 | 13.7827 | 34851.3 | 0 | 0 | 0 | 0 | 0 | 0 | 0 | 13.7827 | 34851.3 | 0 | 0 | 0 | 0 | 0 | 0 | 0 | 13.7827 | 13.7827 | 13.7827
[20 empty] | 2020-01-13 19:00 | 308 | 1 | 13 | 20 | 0 | 0 | 10.3847 | 34851.3 | 0 | 0 | 0 | 0 | 0 | 0 | 0 | 10.3847 | 34851.3 | 0 | 0 | 0 | 0 | 0 | 0 | 0 | 10.3847 | 34851.3 | 0 | 0 | 0 | 0 | 0 | 0 | 0 | 10.3847 | 10.3847 | 10.3847
[20 empty] | 2020-01-13 20:00 | 309 | 1 | 13 | 21 | 0 | 0 | 10.0196 | 12562.1 | 0 | 0 | 0 | 0 | 0 | 0 | -418.997 | 10.0823 | 12562.1 | 0 | 0 | 0 | 0 | 0 | 0 | -419.004 | 10.1519 | 12562.1 | 0 | 0 | 0 | 0 | 0 | 0 | -419.024 | 10.0196 | 10.0823 | 10.1519
[20 empty] | 2020-01-13 21:00 | 310 | 1 | 13 | 22 | 0 | 0 | 8.5004 | 12562.1 | 0 | 0 | 0 | 0 | 0 | 0 | -1216.5 | 8.5631 | 12562.1 | 0 | 0 | 0 | 0 | 0 | 0 | -1216.51 | 8.6326 | 12562.1 | 0 | 0 | 0 | 0 | 0 | 0 | -1216.53 | 8.5004 | 8.5631 | 8.6326
[20 empty] | 2020-01-13 22:00 | 311 | 1 | 13 | 23 | 0 | 0 | 8.5004 | 12562.1 | 0 | 0 | 0 | 0 | 0 | 0 | -1424.25 | 8.5631 | 12562.1 | 0 | 0 | 0 | 0 | 0 | 0 | -1424.25 | 8.6326 | 12562.1 | 0 | 0 | 0 | 0 | 0 | 0 | -1424.27 | 8.5004 | 8.5631 | 8.6326
[20 empty] | 2020-01-13 23:00 | 312 | 1 | 13 | 24 | 0 | 0 | 8.5004 | 12562.1 | 0 | 0 | 0 | 0 | 0 | 0 | -1770.97 | 8.5631 | 12562.1 | 0 | 0 | 0 | 0 | 0 | 0 | -1770.97 | 8.6326 | 12562.1 | 0 | 0 | 0 | 0 | 0 | 0 | -1770.97 | 8.5004 | 8.5631 | 8.6326
[20 empty] | 2020-01-14 | 313 | 1 | 14 | 1 | 0 | 0 | 8.5004 | 12562.1 | 0 | 0 | 0 | 0 | 0 | 0 | -2145.93 | 8.5631 | 12562.1 | 0 | 0 | 0 | 0 | 0 | 0 | -2145.93 | 8.6326 | 12562.1 | 0 | 0 | 0 | 0 | 0 | 0 | -2145.94 | 8.5004 | 8.5631 | 8.6326
[20 empty] | 2020-01-14 01:00 | 314 | 1 | 14 | 2 | 0 | 0 | 8.5004 | 12562.1 | 0 | 0 | 0 | 0 | 0 | 0 | -2492.06 | 8.5631 | 12562.1 | 0 | 0 | 0 | 0 | 0 | 0 | -2492.06 | 8.6326 | 12562.1 | 0 | 0 | 0 | 0 | 0 | 0 | -2492.07 | 8.5004 | 8.5631 | 8.6326
[20 empty] | 2020-01-14 02:00 | 315 | 1 | 14 | 3 | 0 | 0 | 8.5004 | 12562.1 | 0 | 0 | 0 | 0 | 0 | 0 | -2806.46 | 8.5631 | 12562.1 | 0 | 0 | 0 | 0 | 0 | 0 | -2806.46 | 8.6326 | 12562.1 | 0 | 0 | 0 | 0 | 0 | 0 | -2806.47 | 8.5004 | 8.5631 | 8.6326
[20 empty] | 2020-01-14 03:00 | 316 | 1 | 14 | 4 | 0 | 0 | 8.5004 | 12562.1 | 0 | 0 | 0 | 0 | 0 | 0 | -3104.69 | 8.5631 | 12562.1 | 0 | 0 | 0 | 0 | 0 | 0 | -3104.69 | 8.6326 | 12562.1 | 0 | 0 | 0 | 0 | 0 | 0 | -3104.7 | 8.5004 | 8.5631 | 8.6326
[20 empty] | 2020-01-14 04:00 | 317 | 1 | 14 | 5 | 0 | 0 | 35.426 | 934943 | 14.9077 | 50.8651 | 0 | 922381 | 922.381 | 113916 | -771951 | 38.239 | 996921 | 16.4454 | 56.1117 | 0 | 984359 | 984.359 | 125666 | -827752 | 41.307 | 1063650 | 18.1008 | 61.7599 | 0 | 1051090 | 1051.09 | 138315 | -887499 | 35.426 | 38.239 | 41.307
[20 empty] | 2020-01-14 05:00 | 318 | 1 | 14 | 6 | 0 | 0 | 40.7718 | 862946 | 18.7255 | 63.8914 | 0 | 850384 | 850.384 | 143089 | -752004 | 44.4126 | 917465 | 21.0934 | 71.9707 | 0 | 904903 | 904.903 | 161183 | -801682 | 48.4696 | 976661 | 23.7395 | 80.9992 | 0 | 964099 | 964.099 | 181403 | -855432 | 40.7718 | 44.4126 | 48.4696
[20 empty] | 2020-01-14 06:00 | 319 | 1 | 14 | 7 | 0 | 0 | 43.5452 | 873293 | 19.3357 | 65.9734 | 0 | 838369 | 838.369 | 147752 | -740926 | 47.2283 | 924319 | 21.7495 | 74.2093 | 0 | 889394 | 889.394 | 166197 | -787098 | 51.328 | 979627 | 24.4422 | 83.3968 | 0 | 944702 | 944.702 | 186773 | -836965 | 43.5452 | 47.2283 | 51.328
[20 empty] | 2020-01-14 07:00 | 320 | 1 | 14 | 8 | 1527.083 | 1.5271 | 99.5603 | 981547 | 0.95414 | 3.2555 | 0 | 896912 | 896.912 | 7290.97 | -801600 | 100.91 | 1045280 | 1.0585 | 3.6117 | 0 | 960647 | 960.647 | 8088.67 | -861208 | 102.408 | 1114970 | 1.1743 | 4.0067 | 0 | 1030330 | 1030.33 | 8973.24 | -926340 | 98.0332 | 99.3829 | 100.8809
[20 empty] | 2020-01-14 08:00 | 321 | 1 | 14 | 9 | 61853.259 | 61.8533 | 128.053 | 1087340 | 1.3897 | 4.7417 | 0 | 1003000 | 1003 | 10619.4 | -923088 | 128.432 | 1152150 | 1.4991 | 5.1149 | 0 | 1067810 | 1067.81 | 11455.1 | -984992 | 129.353 | 1223310 | 1.6205 | 5.5293 | 0 | 1138970 | 1138.97 | 12383.2 | -1052890 | 66.1997 | 66.5787 | 67.4997
[20 empty] | 2020-01-14 09:00 | 322 | 1 | 14 | 10 | 125392.646 | 125.3926 | 132.448 | 1004180 | 1.3897 | 4.7417 | 0 | 944990 | 944.99 | 10619.4 | -859555 | 133.23 | 1064980 | 1.4991 | 5.1149 | 0 | 1005790 | 1005.79 | 11455.2 | -916773 | 134.253 | 1132340 | 1.6205 | 5.5293 | 0 | 1073150 | 1073.15 | 12383.2 | -980159 | 7.0554 | 7.8374 | 8.8604
[20 empty] | 2020-01-14 10:00 | 323 | 1 | 14 | 11 | 169769.582 | 169.7696 | 132.874 | 988311 | 1.3892 | 4.74 | 0 | 929121 | 929.121 | 10615.5 | -836736 | 133.841 | 1047680 | 1.4986 | 5.1131 | 0 | 988489 | 988.489 | 11451 | -892014 | 135.153 | 1110460 | 1.62 | 5.5273 | 0 | 1051270 | 1051.27 | 12378.7 | -950110 | -36.8956 | -35.9286 | -34.6166
[20 empty] | 2020-01-14 11:00 | 324 | 1 | 14 | 12 | 190599.961 | 190.6 | 112.999 | 1009590 | 1.3895 | 4.7409 | 0 | 882926 | 882.926 | 10617.5 | -791895 | 114.114 | 1059730 | 1.4988 | 5.114 | 0 | 933074 | 933.074 | 11453.2 | -837603 | 115.544 | 1114030 | 1.6203 | 5.5283 | 0 | 987375 | 987.375 | 12381 | -886830 | -77.601 | -76.486 | -75.056
[20 empty] | 2020-01-14 12:00 | 325 | 1 | 14 | 13 | 192550.452 | 192.5505 | 136.327 | 943311 | 1.3895 | 4.7409 | 0 | 816652 | 816.652 | 10617.6 | -721047 | 137.485 | 986043 | 1.4988 | 5.114 | 0 | 859384 | 859.384 | 11453.2 | -758792 | 138.974 | 1034400 | 1.6203 | 5.5283 | 0 | 907740 | 907.74 | 12381.1 | -801548 | -56.2235 | -55.0655 | -53.5765
[20 empty] | 2020-01-14 13:00 | 326 | 1 | 14 | 14 | 174177.159 | 174.1772 | 88.0338 | 900888 | 1.3892 | 4.7401 | 0 | 804142 | 804.142 | 10615.6 | -706291 | 89.1445 | 940166 | 1.4986 | 5.1131 | 0 | 843421 | 843.421 | 11451.1 | -740364 | 90.5955 | 984754 | 1.62 | 5.5273 | 0 | 888008 | 888.008 | 12378.8 | -779182 | -86.1434 | -85.0327 | -83.5817
[20 empty] | 2020-01-14 14:00 | 327 | 1 | 14 | 15 | 132640.812 | 132.6408 | 83.21 | 882231 | 1.3897 | 4.7418 | 0 | 823408 | 823.408 | 10619.5 | -727340 | 84.3486 | 919559 | 1.4991 | 5.115 | 0 | 860736 | 860.736 | 11455.3 | -759453 | 85.8287 | 961912 | 1.6206 | 5.5294 | 0 | 903088 | 903.088 | 12383.4 | -796043 | -49.4308 | -48.2922 | -46.8121
[20 empty] | 2020-01-14 15:00 | 328 | 1 | 14 | 16 | 70912.685 | 70.9127 | 69.7253 | 911949 | 1.3892 | 4.7401 | 0 | 853052 | 853.052 | 10615.7 | -754995 | 70.8036 | 951117 | 1.4986 | 5.1131 | 0 | 892220 | 892.22 | 11451.2 | -788773 | 72.2101 | 995448 | 1.62 | 5.5274 | 0 | 936551 | 936.551 | 12378.9 | -827147 | -1.1874 | -0.10908 | 1.2974
[20 empty] | 2020-01-14 16:00 | 329 | 1 | 14 | 17 | 5687.365 | 5.6874 | 70.6637 | 886814 | 1.3892 | 4.7401 | 0 | 852770 | 852.77 | 10615.7 | -756299 | 71.7802 | 927374 | 1.4986 | 5.1131 | 0 | 893330 | 893.33 | 11451.2 | -791585 | 73.0569 | 973472 | 1.62 | 5.5273 | 0 | 939427 | 939.427 | 12378.9 | -831857 | 64.9763 | 66.0928 | 67.3695
[20 empty] | 2020-01-14 17:00 | 330 | 1 | 14 | 18 | 0 | 0 | 14.694 | 34117.8 | 0 | 0 | 0 | 0 | 0 | 0 | 0 | 14.694 | 34117.8 | 0 | 0 | 0 | 0 | 0 | 0 | 0 | 14.694 | 34117.8 | 0 | 0 | 0 | 0 | 0 | 0 | 0 | 14.694 | 14.694 | 14.694
[20 empty] | 2020-01-14 18:00 | 331 | 1 | 14 | 19 | 0 | 0 | 13.7827 | 34117.8 | 0 | 0 | 0 | 0 | 0 | 0 | 0 | 13.7827 | 34117.8 | 0 | 0 | 0 | 0 | 0 | 0 | 0 | 13.7827 | 34117.8 | 0 | 0 | 0 | 0 | 0 | 0 | 0 | 13.7827 | 13.7827 | 13.7827
[20 empty] | 2020-01-14 19:00 | 332 | 1 | 14 | 20 | 0 | 0 | 10.3847 | 34117.8 | 0 | 0 | 0 | 0 | 0 | 0 | 0 | 10.3847 | 34117.8 | 0 | 0 | 0 | 0 | 0 | 0 | 0 | 10.3847 | 34117.8 | 0 | 0 | 0 | 0 | 0 | 0 | 0 | 10.3847 | 10.3847 | 10.3847
[20 empty] | 2020-01-14 20:00 | 333 | 1 | 14 | 21 | 0 | 0 | 10.0196 | 11755.5 | 0 | 0 | 0 | 0 | 0 | 0 | -154.345 | 10.0823 | 11755.5 | 0 | 0 | 0 | 0 | 0 | 0 | -154.347 | 10.1519 | 11755.5 | 0 | 0 | 0 | 0 | 0 | 0 | -154.348 | 10.0196 | 10.0823 | 10.1519
[20 empty] | 2020-01-14 21:00 | 334 | 1 | 14 | 22 | 0 | 0 | 8.5004 | 11755.5 | 0 | 0 | 0 | 0 | 0 | 0 | -796.727 | 8.5631 | 11755.5 | 0 | 0 | 0 | 0 | 0 | 0 | -796.719 | 8.6326 | 11755.5 | 0 | 0 | 0 | 0 | 0 | 0 | -796.723 | 8.5004 | 8.5631 | 8.6326
[20 empty] | 2020-01-14 22:00 | 335 | 1 | 14 | 23 | 0 | 0 | 8.5004 | 11755.5 | 0 | 0 | 0 | 0 | 0 | 0 | -979.461 | 8.5631 | 11755.5 | 0 | 0 | 0 | 0 | 0 | 0 | -979.457 | 8.6326 | 11755.5 | 0 | 0 | 0 | 0 | 0 | 0 | -979.461 | 8.5004 | 8.5631 | 8.6326
[20 empty] | 2020-01-14 23:00 | 336 | 1 | 14 | 24 | 0 | 0 | 8.5004 | 11755.5 | 0 | 0 | 0 | 0 | 0 | 0 | -1233.68 | 8.5631 | 11755.5 | 0 | 0 | 0 | 0 | 0 | 0 | -1233.67 | 8.6326 | 11755.5 | 0 | 0 | 0 | 0 | 0 | 0 | -1233.67 | 8.5004 | 8.5631 | 8.6326
[20 empty] | 2020-01-15 | 337 | 1 | 15 | 1 | 0 | 0 | 8.5004 | 11902.2 | 0 | 0 | 0 | 0 | 0 | 0 | -1610.92 | 8.5631 | 11902.2 | 0 | 0 | 0 | 0 | 0 | 0 | -1610.9 | 8.6326 | 11902.2 | 0 | 0 | 0 | 0 | 0 | 0 | -1610.91 | 8.5004 | 8.5631 | 8.6326
[20 empty] | 2020-01-15 01:00 | 338 | 1 | 15 | 2 | 0 | 0 | 8.5004 | 11902.2 | 0 | 0 | 0 | 0 | 0 | 0 | -1863.78 | 8.5631 | 11902.2 | 0 | 0 | 0 | 0 | 0 | 0 | -1863.77 | 8.6326 | 11902.2 | 0 | 0 | 0 | 0 | 0 | 0 | -1863.78 | 8.5004 | 8.5631 | 8.6326
[20 empty] | 2020-01-15 02:00 | 339 | 1 | 15 | 3 | 0 | 0 | 8.5004 | 11975.5 | 0 | 0 | 0 | 0 | 0 | 0 | -2151.45 | 8.5631 | 11975.5 | 0 | 0 | 0 | 0 | 0 | 0 | -2151.43 | 8.6326 | 11975.5 | 0 | 0 | 0 | 0 | 0 | 0 | -2151.44 | 8.5004 | 8.5631 | 8.6326
[20 empty] | 2020-01-15 03:00 | 340 | 1 | 15 | 4 | 0 | 0 | 8.5004 | 11902.2 | 0 | 0 | 0 | 0 | 0 | 0 | -2336.8 | 8.5631 | 11902.2 | 0 | 0 | 0 | 0 | 0 | 0 | -2336.77 | 8.6326 | 11902.2 | 0 | 0 | 0 | 0 | 0 | 0 | -2336.78 | 8.5004 | 8.5631 | 8.6326
[20 empty] | 2020-01-15 04:00 | 341 | 1 | 15 | 5 | 0 | 0 | 37.1702 | 915944 | 16.5616 | 56.5082 | 0 | 904042 | 904.042 | 126554 | -758873 | 40.1229 | 972041 | 18.2396 | 62.2335 | 0 | 960139 | 960.139 | 139376 | -808441 | 43.3497 | 1032100 | 20.0548 | 68.427 | 0 | 1020200 | 1020.2 | 153246 | -861175 | 37.1702 | 40.1229 | 43.3497
[20 empty] | 2020-01-15 05:00 | 342 | 1 | 15 | 6 | 0 | 0 | 42.2553 | 831871 | 20.1384 | 68.7122 | 0 | 819969 | 819.969 | 153886 | -721356 | 45.9431 | 879647 | 22.5558 | 76.9604 | 0 | 867745 | 867.745 | 172358 | -764022 | 50.0203 | 928879 | 25.2284 | 86.0793 | 0 | 916977 | 916.977 | 192781 | -807501 | 42.2553 | 45.9431 | 50.0203
[20 empty] | 2020-01-15 06:00 | 343 | 1 | 15 | 7 | 0 | 0 | 44.8671 | 832405 | 20.6157 | 70.3408 | 0 | 798067 | 798.067 | 157533 | -698812 | 48.5697 | 876688 | 23.0525 | 78.6551 | 0 | 842350 | 842.35 | 176153 | -737936 | 52.6357 | 921390 | 25.7202 | 87.7573 | 0 | 887052 | 887.052 | 196539 | -776838 | 44.8671 | 48.5697 | 52.6357
[20 empty] | 2020-01-15 07:00 | 344 | 1 | 15 | 8 | 112.237 | 0.11224 | 99.6472 | 927818 | 0.95415 | 3.2556 | 0 | 843770 | 843.77 | 7291.03 | -746315 | 101.036 | 986673 | 1.0585 | 3.6117 | 0 | 902625 | 902.625 | 8088.72 | -800414 | 102.576 | 1051910 | 1.1743 | 4.0067 | 0 | 967865 | 967.865 | 8973.33 | -860348 | 99.535 | 100.9238 | 102.4638
[20 empty] | 2020-01-15 08:00 | 345 | 1 | 15 | 9 | 17518.835 | 17.5188 | 134.665 | 1022380 | 1.3892 | 4.74 | 0 | 938407 | 938.407 | 10615.6 | -849133 | 135.658 | 1083720 | 1.4986 | 5.1131 | 0 | 999749 | 999.749 | 11451.1 | -906675 | 136.809 | 1149000 | 1.62 | 5.5273 | 0 | 1065030 | 1065.03 | 12378.8 | -967598 | 117.1462 | 118.1392 | 119.2902
[20 empty] | 2020-01-15 09:00 | 346 | 1 | 15 | 10 | 8566.293 | 8.5663 | 132.43 | 951506 | 1.3892 | 4.74 | 0 | 892316 | 892.316 | 10615.5 | -796585 | 133.207 | 1007810 | 1.4986 | 5.1131 | 0 | 948616 | 948.616 | 11451 | -848473 | 134.206 | 1071540 | 1.62 | 5.5273 | 0 | 1012350 | 1012.35 | 12378.7 | -907287 | 123.8637 | 124.6407 | 125.6397
[20 empty] | 2020-01-15 10:00 | 347 | 1 | 15 | 11 | 2885.269 | 2.8853 | 132.704 | 914414 | 1.3892 | 4.74 | 0 | 855371 | 855.371 | 10615.5 | -761858 | 133.715 | 967339 | 1.4985 | 5.113 | 0 | 908295 | 908.295 | 11451 | -810205 | 135.055 | 1026870 | 1.62 | 5.5273 | 0 | 967826 | 967.826 | 12378.7 | -864700 | 129.8187 | 130.8297 | 132.1697
[20 empty] | 2020-01-15 11:00 | 348 | 1 | 15 | 12 | 12191.436 | 12.1914 | 113.383 | 928836 | 1.3892 | 4.74 | 0 | 802177 | 802.177 | 10615.5 | -708484 | 114.352 | 974672 | 1.4986 | 5.1131 | 0 | 848013 | 848.013 | 11451 | -749513 | 115.623 | 1025450 | 1.62 | 5.5273 | 0 | 898788 | 898.788 | 12378.7 | -794967 | 101.1916 | 102.1606 | 103.4316
[20 empty] | 2020-01-15 12:00 | 349 | 1 | 15 | 13 | 85648.641 | 85.6486 | 136.777 | 857602 | 1.3679 | 4.6673 | 0 | 730943 | 730.943 | 10452.6 | -634590 | 137.729 | 896509 | 1.4772 | 5.0402 | 0 | 769850 | 769.85 | 11287.8 | -668438 | 138.97 | 940317 | 1.5985 | 5.4543 | 0 | 813658 | 813.658 | 12215.2 | -706571 | 51.1284 | 52.0804 | 53.3214
[20 empty] | 2020-01-15 13:00 | 350 | 1 | 15 | 14 | 136115.121 | 136.1151 | 86.8171 | 813597 | 1.1532 | 3.9348 | 0 | 717277 | 717.277 | 8812.17 | -619101 | 87.8 | 847916 | 1.2626 | 4.3078 | 0 | 751595 | 751.595 | 9647.65 | -648282 | 89.1428 | 887338 | 1.384 | 4.722 | 0 | 791017 | 791.017 | 10575.3 | -681980 | -49.298 | -48.3151 | -46.9723
[20 empty] | 2020-01-15 14:00 | 351 | 1 | 15 | 15 | 102839.82 | 102.8398 | 83.1889 | 792547 | 1.3639 | 4.6535 | 0 | 733870 | 733.87 | 10421.8 | -636966 | 84.2346 | 823475 | 1.4732 | 5.0265 | 0 | 764799 | 764.799 | 11257.1 | -662849 | 85.6072 | 858876 | 1.5946 | 5.4406 | 0 | 800199 | 800.199 | 12184.7 | -692657 | -19.6509 | -18.6052 | -17.2326
[20 empty] | 2020-01-15 15:00 | 352 | 1 | 15 | 16 | 48215.373 | 48.2154 | 69.5264 | 817329 | 1.3882 | 4.7366 | 0 | 758652 | 758.652 | 10608 | -660242 | 70.6657 | 849031 | 1.4976 | 5.1097 | 0 | 790355 | 790.355 | 11443.5 | -686778 | 72.0852 | 885265 | 1.6189 | 5.5239 | 0 | 826589 | 826.589 | 12371.1 | -717274 | 21.311 | 22.4503 | 23.8698
[20 empty] | 2020-01-15 16:00 | 353 | 1 | 15 | 17 | 2402.615 | 2.4026 | 70.2065 | 796684 | 1.3892 | 4.74 | 0 | 762860 | 762.86 | 10615.5 | -664576 | 71.2796 | 831094 | 1.4985 | 5.113 | 0 | 797270 | 797.27 | 11450.9 | -693783 | 72.5538 | 869931 | 1.6199 | 5.5272 | 0 | 836106 | 836.106 | 12378.6 | -726858 | 67.8039 | 68.877 | 70.1512
[20 empty] | 2020-01-15 17:00 | 354 | 1 | 15 | 18 | 0 | 0 | 14.694 | 33971.1 | 0 | 0 | 0 | 0 | 0 | 0 | 0 | 14.694 | 33971.1 | 0 | 0 | 0 | 0 | 0 | 0 | 0 | 14.694 | 33971.1 | 0 | 0 | 0 | 0 | 0 | 0 | 0 | 14.694 | 14.694 | 14.694
[20 empty] | 2020-01-15 18:00 | 355 | 1 | 15 | 19 | 0 | 0 | 13.7827 | 34044.5 | 0 | 0 | 0 | 0 | 0 | 0 | 0 | 13.7827 | 34044.5 | 0 | 0 | 0 | 0 | 0 | 0 | 0 | 13.7827 | 34044.5 | 0 | 0 | 0 | 0 | 0 | 0 | 0 | 13.7827 | 13.7827 | 13.7827
[20 empty] | 2020-01-15 19:00 | 356 | 1 | 15 | 20 | 0 | 0 | 10.3847 | 34044.5 | 0 | 0 | 0 | 0 | 0 | 0 | 0 | 10.3847 | 34044.5 | 0 | 0 | 0 | 0 | 0 | 0 | 0 | 10.3847 | 34044.5 | 0 | 0 | 0 | 0 | 0 | 0 | 0 | 10.3847 | 10.3847 | 10.3847
[20 empty] | 2020-01-15 20:00 | 357 | 1 | 15 | 21 | 0 | 0 | 8.8655 | 11682.2 | 0 | 0 | 0 | 0 | 0 | 0 | 0 | 8.8655 | 11682.2 | 0 | 0 | 0 | 0 | 0 | 0 | 0 | 8.8655 | 11682.2 | 0 | 0 | 0 | 0 | 0 | 0 | 0 | 8.8655 | 8.8655 | 8.8655
[20 empty] | 2020-01-15 21:00 | 358 | 1 | 15 | 22 | 0 | 0 | 8.5004 | 11682.2 | 0 | 0 | 0 | 0 | 0 | 0 | -42.0621 | 8.5631 | 11682.2 | 0 | 0 | 0 | 0 | 0 | 0 | -42.0341 | 8.6326 | 11682.2 | 0 | 0 | 0 | 0 | 0 | 0 | -42.0466 | 8.5004 | 8.5631 | 8.6326
[20 empty] | 2020-01-15 22:00 | 359 | 1 | 15 | 23 | 0 | 0 | 8.5004 | 11682.2 | 0 | 0 | 0 | 0 | 0 | 0 | -337.434 | 8.5631 | 11682.2 | 0 | 0 | 0 | 0 | 0 | 0 | -337.414 | 8.6326 | 11682.2 | 0 | 0 | 0 | 0 | 0 | 0 | -337.418 | 8.5004 | 8.5631 | 8.6326
[20 empty] | 2020-01-15 23:00 | 360 | 1 | 15 | 24 | 0 | 0 | 8.5004 | 11682.2 | 0 | 0 | 0 | 0 | 0 | 0 | -672.182 | 8.5631 | 11682.2 | 0 | 0 | 0 | 0 | 0 | 0 | -672.158 | 8.6326 | 11682.2 | 0 | 0 | 0 | 0 | 0 | 0 | -672.17 | 8.5004 | 8.5631 | 8.6326
[20 empty] | 2020-01-16 | 361 | 1 | 16 | 1 | 0 | 0 | 8.9057 | 11828.9 | 0 | 0 | 0 | 0 | 0 | 0 | -1072.5 | 8.9684 | 11828.9 | 0 | 0 | 0 | 0 | 0 | 0 | -1072.49 | 9.038 | 11828.9 | 0 | 0 | 0 | 0 | 0 | 0 | -1072.49 | 8.9057 | 8.9684 | 9.038
[20 empty] | 2020-01-16 01:00 | 362 | 1 | 16 | 2 | 0 | 0 | 8.9057 | 11828.9 | 0 | 0 | 0 | 0 | 0 | 0 | -1359.07 | 8.9684 | 11828.9 | 0 | 0 | 0 | 0 | 0 | 0 | -1359.06 | 9.038 | 11828.9 | 0 | 0 | 0 | 0 | 0 | 0 | -1359.06 | 8.9057 | 8.9684 | 9.038
[20 empty] | 2020-01-16 02:00 | 363 | 1 | 16 | 3 | 0 | 0 | 8.9057 | 11755.5 | 0 | 0 | 0 | 0 | 0 | 0 | -1582.13 | 8.9684 | 11755.5 | 0 | 0 | 0 | 0 | 0 | 0 | -1582.11 | 9.038 | 11755.5 | 0 | 0 | 0 | 0 | 0 | 0 | -1582.11 | 8.9057 | 8.9684 | 9.038
[20 empty] | 2020-01-16 03:00 | 364 | 1 | 16 | 4 | 0 | 0 | 8.9057 | 11755.5 | 0 | 0 | 0 | 0 | 0 | 0 | -1823.28 | 8.9684 | 11755.5 | 0 | 0 | 0 | 0 | 0 | 0 | -1823.27 | 9.038 | 11755.5 | 0 | 0 | 0 | 0 | 0 | 0 | -1823.26 | 8.9057 | 8.9684 | 9.038
[20 empty] | 2020-01-16 04:00 | 365 | 1 | 16 | 5 | 0 | 0 | 8.9057 | 11755.5 | 0 | 0 | 0 | 0 | 0 | 0 | -2044.51 | 8.9684 | 11755.5 | 0 | 0 | 0 | 0 | 0 | 0 | -2044.5 | 9.038 | 11755.5 | 0 | 0 | 0 | 0 | 0 | 0 | -2044.5 | 8.9057 | 8.9684 | 9.038
[20 empty] | 2020-01-16 05:00 | 366 | 1 | 16 | 6 | 0 | 0 | 8.9057 | 11755.5 | 0 | 0 | 0 | 0 | 0 | 0 | -2245.12 | 8.9684 | 11755.5 | 0 | 0 | 0 | 0 | 0 | 0 | -2245.11 | 9.038 | 11755.5 | 0 | 0 | 0 | 0 | 0 | 0 | -2245.1 | 8.9057 | 8.9684 | 9.038
[20 empty] | 2020-01-16 06:00 | 367 | 1 | 16 | 7 | 0 | 0 | 8.9057 | 11755.5 | 0 | 0 | 0 | 0 | 0 | 0 | -2433.15 | 8.9684 | 11755.5 | 0 | 0 | 0 | 0 | 0 | 0 | -2433.14 | 9.038 | 11755.5 | 0 | 0 | 0 | 0 | 0 | 0 | -2433.13 | 8.9057 | 8.9684 | 9.038
[20 empty] | 2020-01-16 07:00 | 368 | 1 | 16 | 8 | 2564.173 | 2.5642 | 8.9057 | 11755.5 | 0 | 0 | 0 | 0 | 0 | 0 | -2599.76 | 8.9684 | 11755.5 | 0 | 0 | 0 | 0 | 0 | 0 | -2599.74 | 9.038 | 11755.5 | 0 | 0 | 0 | 0 | 0 | 0 | -2599.74 | 6.3415 | 6.4042 | 6.4738
[20 empty] | 2020-01-16 08:00 | 369 | 1 | 16 | 9 | 68695.317 | 68.6953 | 8.7099 | 11535.5 | 0 | 0 | 0 | 0 | 0 | 0 | -2616.07 | 8.7268 | 11535.5 | 0 | 0 | 0 | 0 | 0 | 0 | -2616.04 | 8.7755 | 11535.5 | 0 | 0 | 0 | 0 | 0 | 0 | -2616.05 | -59.9854 | -59.9685 | -59.9198
[20 empty] | 2020-01-16 09:00 | 370 | 1 | 16 | 10 | 136876.879 | 136.8769 | 8.6238 | 11242.2 | 0 | 0 | 0 | 0 | 0 | 0 | -2558.5 | 8.6846 | 11242.2 | 0 | 0 | 0 | 0 | 0 | 0 | -2558.47 | 8.7542 | 11242.2 | 0 | 0 | 0 | 0 | 0 | 0 | -2558.48 | -128.2531 | -128.1922 | -128.1226
[20 empty] | 2020-01-16 10:00 | 371 | 1 | 16 | 11 | 184459.048 | 184.459 | 8.6229 | 11242.2 | 0 | 0 | 0 | 0 | 0 | 0 | -2651.66 | 8.6846 | 11242.2 | 0 | 0 | 0 | 0 | 0 | 0 | -2651.62 | 8.7542 | 11242.2 | 0 | 0 | 0 | 0 | 0 | 0 | -2651.64 | -175.8362 | -175.7744 | -175.7048
[20 empty] | 2020-01-16 11:00 | 372 | 1 | 16 | 12 | 207320.311 | 207.3203 | 8.6292 | 11022.3 | 0 | 0 | 0 | 0 | 0 | 0 | -2570.14 | 8.6846 | 11022.3 | 0 | 0 | 0 | 0 | 0 | 0 | -2570.1 | 8.7542 | 11022.3 | 0 | 0 | 0 | 0 | 0 | 0 | -2570.13 | -198.6911 | -198.6357 | -198.5661
[20 empty] | 2020-01-16 12:00 | 373 | 1 | 16 | 13 | 207772.029 | 207.772 | 8.6383 | 10802.3 | 0 | 0 | 0 | 0 | 0 | 0 | -2457.35 | 8.6941 | 10802.3 | 0 | 0 | 0 | 0 | 0 | 0 | -2457.32 | 8.7553 | 10802.3 | 0 | 0 | 0 | 0 | 0 | 0 | -2457.35 | -199.1337 | -199.0779 | -199.0167
[20 empty] | 2020-01-16 13:00 | 374 | 1 | 16 | 14 | 185423.955 | 185.424 | 8.622 | 10802.3 | 0 | 0 | 0 | 0 | 0 | 0 | -2439.94 | 8.6846 | 10802.3 | 0 | 0 | 0 | 0 | 0 | 0 | -2439.92 | 8.7542 | 10802.3 | 0 | 0 | 0 | 0 | 0 | 0 | -2439.94 | -176.802 | -176.7393 | -176.6697
[20 empty] | 2020-01-16 14:00 | 375 | 1 | 16 | 15 | 142559.548 | 142.5595 | 8.622 | 11022.3 | 0 | 0 | 0 | 0 | 0 | 0 | -2517.8 | 8.6846 | 11022.3 | 0 | 0 | 0 | 0 | 0 | 0 | -2517.79 | 8.7542 | 11022.3 | 0 | 0 | 0 | 0 | 0 | 0 | -2517.8 | -133.9376 | -133.8749 | -133.8053
[20 empty] | 2020-01-16 15:00 | 376 | 1 | 16 | 16 | 78101.362 | 78.1014 | 8.6284 | 11168.9 | 0 | 0 | 0 | 0 | 0 | 0 | -2554.69 | 8.6846 | 11168.9 | 0 | 0 | 0 | 0 | 0 | 0 | -2554.67 | 8.7542 | 11168.9 | 0 | 0 | 0 | 0 | 0 | 0 | -2554.69 | -69.473 | -69.4167 | -69.3471
[20 empty] | 2020-01-16 16:00 | 377 | 1 | 16 | 17 | 5132.667 | 5.1327 | 8.6971 | 11168.9 | 0 | 0 | 0 | 0 | 0 | 0 | -2508.38 | 8.7551 | 11168.9 | 0 | 0 | 0 | 0 | 0 | 0 | -2508.36 | 8.8192 | 11168.9 | 0 | 0 | 0 | 0 | 0 | 0 | -2508.38 | 3.5644 | 3.6224 | 3.6866
[20 empty] | 2020-01-16 17:00 | 378 | 1 | 16 | 18 | 0 | 0 | 8.9057 | 11755.5 | 0 | 0 | 0 | 0 | 0 | 0 | -2838.14 | 8.9684 | 11755.5 | 0 | 0 | 0 | 0 | 0 | 0 | -2838.12 | 9.038 | 11755.5 | 0 | 0 | 0 | 0 | 0 | 0 | -2838.14 | 8.9057 | 8.9684 | 9.038
[20 empty] | 2020-01-16 18:00 | 379 | 1 | 16 | 19 | 0 | 0 | 8.9057 | 11828.9 | 0 | 0 | 0 | 0 | 0 | 0 | -3001.63 | 8.9684 | 11828.9 | 0 | 0 | 0 | 0 | 0 | 0 | -3001.63 | 9.038 | 11828.9 | 0 | 0 | 0 | 0 | 0 | 0 | -3001.63 | 8.9057 | 8.9684 | 9.038
[20 empty] | 2020-01-16 19:00 | 380 | 1 | 16 | 20 | 0 | 0 | 8.9057 | 11828.9 | 0 | 0 | 0 | 0 | 0 | 0 | -3246.44 | 8.9684 | 11828.9 | 0 | 0 | 0 | 0 | 0 | 0 | -3246.44 | 9.038 | 11828.9 | 0 | 0 | 0 | 0 | 0 | 0 | -3246.44 | 8.9057 | 8.9684 | 9.038
[20 empty] | 2020-01-16 20:00 | 381 | 1 | 16 | 21 | 0 | 0 | 8.9057 | 12195.5 | 0 | 0 | 0 | 0 | 0 | 0 | -3866.11 | 8.9684 | 12195.5 | 0 | 0 | 0 | 0 | 0 | 0 | -3866.11 | 9.038 | 12195.5 | 0 | 0 | 0 | 0 | 0 | 0 | -3866.11 | 8.9057 | 8.9684 | 9.038
[20 empty] | 2020-01-16 21:00 | 382 | 1 | 16 | 22 | 0 | 0 | 8.9057 | 136052 | 0 | 0 | 0 | 123710 | 123.71 | 0 | -4351.64 | 8.9684 | 141330 | 0 | 0 | 0 | 128988 | 128.988 | 0 | -4360.29 | 9.038 | 12342.2 | 0 | 0 | 0 | 0 | 0 | 0 | -4370.26 | 8.9057 | 8.9684 | 9.038
[20 empty] | 2020-01-16 22:00 | 383 | 1 | 16 | 23 | 0 | 0 | 8.9057 | 40730.5 | 0 | 0 | 0 | 28388.4 | 28.3884 | 0 | -4843.81 | 8.9684 | 41937.3 | 0 | 0 | 0 | 29595.2 | 29.5952 | 0 | -4853.05 | 9.038 | 147639 | 0 | 0 | 0 | 135296 | 135.296 | 0 | -4863.51 | 8.9057 | 8.9684 | 9.038
[20 empty] | 2020-01-16 23:00 | 384 | 1 | 16 | 24 | 0 | 0 | 8.9057 | 45957.7 | 0 | 0 | 0 | 33468.9 | 33.4689 | 0 | -5483.5 | 8.9684 | 47402.6 | 0 | 0 | 0 | 34913.8 | 34.9138 | 0 | -5493.22 | 9.038 | 49010.8 | 0 | 0 | 0 | 36522 | 36.522 | 0 | -5504.09 | 8.9057 | 8.9684 | 9.038
[20 empty] | 2020-01-17 | 385 | 1 | 17 | 1 | 0 | 0 | 8.9057 | 44537 | 0 | 0 | 0 | 31974.9 | 31.9749 | 0 | -6057.16 | 8.9684 | 46074.5 | 0 | 0 | 0 | 33512.4 | 33.5124 | 0 | -6307.62 | 9.038 | 48943 | 0 | 0 | 0 | 36380.8 | 36.3808 | 0 | -7905.01 | 8.9057 | 8.9684 | 9.038
[20 empty] | 2020-01-17 01:00 | 386 | 1 | 17 | 2 | 0 | 0 | 8.9057 | 43346 | 0 | 0 | 0 | 30783.9 | 30.7839 | 0 | -6998.52 | 8.9684 | 45551.7 | 0 | 0 | 0 | 32989.6 | 32.9896 | 0 | -8064.61 | 9.038 | 49701.9 | 0 | 0 | 0 | 37139.7 | 37.1397 | 0 | -10737.7 | 8.9057 | 8.9684 | 9.038
[20 empty] | 2020-01-17 02:00 | 387 | 1 | 17 | 3 | 0 | 0 | 8.9057 | 45256.6 | 0 | 0 | 0 | 32621.1 | 32.6211 | 0 | -8774.78 | 8.9684 | 48449.4 | 0 | 0 | 0 | 35814 | 35.814 | 0 | -10690.8 | 9.038 | 53483.3 | 0 | 0 | 0 | 40847.8 | 40.8478 | 0 | -14008 | 8.9057 | 8.9684 | 9.038
[20 empty] | 2020-01-17 03:00 | 388 | 1 | 17 | 4 | 0 | 0 | 8.9057 | 47510.7 | 0 | 0 | 0 | 34875.2 | 34.8752 | 0 | -10744.5 | 8.9684 | 51725.6 | 0 | 0 | 0 | 39090.1 | 39.0901 | 0 | -13538.5 | 9.038 | 57750.3 | 0 | 0 | 0 | 45114.8 | 45.1148 | 0 | -17767.7 | 8.9057 | 8.9684 | 9.038
[20 empty] | 2020-01-17 04:00 | 389 | 1 | 17 | 5 | 0 | 0 | 8.9057 | 50882.5 | 0 | 0 | 0 | 38247 | 38.247 | 0 | -13922.7 | 8.9684 | 55551.7 | 0 | 0 | 0 | 42916.3 | 42.9163 | 0 | -16938.2 | 9.038 | 62617.4 | 0 | 0 | 0 | 49981.9 | 49.9819 | 0 | -22046.1 | 8.9057 | 8.9684 | 9.038
[20 empty] | 2020-01-17 05:00 | 390 | 1 | 17 | 6 | 0 | 0 | 8.9057 | 54967.6 | 0 | 0 | 0 | 42258.8 | 42.2588 | 0 | -17422.5 | 8.9684 | 60629.8 | 0 | 0 | 0 | 47921 | 47.921 | 0 | -21495.2 | 9.038 | 68251.8 | 0 | 0 | 0 | 55543 | 55.543 | 0 | -26940.6 | 8.9057 | 8.9684 | 9.038
[20 empty] | 2020-01-17 06:00 | 391 | 1 | 17 | 7 | 0 | 0 | 8.9057 | 58937.5 | 0 | 0 | 0 | 46228.7 | 46.2287 | 0 | -20766.2 | 8.9684 | 65411.6 | 0 | 0 | 0 | 52702.8 | 52.7028 | 0 | -25407.3 | 9.038 | 73772 | 0 | 0 | 0 | 61063.2 | 61.0632 | 0 | -31580.3 | 8.9057 | 8.9684 | 9.038
[20 empty] | 2020-01-17 07:00 | 392 | 1 | 17 | 8 | 0 | 0 | 8.8799 | 62775.3 | 0 | 0 | 0 | 50066.5 | 50.0665 | 0 | -24011.9 | 8.9369 | 70209.4 | 0 | 0 | 0 | 57500.6 | 57.5006 | 0 | -29555.3 | 9.0013 | 80523 | 0 | 0 | 0 | 67814.3 | 67.8143 | 0 | -37709 | 8.8799 | 8.9369 | 9.0013
[20 empty] | 2020-01-17 08:00 | 393 | 1 | 17 | 9 | 12542.434 | 12.5424 | 8.6508 | 64936.8 | 0 | 0 | 0 | 52374.6 | 52.3746 | 0 | -25547.3 | 8.7003 | 72373.3 | 0 | 0 | 0 | 59811.2 | 59.8112 | 0 | -30789 | 8.7641 | 83989.8 | 0 | 0 | 0 | 71427.7 | 71.4277 | 0 | -39759.2 | -3.8917 | -3.8422 | -3.7784
[20 empty] | 2020-01-17 09:00 | 394 | 1 | 17 | 10 | 17799.027 | 17.799 | 8.6243 | 59370.8 | 0 | 0 | 0 | 47028.6 | 47.0286 | 0 | -26413.2 | 8.6846 | 65903.4 | 0 | 0 | 0 | 53561.2 | 53.5612 | 0 | -31132.5 | 8.7542 | 76612.1 | 0 | 0 | 0 | 64270 | 64.27 | 0 | -39243.4 | -9.1747 | -9.1144 | -9.0448
[20 empty] | 2020-01-17 10:00 | 395 | 1 | 17 | 11 | 17080.643 | 17.0806 | 8.669 | 67627.5 | 0 | 0 | 0 | 55285.3 | 55.2853 | 0 | -28054.3 | 8.6864 | 74610.9 | 0 | 0 | 0 | 62268.8 | 62.2688 | 0 | -33057.8 | 8.7542 | 85427 | 0 | 0 | 0 | 73084.9 | 73.0849 | 0 | -41130.2 | -8.4116 | -8.3942 | -8.3264
[20 empty] | 2020-01-17 11:00 | 396 | 1 | 17 | 12 | 6232.149 | 6.2321 | 8.7116 | 60873.1 | 0 | 0 | 0 | 48750.9 | 48.7509 | 0 | -27530.1 | 8.7353 | 66252.4 | 0 | 0 | 0 | 54130.3 | 54.1303 | 0 | -31015.4 | 8.7684 | 75073.6 | 0 | 0 | 0 | 62951.4 | 62.9514 | 0 | -37277.9 | 2.4794 | 2.5031 | 2.5362
[20 empty] | 2020-01-17 12:00 | 397 | 1 | 17 | 13 | 15674.275 | 15.6743 | 8.6625 | 64604.3 | 0 | 0 | 0 | 52555.5 | 52.5555 | 0 | -27058.5 | 8.698 | 69679.3 | 0 | 0 | 0 | 57630.5 | 57.6305 | 0 | -30438.6 | 8.7603 | 77698.5 | 0 | 0 | 0 | 65649.6 | 65.6496 | 0 | -36097.3 | -7.0117 | -6.9763 | -6.914
[20 empty] | 2020-01-17 13:00 | 398 | 1 | 17 | 14 | 6286.096 | 6.2861 | 8.6371 | 67074.9 | 0 | 0 | 0 | 55026 | 55.026 | 0 | -27541.1 | 8.6925 | 72129.1 | 0 | 0 | 0 | 60080.2 | 60.0802 | 0 | -30797.6 | 8.7542 | 79815 | 0 | 0 | 0 | 67766.1 | 67.7661 | 0 | -36129.9 | 2.351 | 2.4064 | 2.4681
[20 empty] | 2020-01-17 14:00 | 399 | 1 | 17 | 15 | 472.242 | 0.47224 | 8.6326 | 66318 | 0 | 0 | 0 | 54269.1 | 54.2691 | 0 | -26515.6 | 8.6868 | 71021.8 | 0 | 0 | 0 | 58972.9 | 58.9729 | 0 | -29414.4 | 8.7542 | 77643.3 | 0 | 0 | 0 | 65594.5 | 65.5945 | 0 | -33643.8 | 8.1604 | 8.2145 | 8.282
[20 empty] | 2020-01-17 15:00 | 400 | 1 | 17 | 16 | 1064.404 | 1.0644 | 8.6314 | 62587 | 0 | 0 | 0 | 50611.5 | 50.6115 | 0 | -25185.2 | 8.6852 | 66693.1 | 0 | 0 | 0 | 54717.6 | 54.7176 | 0 | -27659 | 8.7542 | 72408.8 | 0 | 0 | 0 | 60433.3 | 60.4333 | 0 | -31378.3 | 7.567 | 7.6208 | 7.6898
[20 empty] | 2020-01-17 16:00 | 401 | 1 | 17 | 17 | 5061.39 | 5.0614 | 8.6902 | 65906.5 | 0 | 0 | 0 | 53931 | 53.931 | 0 | -26925.1 | 8.7475 | 71005.5 | 0 | 0 | 0 | 59030 | 59.03 | 0 | -30538.5 | 8.8108 | 77092.7 | 0 | 0 | 0 | 65117.2 | 65.1172 | 0 | -34703.3 | 3.6288 | 3.6861 | 3.7494
[20 empty] | 2020-01-17 17:00 | 402 | 1 | 17 | 18 | 0 | 0 | 8.9057 | 65812.4 | 0 | 0 | 0 | 53910.2 | 53.9102 | 0 | -28806.7 | 8.9684 | 72105.4 | 0 | 0 | 0 | 60203.3 | 60.2033 | 0 | -33531.7 | 9.038 | 78531.3 | 0 | 0 | 0 | 66629.1 | 66.6291 | 0 | -38082.3 | 8.9057 | 8.9684 | 9.038
[20 empty] | 2020-01-17 18:00 | 403 | 1 | 17 | 19 | 0 | 0 | 8.9057 | 67463.7 | 0 | 0 | 0 | 55634.8 | 55.6348 | 0 | -30137.3 | 8.9684 | 74697 | 0 | 0 | 0 | 62868.2 | 62.8682 | 0 | -35559 | 9.038 | 81561.2 | 0 | 0 | 0 | 69732.4 | 69.7324 | 0 | -40479.1 | 8.9057 | 8.9684 | 9.038
[20 empty] | 2020-01-17 19:00 | 404 | 1 | 17 | 20 | 0 | 0 | 8.9057 | 72257.6 | 0 | 0 | 0 | 60428.7 | 60.4287 | 0 | -32659.7 | 8.9684 | 80158.7 | 0 | 0 | 0 | 68329.8 | 68.3298 | 0 | -38472 | 9.038 | 87822.4 | 0 | 0 | 0 | 75993.6 | 75.9936 | 0 | -44028.3 | 8.9057 | 8.9684 | 9.038
[20 empty] | 2020-01-17 20:00 | 405 | 1 | 17 | 21 | 0 | 0 | 8.9057 | 75418.5 | 0 | 0 | 0 | 63589.6 | 63.5896 | 0 | -35411.1 | 8.9684 | 83497.1 | 0 | 0 | 0 | 71668.2 | 71.6682 | 0 | -41293.8 | 9.038 | 91623.2 | 0 | 0 | 0 | 79794.3 | 79.7943 | 0 | -47162.4 | 8.9057 | 8.9684 | 9.038
[20 empty] | 2020-01-17 21:00 | 406 | 1 | 17 | 22 | 0 | 0 | 8.9057 | 78825.4 | 0 | 0 | 0 | 66996.6 | 66.9966 | 0 | -38365.6 | 8.9684 | 86832.6 | 0 | 0 | 0 | 75003.7 | 75.0037 | 0 | -44143.1 | 9.038 | 95240.8 | 0 | 0 | 0 | 83412 | 83.412 | 0 | -50228 | 8.9057 | 8.9684 | 9.038
[20 empty] | 2020-01-17 22:00 | 407 | 1 | 17 | 23 | 0 | 0 | 8.9057 | 82373.2 | 0 | 0 | 0 | 70544.3 | 70.5443 | 0 | -41412.1 | 8.9684 | 90278.7 | 0 | 0 | 0 | 78449.8 | 78.4498 | 0 | -47109.3 | 9.038 | 98820.9 | 0 | 0 | 0 | 86992 | 86.992 | 0 | -53273.8 | 8.9057 | 8.9684 | 9.038
[20 empty] | 2020-01-17 23:00 | 408 | 1 | 17 | 24 | 0 | 0 | 8.9057 | 83425.1 | 0 | 0 | 0 | 71669.6 | 71.6696 | 0 | -44158.9 | 8.9684 | 91311.9 | 0 | 0 | 0 | 79556.3 | 79.5563 | 0 | -49997.1 | 9.038 | 99856.7 | 0 | 0 | 0 | 88101.2 | 88.1012 | 0 | -56288 | 8.9057 | 8.9684 | 9.038
[20 empty] | 2020-01-18 | 409 | 1 | 18 | 1 | 0 | 0 | 8.9057 | 89422.6 | 0 | 0 | 0 | 77667 | 77.667 | 0 | -47575.1 | 8.9684 | 97725.1 | 0 | 0 | 0 | 85969.5 | 85.9695 | 0 | -53704.2 | 9.038 | 106710 | 0 | 0 | 0 | 94954 | 94.954 | 0 | -60303.3 | 8.9057 | 8.9684 | 9.038
[20 empty] | 2020-01-18 01:00 | 410 | 1 | 18 | 2 | 0 | 0 | 8.9057 | 93354.1 | 0 | 0 | 0 | 81598.5 | 81.5985 | 0 | -50903.1 | 8.9684 | 101777 | 0 | 0 | 0 | 90021.3 | 90.0213 | 0 | -57071.2 | 9.038 | 111107 | 0 | 0 | 0 | 99351.9 | 99.3519 | 0 | -63960.8 | 8.9057 | 8.9684 | 9.038
[20 empty] | 2020-01-18 02:00 | 411 | 1 | 18 | 3 | 0 | 0 | 8.9057 | 100748 | 0 | 0 | 0 | 88919 | 88.919 | 0 | -55631 | 8.9684 | 109820 | 0 | 0 | 0 | 97991.1 | 97.9911 | 0 | -62390.7 | 9.038 | 120063 | 0 | 0 | 0 | 108234 | 108.234 | 0 | -70071.5 | 8.9057 | 8.9684 | 9.038
[20 empty] | 2020-01-18 03:00 | 412 | 1 | 18 | 4 | 0 | 0 | 8.9057 | 109378 | 0 | 0 | 0 | 97402.8 | 97.4028 | 0 | -61212.4 | 8.9684 | 119872 | 0 | 0 | 0 | 107897 | 107.897 | 0 | -69257.6 | 9.038 | 131874 | 0 | 0 | 0 | 119898 | 119.898 | 0 | -78525.9 | 8.9057 | 8.9684 | 9.038
[20 empty] | 2020-01-18 04:00 | 413 | 1 | 18 | 5 | 0 | 0 | 8.9057 | 110007 | 0 | 0 | 0 | 98031.4 | 98.0314 | 0 | -65030.2 | 8.9684 | 121222 | 0 | 0 | 0 | 109247 | 109.247 | 0 | -73734.6 | 9.038 | 133742 | 0 | 0 | 0 | 121766 | 121.766 | 0 | -83357.9 | 8.9057 | 8.9684 | 9.038
[20 empty] | 2020-01-18 05:00 | 414 | 1 | 18 | 6 | 0 | 0 | 8.9057 | 93769.3 | 0 | 0 | 0 | 82233.8 | 82.2338 | 0 | -60690.9 | 8.9684 | 103378 | 0 | 0 | 0 | 91842 | 91.842 | 0 | -68153.1 | 9.038 | 114078 | 0 | 0 | 0 | 102543 | 102.543 | 0 | -76485.5 | 8.9057 | 8.9684 | 9.038
[20 empty] | 2020-01-18 06:00 | 415 | 1 | 18 | 7 | 0 | 0 | 8.9057 | 100660 | 0 | 0 | 0 | 89270.9 | 89.2709 | 0 | -60206.2 | 8.9684 | 110110 | 0 | 0 | 0 | 98721 | 98.721 | 0 | -67366.1 | 9.038 | 120442 | 0 | 0 | 0 | 109053 | 109.053 | 0 | -75113.1 | 8.9057 | 8.9684 | 9.038
[20 empty] | 2020-01-18 07:00 | 416 | 1 | 18 | 8 | 2484.222 | 2.4842 | 8.9057 | 110067 | 0 | 0 | 0 | 98604.9 | 98.6049 | 0 | -63531 | 8.9684 | 120408 | 0 | 0 | 0 | 108946 | 108.946 | 0 | -71402.4 | 9.038 | 131451 | 0 | 0 | 0 | 119989 | 119.989 | 0 | -79705.8 | 6.4215 | 6.4841 | 6.5537
[20 empty] | 2020-01-18 08:00 | 417 | 1 | 18 | 9 | 18146.349 | 18.1463 | 8.87 | 104410 | 0 | 0 | 0 | 93094.1 | 93.0941 | 0 | -63605.3 | 8.9243 | 114101 | 0 | 0 | 0 | 102786 | 102.786 | 0 | -70902.4 | 8.9861 | 124571 | 0 | 0 | 0 | 113256 | 113.256 | 0 | -78815.9 | -9.2763 | -9.222 | -9.1603
[20 empty] | 2020-01-18 09:00 | 418 | 1 | 18 | 10 | 134445.425 | 134.4454 | 8.8575 | 96202.9 | 0 | 0 | 0 | 85180.6 | 85.1806 | 0 | -59545.7 | 8.9096 | 104486 | 0 | 0 | 0 | 93463.5 | 93.4635 | 0 | -65701.6 | 8.9694 | 113479 | 0 | 0 | 0 | 102456 | 102.456 | 0 | -72363.7 | -125.5879 | -125.5359 | -125.476
[20 empty] | 2020-01-18 10:00 | 419 | 1 | 18 | 11 | 183491.189 | 183.4912 | 8.8499 | 104146 | 0 | 0 | 0 | 93123.7 | 93.1237 | 0 | -59999.2 | 8.9011 | 112314 | 0 | 0 | 0 | 101292 | 101.292 | 0 | -65867.8 | 8.9605 | 121324 | 0 | 0 | 0 | 110302 | 110.302 | 0 | -72370.7 | -174.6413 | -174.5901 | -174.5307
[20 empty] | 2020-01-18 11:00 | 420 | 1 | 18 | 12 | 101215.434 | 101.2154 | 8.7546 | 86011.7 | 0 | 0 | 0 | 75356.1 | 75.3561 | 0 | -52057.7 | 8.7889 | 92024.8 | 0 | 0 | 0 | 81369.1 | 81.3691 | 0 | -56244 | 8.8339 | 98501.8 | 0 | 0 | 0 | 87846.2 | 87.8462 | 0 | -60665 | -92.4608 | -92.4266 | -92.3816
[20 empty] | 2020-01-18 12:00 | 421 | 1 | 18 | 13 | 206833.602 | 206.8336 | 8.642 | 92886.4 | 0 | 0 | 0 | 82230.8 | 82.2308 | 0 | -50111.1 | 8.6989 | 98332.5 | 0 | 0 | 0 | 87676.9 | 87.6769 | 0 | -53542.1 | 8.7616 | 104069 | 0 | 0 | 0 | 93413.2 | 93.4132 | 0 | -57070.1 | -198.1916 | -198.1348 | -198.072
[20 empty] | 2020-01-18 13:00 | 422 | 1 | 18 | 14 | 187423.478 | 187.4235 | 8.7243 | 89172.8 | 0 | 0 | 0 | 78590.5 | 78.5905 | 0 | -49111.4 | 8.7574 | 94062.6 | 0 | 0 | 0 | 83480.3 | 83.4803 | 0 | -52298.6 | 8.8023 | 99128.3 | 0 | 0 | 0 | 88546 | 88.546 | 0 | -55514 | -178.6992 | -178.6661 | -178.6212
[20 empty] | 2020-01-18 14:00 | 423 | 1 | 18 | 15 | 145968.279 | 145.9683 | 8.7798 | 108324 | 0 | 0 | 0 | 97301.4 | 97.3014 | 0 | -53327.6 | 8.823 | 114646 | 0 | 0 | 0 | 103624 | 103.624 | 0 | -57282.6 | 8.8765 | 121628 | 0 | 0 | 0 | 110606 | 110.606 | 0 | -61736 | -137.1885 | -137.1453 | -137.0918
[20 empty] | 2020-01-18 15:00 | 424 | 1 | 18 | 16 | 82134.943 | 82.1349 | 8.6428 | 87163.1 | 0 | 0 | 0 | 76287.5 | 76.2875 | 0 | -47893.6 | 8.7 | 92090.5 | 0 | 0 | 0 | 81214.9 | 81.2149 | 0 | -51082.3 | 8.7632 | 97477.2 | 0 | 0 | 0 | 86601.6 | 86.6016 | 0 | -54501.3 | -73.4921 | -73.4349 | -73.3717
[20 empty] | 2020-01-18 16:00 | 425 | 1 | 18 | 17 | 9413.016 | 9.413 | 8.7977 | 85741.6 | 0 | 0 | 0 | 74939.3 | 74.9393 | 0 | -45698.3 | 8.8448 | 90399.5 | 0 | 0 | 0 | 79597.2 | 79.5972 | 0 | -48703 | 8.9018 | 95397.7 | 0 | 0 | 0 | 84595.4 | 84.5954 | 0 | -51878.3 | -0.61535 | -0.56825 | -0.51126
[20 empty] | 2020-01-18 17:00 | 426 | 1 | 18 | 18 | 0 | 0 | 8.9057 | 94376 | 0 | 0 | 0 | 83500.4 | 83.5004 | 0 | -51211.7 | 8.9684 | 99918.5 | 0 | 0 | 0 | 89042.9 | 89.0429 | 0 | -55016.1 | 9.038 | 106027 | 0 | 0 | 0 | 95151.8 | 95.1518 | 0 | -59238.8 | 8.9057 | 8.9684 | 9.038
[20 empty] | 2020-01-18 18:00 | 427 | 1 | 18 | 19 | 0 | 0 | 8.9057 | 93597.3 | 0 | 0 | 0 | 82721.7 | 82.7217 | 0 | -50956 | 8.9684 | 99417.1 | 0 | 0 | 0 | 88541.5 | 88.5415 | 0 | -54942 | 9.038 | 105910 | 0 | 0 | 0 | 95034.1 | 95.0341 | 0 | -59398.8 | 8.9057 | 8.9684 | 9.038
[20 empty] | 2020-01-18 19:00 | 428 | 1 | 18 | 20 | 0 | 0 | 8.9057 | 93587.7 | 0 | 0 | 0 | 82712.1 | 82.7121 | 0 | -51031.4 | 8.9684 | 99578 | 0 | 0 | 0 | 88702.4 | 88.7024 | 0 | -55150.4 | 9.038 | 106322 | 0 | 0 | 0 | 95446.7 | 95.4467 | 0 | -59815.1 | 8.9057 | 8.9684 | 9.038
[20 empty] | 2020-01-18 20:00 | 429 | 1 | 18 | 21 | 0 | 0 | 8.9057 | 98230.4 | 0 | 0 | 0 | 87208.2 | 87.2082 | 0 | -51145.5 | 8.9684 | 104783 | 0 | 0 | 0 | 93760.9 | 93.7609 | 0 | -55589.9 | 9.038 | 112340 | 0 | 0 | 0 | 101318 | 101.318 | 0 | -60810.3 | 8.9057 | 8.9684 | 9.038
[20 empty] | 2020-01-18 21:00 | 430 | 1 | 18 | 22 | 0 | 0 | 8.9057 | 101219 | 0 | 0 | 0 | 90049.8 | 90.0498 | 0 | -54345.7 | 8.9684 | 108493 | 0 | 0 | 0 | 97324.1 | 97.3241 | 0 | -59502.7 | 9.038 | 117012 | 0 | 0 | 0 | 105843 | 105.843 | 0 | -65632 | 8.9057 | 8.9684 | 9.038
[20 empty] | 2020-01-18 22:00 | 431 | 1 | 18 | 23 | 0 | 0 | 8.9057 | 93127.3 | 0 | 0 | 0 | 82105 | 82.105 | 0 | -54180.3 | 8.9684 | 100045 | 0 | 0 | 0 | 89022.7 | 89.0227 | 0 | -59231.8 | 9.038 | 108254 | 0 | 0 | 0 | 97231.3 | 97.2313 | 0 | -65301.5 | 8.9057 | 8.9684 | 9.038
[20 empty] | 2020-01-18 23:00 | 432 | 1 | 18 | 24 | 0 | 0 | 8.9057 | 107291 | 0 | 0 | 0 | 96048.8 | 96.0488 | 0 | -57666.5 | 8.9684 | 115420 | 0 | 0 | 0 | 104177 | 104.177 | 0 | -63457 | 9.038 | 125109 | 0 | 0 | 0 | 113867 | 113.867 | 0 | -70483.5 | 8.9057 | 8.9684 | 9.038
[20 empty] | 2020-01-19 | 433 | 1 | 19 | 1 | 0 | 0 | 8.5004 | 110397 | 0 | 0 | 0 | 99008.4 | 99.0084 | 0 | -62355.6 | 8.5631 | 119333 | 0 | 0 | 0 | 107944 | 107.944 | 0 | -68952 | 8.6326 | 130179 | 0 | 0 | 0 | 118790 | 118.79 | 0 | -77124 | 8.5004 | 8.5631 | 8.6326
[20 empty] | 2020-01-19 01:00 | 434 | 1 | 19 | 2 | 0 | 0 | 8.5004 | 108959 | 0 | 0 | 0 | 97570.1 | 97.5701 | 0 | -64118.7 | 8.5631 | 118324 | 0 | 0 | 0 | 106935 | 106.935 | 0 | -71203 | 8.6326 | 129558 | 0 | 0 | 0 | 118169 | 118.169 | 0 | -79730.8 | 8.5004 | 8.5631 | 8.6326
[20 empty] | 2020-01-19 02:00 | 435 | 1 | 19 | 3 | 0 | 0 | 8.5004 | 107192 | 0 | 0 | 0 | 95876.5 | 95.8765 | 0 | -64085.8 | 8.5631 | 116593 | 0 | 0 | 0 | 105278 | 105.278 | 0 | -71182.1 | 8.6326 | 127744 | 0 | 0 | 0 | 116428 | 116.428 | 0 | -79645.1 | 8.5004 | 8.5631 | 8.6326
[20 empty] | 2020-01-19 03:00 | 436 | 1 | 19 | 4 | 0 | 0 | 8.5004 | 110849 | 0 | 0 | 0 | 99533.4 | 99.5334 | 0 | -65772.4 | 8.5631 | 120707 | 0 | 0 | 0 | 109391 | 109.391 | 0 | -73249.9 | 8.6326 | 132177 | 0 | 0 | 0 | 120861 | 120.861 | 0 | -81948.8 | 8.5004 | 8.5631 | 8.6326
[20 empty] | 2020-01-19 04:00 | 437 | 1 | 19 | 5 | 0 | 0 | 22.4166 | 874614 | 4.8173 | 16.4368 | 0 | 863299 | 863.299 | 36811.3 | -780657 | 24.0135 | 938636 | 5.3684 | 18.3169 | 0 | 927320 | 927.32 | 41021.9 | -840168 | 27.1205 | 1008630 | 6.4619 | 22.048 | 0 | 997314 | 997.314 | 49378 | -905101 | 22.4166 | 24.0135 | 27.1205
[20 empty] | 2020-01-19 05:00 | 438 | 1 | 19 | 6 | 0 | 0 | 31.6632 | 874424 | 9.5724 | 32.6612 | 0 | 863109 | 863.109 | 73146.9 | -765521 | 34.5082 | 935670 | 11.1087 | 37.9029 | 0 | 924354 | 924.354 | 84886.1 | -822262 | 37.8558 | 1002660 | 12.9869 | 44.3113 | 0 | 991344 | 991.344 | 99237.9 | -884264 | 31.6632 | 34.5082 | 37.8558
[20 empty] | 2020-01-19 06:00 | 439 | 1 | 19 | 7 | 0 | 0 | 35.0435 | 893771 | 10.6972 | 36.4988 | 0 | 860094 | 860.094 | 81741.3 | -763589 | 38.0568 | 954808 | 12.416 | 42.3634 | 0 | 921131 | 921.131 | 94875.9 | -820248 | 41.5683 | 1021570 | 14.4911 | 49.4436 | 0 | 987895 | 987.895 | 110732 | -882185 | 35.0435 | 38.0568 | 41.5683
[20 empty] | 2020-01-19 07:00 | 440 | 1 | 19 | 8 | 655.646 | 0.65565 | 99.8583 | 978721 | 0.97914 | 3.3408 | 0 | 895333 | 895.333 | 7482.01 | -800310 | 101.246 | 1042230 | 1.0871 | 3.7093 | 0 | 958842 | 958.842 | 8307.12 | -859818 | 102.791 | 1111690 | 1.2071 | 4.1188 | 0 | 1028300 | 1028.3 | 9224.34 | -924866 | 99.2027 | 100.5904 | 102.1354
[20 empty] | 2020-01-19 08:00 | 441 | 1 | 19 | 9 | 11865.972 | 11.866 | 127.612 | 1087800 | 1.3814 | 4.7134 | 0 | 1004490 | 1004.49 | 10555.9 | -920669 | 128.314 | 1152820 | 1.4908 | 5.0866 | 0 | 1069500 | 1069.5 | 11391.7 | -982644 | 129.271 | 1224160 | 1.6122 | 5.501 | 0 | 1140840 | 1140.84 | 12319.8 | -1050560 | 115.746 | 116.448 | 117.405
[20 empty] | 2020-01-19 09:00 | 442 | 1 | 19 | 10 | 0 | 0 | 132.088 | 1056670 | 1.3893 | 4.7401 | 0 | 998356 | 998.356 | 10615.8 | -914461 | 132.938 | 1121140 | 1.4986 | 5.1132 | 0 | 1062830 | 1062.83 | 11451.3 | -975812 | 134.161 | 1188890 | 1.62 | 5.5274 | 0 | 1130580 | 1130.58 | 12379 | -1039800 | 132.088 | 132.938 | 134.161
[20 empty] | 2020-01-19 10:00 | 443 | 1 | 19 | 11 | 111916.026 | 111.916 | 132.841 | 1055460 | 1.3893 | 4.7401 | 0 | 997152 | 997.152 | 10615.8 | -910814 | 133.953 | 1116260 | 1.4986 | 5.1132 | 0 | 1057950 | 1057.95 | 11451.3 | -968070 | 135.373 | 1182340 | 1.62 | 5.5274 | 0 | 1124030 | 1124.03 | 12379 | -1029920 | 20.925 | 22.037 | 23.457
[20 empty] | 2020-01-19 11:00 | 444 | 1 | 19 | 12 | 48290.84 | 48.2908 | 111.85 | 1095730 | 1.152 | 3.9305 | 0 | 969069 | 969.069 | 8802.68 | -885746 | 113.046 | 1152560 | 1.2612 | 4.3032 | 0 | 1025900 | 1025.9 | 9637.22 | -938771 | 114.56 | 1205640 | 1.3825 | 4.717 | 0 | 1078990 | 1078.99 | 10563.9 | -986810 | 63.5592 | 64.7552 | 66.2692
[20 empty] | 2020-01-19 12:00 | 445 | 1 | 19 | 13 | 49608.228 | 49.6082 | 135.425 | 1081970 | 1.1532 | 3.9348 | 0 | 955315 | 955.315 | 8812.27 | -864385 | 136.58 | 1127110 | 1.2626 | 4.3079 | 0 | 1000450 | 1000.45 | 9647.78 | -904565 | 138.07 | 1177810 | 1.384 | 4.7221 | 0 | 1051150 | 1051.15 | 10575.5 | -949593 | 85.8168 | 86.9718 | 88.4618
[20 empty] | 2020-01-19 13:00 | 446 | 1 | 19 | 14 | 5868.813 | 5.8688 | 86.9625 | 1036110 | 1.1532 | 3.9348 | 0 | 941832 | 941.832 | 8812.23 | -851313 | 88.095 | 1081520 | 1.2626 | 4.3079 | 0 | 987247 | 987.247 | 9647.74 | -891537 | 89.5763 | 1132080 | 1.384 | 4.7221 | 0 | 1037810 | 1037.81 | 10575.4 | -936381 | 81.0937 | 82.2262 | 83.7075
[20 empty] | 2020-01-19 14:00 | 447 | 1 | 19 | 15 | 2837.331 | 2.8373 | 83.1787 | 1010120 | 1.1528 | 3.9334 | 0 | 951952 | 951.952 | 8809.04 | -860907 | 84.0686 | 1057140 | 1.2621 | 4.3063 | 0 | 998974 | 998.974 | 9644.24 | -902797 | 85.176 | 1108170 | 1.3835 | 4.7204 | 0 | 1050000 | 1050 | 10571.6 | -948077 | 80.3414 | 81.2313 | 82.3387
[20 empty] | 2020-01-19 15:00 | 448 | 1 | 19 | 16 | 15705.459 | 15.7055 | 73.5932 | 1012000 | 1.3882 | 4.7366 | 0 | 953838 | 953.838 | 10607.8 | -864186 | 74.1699 | 1060040 | 1.4975 | 5.1094 | 0 | 1001870 | 1001.87 | 11442.7 | -907302 | 75.1241 | 1112060 | 1.6188 | 5.5233 | 0 | 1053890 | 1053.89 | 12369.8 | -953753 | 57.8877 | 58.4644 | 59.4186
[20 empty] | 2020-01-19 16:00 | 449 | 1 | 19 | 17 | 240.861 | 0.24086 | 75.4335 | 982562 | 1.3892 | 4.74 | 0 | 949251 | 949.251 | 10615.6 | -859307 | 76.6001 | 1030170 | 1.4986 | 5.1131 | 0 | 996861 | 996.861 | 11451.1 | -901957 | 77.9591 | 1082240 | 1.62 | 5.5273 | 0 | 1048930 | 1048.93 | 12378.8 | -948458 | 75.1926 | 76.3592 | 77.7182
[20 empty] | 2020-01-19 17:00 | 450 | 1 | 19 | 18 | 0 | 0 | 14.694 | 33384.4 | 0 | 0 | 0 | 0 | 0 | 0 | 0 | 14.694 | 33384.4 | 0 | 0 | 0 | 0 | 0 | 0 | 0 | 14.694 | 33384.4 | 0 | 0 | 0 | 0 | 0 | 0 | 0 | 14.694 | 14.694 | 14.694
[20 empty] | 2020-01-19 18:00 | 451 | 1 | 19 | 19 | 0 | 0 | 13.7827 | 33384.4 | 0 | 0 | 0 | 0 | 0 | 0 | 0 | 13.7827 | 33384.4 | 0 | 0 | 0 | 0 | 0 | 0 | 0 | 13.7827 | 33384.4 | 0 | 0 | 0 | 0 | 0 | 0 | 0 | 13.7827 | 13.7827 | 13.7827
[20 empty] | 2020-01-19 19:00 | 452 | 1 | 19 | 20 | 0 | 0 | 10.3847 | 33384.4 | 0 | 0 | 0 | 0 | 0 | 0 | 0 | 10.3847 | 33384.4 | 0 | 0 | 0 | 0 | 0 | 0 | 0 | 10.3847 | 33384.4 | 0 | 0 | 0 | 0 | 0 | 0 | 0 | 10.3847 | 10.3847 | 10.3847
[20 empty] | 2020-01-19 20:00 | 453 | 1 | 19 | 21 | 0 | 0 | 8.8655 | 11095.6 | 0 | 0 | 0 | 0 | 0 | 0 | 0 | 8.8655 | 11095.6 | 0 | 0 | 0 | 0 | 0 | 0 | 0 | 8.8655 | 11095.6 | 0 | 0 | 0 | 0 | 0 | 0 | 0 | 8.8655 | 8.8655 | 8.8655
[20 empty] | 2020-01-19 21:00 | 454 | 1 | 19 | 22 | 0 | 0 | 7.3463 | 11095.6 | 0 | 0 | 0 | 0 | 0 | 0 | 0 | 7.3463 | 11095.6 | 0 | 0 | 0 | 0 | 0 | 0 | 0 | 7.3463 | 11095.6 | 0 | 0 | 0 | 0 | 0 | 0 | 0 | 7.3463 | 7.3463 | 7.3463
[20 empty] | 2020-01-19 22:00 | 455 | 1 | 19 | 23 | 0 | 0 | 7.3463 | 11095.6 | 0 | 0 | 0 | 0 | 0 | 0 | 0 | 7.3463 | 11095.6 | 0 | 0 | 0 | 0 | 0 | 0 | 0 | 7.3463 | 11095.6 | 0 | 0 | 0 | 0 | 0 | 0 | 0 | 7.3463 | 7.3463 | 7.3463
[20 empty] | 2020-01-19 23:00 | 456 | 1 | 19 | 24 | 0 | 0 | 7.3463 | 11168.9 | 0 | 0 | 0 | 0 | 0 | 0 | 0 | 7.3463 | 11168.9 | 0 | 0 | 0 | 0 | 0 | 0 | 0 | 7.3463 | 11168.9 | 0 | 0 | 0 | 0 | 0 | 0 | 0 | 7.3463 | 7.3463 | 7.3463
[20 empty] | 2020-01-20 | 457 | 1 | 20 | 1 | 0 | 0 | 7.3463 | 11168.9 | 0 | 0 | 0 | 0 | 0 | 0 | 0 | 7.3463 | 11168.9 | 0 | 0 | 0 | 0 | 0 | 0 | 0 | 7.3463 | 11168.9 | 0 | 0 | 0 | 0 | 0 | 0 | 0 | 7.3463 | 7.3463 | 7.3463
[20 empty] | 2020-01-20 01:00 | 458 | 1 | 20 | 2 | 0 | 0 | 8.5004 | 11168.9 | 0 | 0 | 0 | 0 | 0 | 0 | -99.2276 | 8.5631 | 11168.9 | 0 | 0 | 0 | 0 | 0 | 0 | -99.2163 | 8.6326 | 11168.9 | 0 | 0 | 0 | 0 | 0 | 0 | -99.2252 | 8.5004 | 8.5631 | 8.6326
[20 empty] | 2020-01-20 02:00 | 459 | 1 | 20 | 3 | 0 | 0 | 8.5004 | 11168.9 | 0 | 0 | 0 | 0 | 0 | 0 | -393.55 | 8.5631 | 11168.9 | 0 | 0 | 0 | 0 | 0 | 0 | -393.542 | 8.6326 | 11168.9 | 0 | 0 | 0 | 0 | 0 | 0 | -393.55 | 8.5004 | 8.5631 | 8.6326
[20 empty] | 2020-01-20 03:00 | 460 | 1 | 20 | 4 | 0 | 0 | 8.5004 | 11242.2 | 0 | 0 | 0 | 0 | 0 | 0 | -672.421 | 8.5631 | 11242.2 | 0 | 0 | 0 | 0 | 0 | 0 | -672.409 | 8.6326 | 11242.2 | 0 | 0 | 0 | 0 | 0 | 0 | -672.417 | 8.5004 | 8.5631 | 8.6326
[20 empty] | 2020-01-20 04:00 | 461 | 1 | 20 | 5 | 0 | 0 | 33.528 | 934451 | 12.8039 | 43.6869 | 0 | 923209 | 923.209 | 97839.6 | -770454 | 36.3611 | 995957 | 14.3478 | 48.9547 | 0 | 984715 | 984.715 | 109637 | -824934 | 39.5016 | 1059710 | 16.0651 | 54.8141 | 0 | 1048470 | 1048.47 | 122760 | -880686 | 33.528 | 36.3611 | 39.5016
[20 empty] | 2020-01-20 05:00 | 462 | 1 | 20 | 6 | 0 | 0 | 38.9398 | 862062 | 16.7259 | 57.0688 | 0 | 850600 | 850.6 | 127810 | -748892 | 42.5739 | 914561 | 19.0782 | 65.0948 | 0 | 903099 | 903.099 | 145784 | -796329 | 46.6281 | 968248 | 21.7175 | 74.1001 | 0 | 956786 | 956.786 | 165952 | -844195 | 38.9398 | 42.5739 | 46.6281
[20 empty] | 2020-01-20 06:00 | 463 | 1 | 20 | 7 | 0 | 0 | 41.8437 | 867029 | 17.47 | 59.6076 | 0 | 833205 | 833.205 | 133495 | -736187 | 45.5007 | 914190 | 19.8531 | 67.7388 | 0 | 880365 | 880.365 | 151705 | -778433 | 49.5907 | 965279 | 22.5304 | 76.8737 | 0 | 931455 | 931.455 | 172164 | -823906 | 41.8437 | 45.5007 | 49.5907
[20 empty] | 2020-01-20 07:00 | 464 | 1 | 20 | 8 | 2654.668 | 2.6547 | 99.7396 | 945248 | 0.95415 | 3.2556 | 0 | 861714 | 861.714 | 7291.04 | -765298 | 101.127 | 999035 | 1.0586 | 3.6118 | 0 | 915501 | 915.501 | 8088.78 | -814322 | 102.669 | 1058710 | 1.1743 | 4.0067 | 0 | 975171 | 975.171 | 8973.33 | -868695 | 97.0849 | 98.4723 | 100.0143
[20 empty] | 2020-01-20 08:00 | 465 | 1 | 20 | 9 | 68271.46 | 68.2715 | 127.988 | 1041960 | 1.3612 | 4.6445 | 0 | 958503 | 958.503 | 10401.6 | -871030 | 128.362 | 1097240 | 1.4706 | 5.0176 | 0 | 1013780 | 1013.78 | 11237.1 | -922074 | 129.272 | 1158240 | 1.592 | 5.4318 | 0 | 1074780 | 1074.78 | 12164.8 | -978361 | 59.7165 | 60.0905 | 61.0005
[20 empty] | 2020-01-20 09:00 | 466 | 1 | 20 | 10 | 137330.39 | 137.3304 | 132.259 | 976453 | 1.389 | 4.7392 | 0 | 917923 | 917.923 | 10613.6 | -826556 | 133.125 | 1028650 | 1.4983 | 5.1121 | 0 | 970115 | 970.115 | 11449 | -874185 | 134.274 | 1085650 | 1.6197 | 5.5263 | 0 | 1027120 | 1027.12 | 12376.5 | -926061 | -5.0714 | -4.2054 | -3.0564
[20 empty] | 2020-01-20 10:00 | 467 | 1 | 20 | 11 | 187394.121 | 187.3941 | 133.379 | 956123 | 1.3892 | 4.7401 | 0 | 897593 | 897.593 | 10615.6 | -803565 | 134.329 | 1006190 | 1.4986 | 5.1131 | 0 | 947662 | 947.662 | 11451.1 | -848851 | 135.56 | 1059870 | 1.62 | 5.5273 | 0 | 1001340 | 1001.34 | 12378.8 | -897124 | -54.0151 | -53.0651 | -51.8341
[20 empty] | 2020-01-20 11:00 | 468 | 1 | 20 | 12 | 210593.455 | 210.5935 | 112.288 | 974728 | 1.1532 | 3.9348 | 0 | 848069 | 848.069 | 8812.22 | -757024 | 113.21 | 1016830 | 1.2626 | 4.3079 | 0 | 890175 | 890.175 | 9647.72 | -794345 | 114.469 | 1055900 | 1.384 | 4.7221 | 0 | 929237 | 929.237 | 10575.4 | -828033 | -98.3055 | -97.3835 | -96.1245
[20 empty] | 2020-01-20 12:00 | 469 | 1 | 20 | 13 | 211455.155 | 211.4552 | 135.111 | 925700 | 1.1534 | 3.9355 | 0 | 799041 | 799.041 | 8813.81 | -701873 | 136.201 | 955701 | 1.2628 | 4.3086 | 0 | 829042 | 829.042 | 9649.45 | -726838 | 137.633 | 988667 | 1.3842 | 4.7229 | 0 | 862008 | 862.008 | 10577.3 | -753864 | -76.3442 | -75.2542 | -73.8222
[20 empty] | 2020-01-20 13:00 | 470 | 1 | 20 | 14 | 192461.592 | 192.4616 | 86.5369 | 881352 | 1.1532 | 3.9348 | 0 | 786585 | 786.585 | 8812.18 | -688971 | 87.7275 | 909991 | 1.2626 | 4.3078 | 0 | 815225 | 815.225 | 9647.67 | -712274 | 89.2259 | 941402 | 1.384 | 4.7221 | 0 | 846635 | 846.635 | 10575.4 | -737834 | -105.9247 | -104.7341 | -103.2357
[20 empty] | 2020-01-20 14:00 | 471 | 1 | 20 | 15 | 149605.803 | 149.6058 | 82.2761 | 856460 | 1.1532 | 3.9348 | 0 | 798224 | 798.224 | 8812.18 | -700795 | 83.2091 | 886235 | 1.2626 | 4.3078 | 0 | 827999 | 827.999 | 9647.67 | -725183 | 84.5314 | 918841 | 1.384 | 4.7221 | 0 | 860604 | 860.604 | 10575.4 | -751873 | -67.3297 | -66.3967 | -65.0744
[20 empty] | 2020-01-20 15:00 | 472 | 1 | 20 | 16 | 84395.899 | 84.3959 | 69.7947 | 870649 | 1.3641 | 4.6544 | 0 | 812413 | 812.413 | 10423.8 | -715113 | 70.7956 | 901660 | 1.4735 | 5.0274 | 0 | 843424 | 843.424 | 11259.3 | -740720 | 72.18 | 935850 | 1.5949 | 5.4417 | 0 | 877613 | 877.613 | 12187 | -768943 | -14.6012 | -13.6003 | -12.2159
[20 empty] | 2020-01-20 16:00 | 473 | 1 | 20 | 17 | 10065.929 | 10.0659 | 70.569 | 840679 | 1.3882 | 4.7367 | 0 | 807295 | 807.295 | 10608.1 | -710144 | 71.1592 | 872883 | 1.4976 | 5.1097 | 0 | 839499 | 839.499 | 11443.6 | -736938 | 72.3709 | 907094 | 1.619 | 5.524 | 0 | 873710 | 873.71 | 12371.3 | -765275 | 60.5031 | 61.0933 | 62.305
[20 empty] | 2020-01-20 17:00 | 474 | 1 | 20 | 18 | 0 | 0 | 14.694 | 33457.7 | 0 | 0 | 0 | 0 | 0 | 0 | 0 | 14.694 | 33457.7 | 0 | 0 | 0 | 0 | 0 | 0 | 0 | 14.694 | 33457.7 | 0 | 0 | 0 | 0 | 0 | 0 | 0 | 14.694 | 14.694 | 14.694
[20 empty] | 2020-01-20 18:00 | 475 | 1 | 20 | 19 | 0 | 0 | 13.7827 | 33457.7 | 0 | 0 | 0 | 0 | 0 | 0 | 0 | 13.7827 | 33457.7 | 0 | 0 | 0 | 0 | 0 | 0 | 0 | 13.7827 | 33457.7 | 0 | 0 | 0 | 0 | 0 | 0 | 0 | 13.7827 | 13.7827 | 13.7827
[20 empty] | 2020-01-20 19:00 | 476 | 1 | 20 | 20 | 0 | 0 | 10.3847 | 33457.7 | 0 | 0 | 0 | 0 | 0 | 0 | 0 | 10.3847 | 33457.7 | 0 | 0 | 0 | 0 | 0 | 0 | 0 | 10.3847 | 33457.7 | 0 | 0 | 0 | 0 | 0 | 0 | 0 | 10.3847 | 10.3847 | 10.3847
[20 empty] | 2020-01-20 20:00 | 477 | 1 | 20 | 21 | 0 | 0 | 8.8655 | 11242.2 | 0 | 0 | 0 | 0 | 0 | 0 | 0 | 8.8655 | 11242.2 | 0 | 0 | 0 | 0 | 0 | 0 | 0 | 8.8655 | 11242.2 | 0 | 0 | 0 | 0 | 0 | 0 | 0 | 8.8655 | 8.8655 | 8.8655
[20 empty] | 2020-01-20 21:00 | 478 | 1 | 20 | 22 | 0 | 0 | 7.3463 | 11388.9 | 0 | 0 | 0 | 0 | 0 | 0 | 0 | 7.3463 | 11388.9 | 0 | 0 | 0 | 0 | 0 | 0 | 0 | 7.3463 | 11388.9 | 0 | 0 | 0 | 0 | 0 | 0 | 0 | 7.3463 | 7.3463 | 7.3463
[20 empty] | 2020-01-20 22:00 | 479 | 1 | 20 | 23 | 0 | 0 | 7.3463 | 11388.9 | 0 | 0 | 0 | 0 | 0 | 0 | 0 | 7.3463 | 11388.9 | 0 | 0 | 0 | 0 | 0 | 0 | 0 | 7.3463 | 11388.9 | 0 | 0 | 0 | 0 | 0 | 0 | 0 | 7.3463 | 7.3463 | 7.3463
[20 empty] | 2020-01-20 23:00 | 480 | 1 | 20 | 24 | 0 | 0 | 7.3463 | 11682.2 | 0 | 0 | 0 | 0 | 0 | 0 | 0 | 7.3463 | 11682.2 | 0 | 0 | 0 | 0 | 0 | 0 | 0 | 7.3463 | 11682.2 | 0 | 0 | 0 | 0 | 0 | 0 | 0 | 7.3463 | 7.3463 | 7.3463
[20 empty] | 2020-01-21 | 481 | 1 | 21 | 1 | 0 | 0 | 7.3463 | 11755.5 | 0 | 0 | 0 | 0 | 0 | 0 | 0 | 7.3463 | 11755.5 | 0 | 0 | 0 | 0 | 0 | 0 | 0 | 7.3463 | 11755.5 | 0 | 0 | 0 | 0 | 0 | 0 | 0 | 7.3463 | 7.3463 | 7.3463
[20 empty] | 2020-01-21 01:00 | 482 | 1 | 21 | 2 | 0 | 0 | 8.5004 | 11755.5 | 0 | 0 | 0 | 0 | 0 | 0 | -207.058 | 8.5631 | 11755.5 | 0 | 0 | 0 | 0 | 0 | 0 | -207.019 | 8.6326 | 11755.5 | 0 | 0 | 0 | 0 | 0 | 0 | -207.021 | 8.5004 | 8.5631 | 8.6326
[20 empty] | 2020-01-21 02:00 | 483 | 1 | 21 | 3 | 0 | 0 | 8.5004 | 11902.2 | 0 | 0 | 0 | 0 | 0 | 0 | -681.332 | 8.5631 | 11902.2 | 0 | 0 | 0 | 0 | 0 | 0 | -681.304 | 8.6326 | 11902.2 | 0 | 0 | 0 | 0 | 0 | 0 | -681.304 | 8.5004 | 8.5631 | 8.6326
[20 empty] | 2020-01-21 03:00 | 484 | 1 | 21 | 4 | 0 | 0 | 8.5004 | 11902.2 | 0 | 0 | 0 | 0 | 0 | 0 | -1021.76 | 8.5631 | 11902.2 | 0 | 0 | 0 | 0 | 0 | 0 | -1021.73 | 8.6326 | 11902.2 | 0 | 0 | 0 | 0 | 0 | 0 | -1021.73 | 8.5004 | 8.5631 | 8.6326
[20 empty] | 2020-01-21 04:00 | 485 | 1 | 21 | 5 | 0 | 0 | 36.8629 | 925496 | 16.2695 | 55.5115 | 0 | 913594 | 913.594 | 124321 | -746925 | 39.8191 | 980925 | 17.9537 | 61.258 | 0 | 969022 | 969.022 | 137191 | -794047 | 43.0761 | 1041780 | 19.7999 | 67.5573 | 0 | 1029880 | 1029.88 | 151299 | -845568 | 36.8629 | 39.8191 | 43.0761
[20 empty] | 2020-01-21 05:00 | 486 | 1 | 21 | 6 | 0 | 0 | 41.828 | 827056 | 19.7591 | 67.418 | 0 | 814934 | 814.934 | 150987 | -712107 | 45.4958 | 875454 | 22.1576 | 75.6017 | 0 | 863332 | 863.332 | 169315 | -755141 | 49.5962 | 927995 | 24.8506 | 84.7902 | 0 | 915873 | 915.873 | 189893 | -801695 | 41.828 | 45.4958 | 49.5962
[20 empty] | 2020-01-21 06:00 | 487 | 1 | 21 | 7 | 0 | 0 | 44.4205 | 824898 | 20.2008 | 68.9251 | 0 | 790414 | 790.414 | 154362 | -692247 | 48.1222 | 871493 | 22.6345 | 77.2289 | 0 | 837009 | 837.009 | 172960 | -733737 | 52.2321 | 919359 | 25.3424 | 86.4683 | 0 | 884874 | 884.874 | 193651 | -775937 | 44.4205 | 48.1222 | 52.2321
[20 empty] | 2020-01-21 07:00 | 488 | 1 | 21 | 8 | 4571.327 | 4.5713 | 99.2021 | 925338 | 0.95414 | 3.2555 | 0 | 841143 | 841.143 | 7290.95 | -743409 | 100.508 | 985348 | 1.0585 | 3.6117 | 0 | 901153 | 901.153 | 8088.61 | -798729 | 101.961 | 1051210 | 1.1743 | 4.0067 | 0 | 967020 | 967.02 | 8973.19 | -859374 | 94.6308 | 95.9367 | 97.3897
[20 empty] | 2020-01-21 08:00 | 489 | 1 | 21 | 9 | 76902.187 | 76.9022 | 127.307 | 1014560 | 1.3641 | 4.6543 | 0 | 930581 | 930.581 | 10423.6 | -843391 | 127.994 | 1075330 | 1.4734 | 5.0273 | 0 | 991355 | 991.355 | 11259.1 | -900452 | 128.933 | 1142250 | 1.5948 | 5.4416 | 0 | 1058270 | 1058.27 | 12186.8 | -963233 | 50.4048 | 51.0918 | 52.0308
[20 empty] | 2020-01-21 09:00 | 490 | 1 | 21 | 10 | 147004.636 | 147.0046 | 131.644 | 937146 | 1.3684 | 4.6689 | 0 | 878102 | 878.102 | 10456.4 | -784281 | 132.459 | 991485 | 1.4777 | 5.042 | 0 | 932442 | 932.442 | 11291.9 | -834211 | 133.66 | 1051240 | 1.5991 | 5.4562 | 0 | 992198 | 992.198 | 12219.6 | -889032 | -15.3606 | -14.5456 | -13.3446
[20 empty] | 2020-01-21 10:00 | 491 | 1 | 21 | 11 | 192079.341 | 192.0793 | 132.394 | 916664 | 1.3684 | 4.6689 | 0 | 857621 | 857.621 | 10456.4 | -761379 | 133.47 | 968331 | 1.4777 | 5.042 | 0 | 909288 | 909.288 | 11291.9 | -808279 | 134.854 | 1025460 | 1.5991 | 5.4562 | 0 | 966414 | 966.414 | 12219.6 | -860096 | -59.6853 | -58.6093 | -57.2253
[20 empty] | 2020-01-21 11:00 | 492 | 1 | 21 | 12 | 213104.123 | 213.1041 | 112.642 | 935571 | 1.3684 | 4.6689 | 0 | 808912 | 808.912 | 10456.4 | -715281 | 113.819 | 981939 | 1.4777 | 5.042 | 0 | 855280 | 855.28 | 11291.9 | -756846 | 115.315 | 1033000 | 1.5991 | 5.4562 | 0 | 906344 | 906.344 | 12219.5 | -802562 | -100.4621 | -99.2851 | -97.7891
[20 empty] | 2020-01-21 12:00 | 493 | 1 | 21 | 13 | 215269.729 | 215.2697 | 134.731 | 863101 | 1.1532 | 3.9347 | 0 | 736442 | 736.442 | 8812.05 | -641482 | 135.946 | 902345 | 1.2625 | 4.3078 | 0 | 775686 | 775.686 | 9647.54 | -675765 | 137.45 | 945671 | 1.3839 | 4.722 | 0 | 819012 | 819.012 | 10575.2 | -713567 | -80.5387 | -79.3237 | -77.8197
[20 empty] | 2020-01-21 13:00 | 494 | 1 | 21 | 14 | 134503.589 | 134.5036 | 86.5334 | 823959 | 1.1532 | 3.9347 | 0 | 727782 | 727.782 | 8812.05 | -629581 | 87.6398 | 859305 | 1.2625 | 4.3078 | 0 | 763128 | 763.128 | 9647.54 | -659787 | 89.0884 | 899210 | 1.3839 | 4.722 | 0 | 803033 | 803.033 | 10575.2 | -693951 | -47.9702 | -46.8638 | -45.4152
[20 empty] | 2020-01-21 14:00 | 495 | 1 | 21 | 15 | 156422.321 | 156.4223 | 83.0316 | 799431 | 1.3648 | 4.6568 | 0 | 740827 | 740.827 | 10429.3 | -643957 | 84.1537 | 831481 | 1.4742 | 5.0301 | 0 | 772877 | 772.877 | 11265.3 | -670942 | 85.6008 | 867670 | 1.5957 | 5.4446 | 0 | 809067 | 809.067 | 12193.5 | -701501 | -73.3907 | -72.2686 | -70.8215
[20 empty] | 2020-01-21 15:00 | 496 | 1 | 21 | 16 | 91892.154 | 91.8922 | 69.4236 | 843113 | 1.3649 | 4.6569 | 0 | 784363 | 784.363 | 10429.4 | -683328 | 70.5378 | 879366 | 1.4743 | 5.0301 | 0 | 820616 | 820.616 | 11265.4 | -714192 | 71.9562 | 920138 | 1.5957 | 5.4446 | 0 | 861388 | 861.388 | 12193.6 | -748994 | -22.4686 | -21.3544 | -19.936
[20 empty] | 2020-01-21 16:00 | 497 | 1 | 21 | 17 | 14155.983 | 14.156 | 70.0661 | 820042 | 1.3882 | 4.7366 | 0 | 786145 | 786.145 | 10608 | -688019 | 70.7678 | 858039 | 1.4976 | 5.1097 | 0 | 824141 | 824.141 | 11443.5 | -720778 | 72.0123 | 899839 | 1.619 | 5.5239 | 0 | 865941 | 865.941 | 12371.2 | -756800 | 55.9101 | 56.6118 | 57.8563
[20 empty] | 2020-01-21 17:00 | 498 | 1 | 21 | 18 | 0 | 0 | 14.694 | 33897.8 | 0 | 0 | 0 | 0 | 0 | 0 | 0 | 14.694 | 33897.8 | 0 | 0 | 0 | 0 | 0 | 0 | 0 | 14.694 | 33897.8 | 0 | 0 | 0 | 0 | 0 | 0 | 0 | 14.694 | 14.694 | 14.694
[20 empty] | 2020-01-21 18:00 | 499 | 1 | 21 | 19 | 0 | 0 | 13.7827 | 33824.4 | 0 | 0 | 0 | 0 | 0 | 0 | 0 | 13.7827 | 33824.4 | 0 | 0 | 0 | 0 | 0 | 0 | 0 | 13.7827 | 33824.4 | 0 | 0 | 0 | 0 | 0 | 0 | 0 | 13.7827 | 13.7827 | 13.7827
[20 empty] | 2020-01-21 19:00 | 500 | 1 | 21 | 20 | 0 | 0 | 10.3847 | 33824.4 | 0 | 0 | 0 | 0 | 0 | 0 | 0 | 10.3847 | 33824.4 | 0 | 0 | 0 | 0 | 0 | 0 | 0 | 10.3847 | 33824.4 | 0 | 0 | 0 | 0 | 0 | 0 | 0 | 10.3847 | 10.3847 | 10.3847
[20 empty] | 2020-01-21 20:00 | 501 | 1 | 21 | 21 | 0 | 0 | 8.8655 | 11535.5 | 0 | 0 | 0 | 0 | 0 | 0 | 0 | 8.8655 | 11535.5 | 0 | 0 | 0 | 0 | 0 | 0 | 0 | 8.8655 | 11535.5 | 0 | 0 | 0 | 0 | 0 | 0 | 0 | 8.8655 | 8.8655 | 8.8655
[20 empty] | 2020-01-21 21:00 | 502 | 1 | 21 | 22 | 0 | 0 | 7.3463 | 11462.2 | 0 | 0 | 0 | 0 | 0 | 0 | 0 | 7.3463 | 11462.2 | 0 | 0 | 0 | 0 | 0 | 0 | 0 | 7.3463 | 11462.2 | 0 | 0 | 0 | 0 | 0 | 0 | 0 | 7.3463 | 7.3463 | 7.3463
[20 empty] | 2020-01-21 22:00 | 503 | 1 | 21 | 23 | 0 | 0 | 7.3463 | 11462.2 | 0 | 0 | 0 | 0 | 0 | 0 | 0 | 7.3463 | 11462.2 | 0 | 0 | 0 | 0 | 0 | 0 | 0 | 7.3463 | 11462.2 | 0 | 0 | 0 | 0 | 0 | 0 | 0 | 7.3463 | 7.3463 | 7.3463
[20 empty] | 2020-01-21 23:00 | 504 | 1 | 21 | 24 | 0 | 0 | 8.5004 | 11535.5 | 0 | 0 | 0 | 0 | 0 | 0 | -82.278 | 8.5631 | 11535.5 | 0 | 0 | 0 | 0 | 0 | 0 | -82.2787 | 8.6326 | 11535.5 | 0 | 0 | 0 | 0 | 0 | 0 | -82.2793 | 8.5004 | 8.5631 | 8.6326
[20 empty] | 2020-01-22 | 505 | 1 | 22 | 1 | 0 | 0 | 8.5004 | 11535.5 | 0 | 0 | 0 | 0 | 0 | 0 | -463.998 | 8.5631 | 11535.5 | 0 | 0 | 0 | 0 | 0 | 0 | -464.002 | 8.6326 | 11535.5 | 0 | 0 | 0 | 0 | 0 | 0 | -463.994 | 8.5004 | 8.5631 | 8.6326
[20 empty] | 2020-01-22 01:00 | 506 | 1 | 22 | 2 | 0 | 0 | 8.5004 | 11535.5 | 0 | 0 | 0 | 0 | 0 | 0 | -776.002 | 8.5631 | 11535.5 | 0 | 0 | 0 | 0 | 0 | 0 | -776.002 | 8.6326 | 11535.5 | 0 | 0 | 0 | 0 | 0 | 0 | -775.994 | 8.5004 | 8.5631 | 8.6326
[20 empty] | 2020-01-22 02:00 | 507 | 1 | 22 | 3 | 0 | 0 | 8.5004 | 11535.5 | 0 | 0 | 0 | 0 | 0 | 0 | -1077.89 | 8.5631 | 11535.5 | 0 | 0 | 0 | 0 | 0 | 0 | -1077.88 | 8.6326 | 11535.5 | 0 | 0 | 0 | 0 | 0 | 0 | -1077.88 | 8.5004 | 8.5631 | 8.6326
[20 empty] | 2020-01-22 03:00 | 508 | 1 | 22 | 4 | 0 | 0 | 8.5004 | 11535.5 | 0 | 0 | 0 | 0 | 0 | 0 | -1313.98 | 8.5631 | 11535.5 | 0 | 0 | 0 | 0 | 0 | 0 | -1313.98 | 8.6326 | 11535.5 | 0 | 0 | 0 | 0 | 0 | 0 | -1313.98 | 8.5004 | 8.5631 | 8.6326
[20 empty] | 2020-01-22 04:00 | 509 | 1 | 22 | 5 | 0 | 0 | 38.4925 | 879939 | 17.8585 | 60.9332 | 0 | 868403 | 868.403 | 136464 | -720766 | 41.5475 | 931448 | 19.641 | 67.0151 | 0 | 919912 | 919.912 | 150085 | -764983 | 44.866 | 982670 | 21.5572 | 73.5532 | 0 | 971135 | 971.135 | 164727 | -807923 | 38.4925 | 41.5475 | 44.866
[20 empty] | 2020-01-22 05:00 | 510 | 1 | 22 | 6 | 0 | 0 | 42.463 | 778978 | 20.6202 | 70.3561 | 0 | 767369 | 767.369 | 157567 | -667188 | 46.1388 | 817928 | 23.0357 | 78.5978 | 0 | 806319 | 806.319 | 176025 | -700926 | 50.1956 | 860664 | 25.6942 | 87.6686 | 0 | 849055 | 849.055 | 196340 | -737705 | 42.463 | 46.1388 | 50.1956
[20 empty] | 2020-01-22 06:00 | 511 | 1 | 22 | 7 | 0 | 0 | 44.9023 | 768448 | 20.9276 | 71.405 | 0 | 734477 | 734.477 | 159917 | -636596 | 48.5665 | 805452 | 23.3333 | 79.6132 | 0 | 771481 | 771.481 | 178299 | -668437 | 52.6315 | 846001 | 26.0018 | 88.7181 | 0 | 812030 | 812.03 | 198690 | -703243 | 44.9023 | 48.5665 | 52.6315
[20 empty] | 2020-01-22 07:00 | 512 | 1 | 22 | 8 | 302.769 | 0.30277 | 99.5675 | 849701 | 0.95417 | 3.2556 | 0 | 766019 | 766.019 | 7291.16 | -667316 | 100.947 | 900086 | 1.0586 | 3.6118 | 0 | 816405 | 816.405 | 8088.85 | -712419 | 102.478 | 956008 | 1.1743 | 4.0068 | 0 | 872327 | 872.327 | 8973.46 | -762497 | 99.2647 | 100.6442 | 102.1752
[20 empty] | 2020-01-22 08:00 | 513 | 1 | 22 | 9 | 30665.828 | 30.6658 | 127.32 | 933636 | 1.356 | 4.6267 | 0 | 850028 | 850.028 | 10361.9 | -755882 | 127.975 | 986582 | 1.4653 | 4.9998 | 0 | 902974 | 902.974 | 11197.4 | -804130 | 128.887 | 1044700 | 1.5868 | 5.414 | 0 | 961090 | 961.09 | 12125.1 | -857044 | 96.6542 | 97.3092 | 98.2212
[20 empty] | 2020-01-22 09:00 | 514 | 1 | 22 | 10 | 100478.469 | 100.4785 | 131.222 | 839777 | 1.3644 | 4.6553 | 0 | 781101 | 781.101 | 10425.8 | -684758 | 132.166 | 888193 | 1.4737 | 5.0284 | 0 | 829516 | 829.516 | 11261.4 | -728214 | 133.433 | 942173 | 1.5952 | 5.4427 | 0 | 883496 | 883.496 | 12189.3 | -776667 | 30.7435 | 31.6875 | 32.9545
[20 empty] | 2020-01-22 10:00 | 515 | 1 | 22 | 11 | 137775.166 | 137.7752 | 132.281 | 816977 | 1.3588 | 4.6361 | 0 | 758300 | 758.3 | 10382.9 | -660120 | 133.345 | 863817 | 1.4681 | 5.0092 | 0 | 805140 | 805.14 | 11218.4 | -701814 | 134.734 | 915450 | 1.5895 | 5.4234 | 0 | 856774 | 856.774 | 12146.1 | -747761 | -5.4942 | -4.4302 | -3.0412
[20 empty] | 2020-01-22 11:00 | 516 | 1 | 22 | 12 | 162908.461 | 162.9085 | 112.614 | 849133 | 1.3588 | 4.6361 | 0 | 722474 | 722.474 | 10382.9 | -627037 | 113.746 | 892371 | 1.4681 | 5.0092 | 0 | 765712 | 765.712 | 11218.4 | -665241 | 115.212 | 940122 | 1.5895 | 5.4234 | 0 | 813463 | 813.463 | 12146.1 | -707392 | -50.2945 | -49.1625 | -47.6965
[20 empty] | 2020-01-22 12:00 | 517 | 1 | 22 | 13 | 160178.289 | 160.1783 | 134.824 | 776411 | 1.1532 | 3.9348 | 0 | 649752 | 649.752 | 8812.21 | -555116 | 135.925 | 813382 | 1.2626 | 4.3079 | 0 | 686723 | 686.723 | 9647.7 | -587044 | 137.366 | 854209 | 1.384 | 4.7221 | 0 | 727550 | 727.55 | 10575.4 | -622270 | -25.3543 | -24.2533 | -22.8123
[20 empty] | 2020-01-22 13:00 | 518 | 1 | 22 | 14 | 132392.871 | 132.3929 | 86.4505 | 735408 | 1.1532 | 3.9348 | 0 | 639936 | 639.936 | 8812.19 | -543819 | 87.5265 | 766495 | 1.2626 | 4.3079 | 0 | 671023 | 671.023 | 9647.7 | -569994 | 88.9472 | 801616 | 1.384 | 4.7221 | 0 | 706144 | 706.144 | 10575.4 | -599618 | -45.9424 | -44.8664 | -43.4457
[20 empty] | 2020-01-22 14:00 | 519 | 1 | 22 | 15 | 99108.828 | 99.1088 | 81.6902 | 694101 | 1.1532 | 3.9348 | 0 | 635792 | 635.792 | 8812.2 | -542746 | 82.7784 | 719803 | 1.2626 | 4.3079 | 0 | 661493 | 661.493 | 9647.71 | -563849 | 84.1941 | 749031 | 1.384 | 4.7221 | 0 | 690721 | 690.721 | 10575.4 | -587945 | -17.4186 | -16.3304 | -14.9147
[20 empty] | 2020-01-22 15:00 | 520 | 1 | 22 | 16 | 38290.178 | 38.2902 | 69.1921 | 718350 | 1.356 | 4.6267 | 0 | 660040 | 660.04 | 10361.9 | -563469 | 70.3582 | 744346 | 1.4654 | 4.9998 | 0 | 686036 | 686.036 | 11197.4 | -584653 | 71.7908 | 773879 | 1.5868 | 5.4141 | 0 | 715569 | 715.569 | 12125.1 | -608827 | 30.9019 | 32.068 | 33.5006
[20 empty] | 2020-01-22 16:00 | 521 | 1 | 22 | 17 | 4652.686 | 4.6527 | 68.6803 | 696527 | 1.3641 | 4.6544 | 0 | 663069 | 663.069 | 10423.8 | -566500 | 69.6917 | 725104 | 1.4735 | 5.0274 | 0 | 691646 | 691.646 | 11259.3 | -590156 | 70.9626 | 757358 | 1.5949 | 5.4417 | 0 | 723900 | 723.9 | 12187 | -616939 | 64.0276 | 65.039 | 66.3099
[20 empty] | 2020-01-22 17:00 | 522 | 1 | 22 | 18 | 0 | 0 | 14.694 | 33604.4 | 0 | 0 | 0 | 0 | 0 | 0 | 0 | 14.694 | 33604.4 | 0 | 0 | 0 | 0 | 0 | 0 | 0 | 14.694 | 33604.4 | 0 | 0 | 0 | 0 | 0 | 0 | 0 | 14.694 | 14.694 | 14.694
[20 empty] | 2020-01-22 18:00 | 523 | 1 | 22 | 19 | 0 | 0 | 13.7827 | 33604.4 | 0 | 0 | 0 | 0 | 0 | 0 | 0 | 13.7827 | 33604.4 | 0 | 0 | 0 | 0 | 0 | 0 | 0 | 13.7827 | 33604.4 | 0 | 0 | 0 | 0 | 0 | 0 | 0 | 13.7827 | 13.7827 | 13.7827
[20 empty] | 2020-01-22 19:00 | 524 | 1 | 22 | 20 | 0 | 0 | 10.3847 | 33604.4 | 0 | 0 | 0 | 0 | 0 | 0 | 0 | 10.3847 | 33604.4 | 0 | 0 | 0 | 0 | 0 | 0 | 0 | 10.3847 | 33604.4 | 0 | 0 | 0 | 0 | 0 | 0 | 0 | 10.3847 | 10.3847 | 10.3847
[20 empty] | 2020-01-22 20:00 | 525 | 1 | 22 | 21 | 0 | 0 | 8.8655 | 11462.2 | 0 | 0 | 0 | 0 | 0 | 0 | 0 | 8.8655 | 11462.2 | 0 | 0 | 0 | 0 | 0 | 0 | 0 | 8.8655 | 11462.2 | 0 | 0 | 0 | 0 | 0 | 0 | 0 | 8.8655 | 8.8655 | 8.8655
[20 empty] | 2020-01-22 21:00 | 526 | 1 | 22 | 22 | 0 | 0 | 7.3463 | 11608.9 | 0 | 0 | 0 | 0 | 0 | 0 | 0 | 7.3463 | 11608.9 | 0 | 0 | 0 | 0 | 0 | 0 | 0 | 7.3463 | 11608.9 | 0 | 0 | 0 | 0 | 0 | 0 | 0 | 7.3463 | 7.3463 | 7.3463
[20 empty] | 2020-01-22 22:00 | 527 | 1 | 22 | 23 | 0 | 0 | 7.3463 | 11608.9 | 0 | 0 | 0 | 0 | 0 | 0 | 0 | 7.3463 | 11608.9 | 0 | 0 | 0 | 0 | 0 | 0 | 0 | 7.3463 | 11608.9 | 0 | 0 | 0 | 0 | 0 | 0 | 0 | 7.3463 | 7.3463 | 7.3463
[20 empty] | 2020-01-22 23:00 | 528 | 1 | 22 | 24 | 0 | 0 | 7.3463 | 11755.5 | 0 | 0 | 0 | 0 | 0 | 0 | 0 | 7.3463 | 11755.5 | 0 | 0 | 0 | 0 | 0 | 0 | 0 | 7.3463 | 11755.5 | 0 | 0 | 0 | 0 | 0 | 0 | 0 | 7.3463 | 7.3463 | 7.3463
[20 empty] | 2020-01-23 | 529 | 1 | 23 | 1 | 0 | 0 | 8.9057 | 11755.5 | 0 | 0 | 0 | 0 | 0 | 0 | -40.9426 | 8.9684 | 11755.5 | 0 | 0 | 0 | 0 | 0 | 0 | -40.943 | 9.038 | 11755.5 | 0 | 0 | 0 | 0 | 0 | 0 | -40.9392 | 8.9057 | 8.9684 | 9.038
[20 empty] | 2020-01-23 01:00 | 530 | 1 | 23 | 2 | 0 | 0 | 8.9057 | 11755.5 | 0 | 0 | 0 | 0 | 0 | 0 | -458.423 | 8.9684 | 11755.5 | 0 | 0 | 0 | 0 | 0 | 0 | -458.423 | 9.038 | 11755.5 | 0 | 0 | 0 | 0 | 0 | 0 | -458.423 | 8.9057 | 8.9684 | 9.038
[20 empty] | 2020-01-23 02:00 | 531 | 1 | 23 | 3 | 0 | 0 | 8.9057 | 11828.9 | 0 | 0 | 0 | 0 | 0 | 0 | -854.588 | 8.9684 | 11828.9 | 0 | 0 | 0 | 0 | 0 | 0 | -854.588 | 9.038 | 11828.9 | 0 | 0 | 0 | 0 | 0 | 0 | -854.588 | 8.9057 | 8.9684 | 9.038
[20 empty] | 2020-01-23 03:00 | 532 | 1 | 23 | 4 | 0 | 0 | 8.9057 | 11828.9 | 0 | 0 | 0 | 0 | 0 | 0 | -1167.64 | 8.9684 | 11828.9 | 0 | 0 | 0 | 0 | 0 | 0 | -1167.64 | 9.038 | 11828.9 | 0 | 0 | 0 | 0 | 0 | 0 | -1167.64 | 8.9057 | 8.9684 | 9.038
[20 empty] | 2020-01-23 04:00 | 533 | 1 | 23 | 5 | 0 | 0 | 8.9057 | 11828.9 | 0 | 0 | 0 | 0 | 0 | 0 | -1449.92 | 8.9684 | 11828.9 | 0 | 0 | 0 | 0 | 0 | 0 | -1449.92 | 9.038 | 11828.9 | 0 | 0 | 0 | 0 | 0 | 0 | -1449.92 | 8.9057 | 8.9684 | 9.038
[20 empty] | 2020-01-23 05:00 | 534 | 1 | 23 | 6 | 0 | 0 | 8.9057 | 11902.2 | 0 | 0 | 0 | 0 | 0 | 0 | -1756.69 | 8.9684 | 11902.2 | 0 | 0 | 0 | 0 | 0 | 0 | -1756.69 | 9.038 | 11902.2 | 0 | 0 | 0 | 0 | 0 | 0 | -1756.69 | 8.9057 | 8.9684 | 9.038
[20 empty] | 2020-01-23 06:00 | 535 | 1 | 23 | 7 | 0 | 0 | 8.9057 | 11975.5 | 0 | 0 | 0 | 0 | 0 | 0 | -2054.94 | 8.9684 | 11975.5 | 0 | 0 | 0 | 0 | 0 | 0 | -2054.94 | 9.038 | 11975.5 | 0 | 0 | 0 | 0 | 0 | 0 | -2054.94 | 8.9057 | 8.9684 | 9.038
[20 empty] | 2020-01-23 07:00 | 536 | 1 | 23 | 8 | 5272.219 | 5.2722 | 8.8476 | 11975.5 | 0 | 0 | 0 | 0 | 0 | 0 | -2278.67 | 8.8982 | 11975.5 | 0 | 0 | 0 | 0 | 0 | 0 | -2278.67 | 8.9564 | 11975.5 | 0 | 0 | 0 | 0 | 0 | 0 | -2278.67 | 3.5754 | 3.626 | 3.6842
[20 empty] | 2020-01-23 08:00 | 537 | 1 | 23 | 9 | 82013.55 | 82.0136 | 8.7288 | 11755.5 | 0 | 0 | 0 | 0 | 0 | 0 | -2342.52 | 8.75 | 11755.5 | 0 | 0 | 0 | 0 | 0 | 0 | -2342.52 | 8.7792 | 11755.5 | 0 | 0 | 0 | 0 | 0 | 0 | -2342.52 | -73.2847 | -73.2635 | -73.2343
[20 empty] | 2020-01-23 09:00 | 538 | 1 | 23 | 10 | 156366.367 | 156.3664 | 8.7645 | 11535.5 | 0 | 0 | 0 | 0 | 0 | 0 | -2404.21 | 8.8022 | 11535.5 | 0 | 0 | 0 | 0 | 0 | 0 | -2404.21 | 8.8466 | 11535.5 | 0 | 0 | 0 | 0 | 0 | 0 | -2404.21 | -147.6019 | -147.5641 | -147.5198
[20 empty] | 2020-01-23 10:00 | 539 | 1 | 23 | 11 | 204812.973 | 204.813 | 8.7095 | 11535.5 | 0 | 0 | 0 | 0 | 0 | 0 | -2553.07 | 8.7353 | 11535.5 | 0 | 0 | 0 | 0 | 0 | 0 | -2553.07 | 8.7718 | 11535.5 | 0 | 0 | 0 | 0 | 0 | 0 | -2553.07 | -196.1035 | -196.0777 | -196.0412
[20 empty] | 2020-01-23 11:00 | 540 | 1 | 23 | 12 | 228290.898 | 228.2909 | 8.679 | 11388.9 | 0 | 0 | 0 | 0 | 0 | 0 | -2581.4 | 8.6963 | 11388.9 | 0 | 0 | 0 | 0 | 0 | 0 | -2581.4 | 8.7542 | 11388.9 | 0 | 0 | 0 | 0 | 0 | 0 | -2581.4 | -219.6119 | -219.5946 | -219.5367
[20 empty] | 2020-01-23 12:00 | 541 | 1 | 23 | 13 | 228120.866 | 228.1209 | 8.6468 | 11315.6 | 0 | 0 | 0 | 0 | 0 | 0 | -2606.5 | 8.6964 | 11315.6 | 0 | 0 | 0 | 0 | 0 | 0 | -2606.5 | 8.7582 | 11315.6 | 0 | 0 | 0 | 0 | 0 | 0 | -2606.5 | -219.4741 | -219.4245 | -219.3627
[20 empty] | 2020-01-23 13:00 | 542 | 1 | 23 | 14 | 206289.548 | 206.2895 | 8.6347 | 11315.6 | 0 | 0 | 0 | 0 | 0 | 0 | -2659.75 | 8.6894 | 11315.6 | 0 | 0 | 0 | 0 | 0 | 0 | -2659.75 | 8.7542 | 11315.6 | 0 | 0 | 0 | 0 | 0 | 0 | -2659.75 | -197.6549 | -197.6002 | -197.5353
[20 empty] | 2020-01-23 14:00 | 543 | 1 | 23 | 15 | 163989.512 | 163.9895 | 8.6302 | 11388.9 | 0 | 0 | 0 | 0 | 0 | 0 | -2715.6 | 8.6846 | 11388.9 | 0 | 0 | 0 | 0 | 0 | 0 | -2715.6 | 8.7542 | 11388.9 | 0 | 0 | 0 | 0 | 0 | 0 | -2715.6 | -155.3593 | -155.3049 | -155.2353
[20 empty] | 2020-01-23 15:00 | 544 | 1 | 23 | 16 | 97895.473 | 97.8955 | 8.6259 | 11388.9 | 0 | 0 | 0 | 0 | 0 | 0 | -2713.87 | 8.6846 | 11388.9 | 0 | 0 | 0 | 0 | 0 | 0 | -2713.87 | 8.7542 | 11388.9 | 0 | 0 | 0 | 0 | 0 | 0 | -2713.87 | -89.2696 | -89.2108 | -89.1412
[20 empty] | 2020-01-23 16:00 | 545 | 1 | 23 | 17 | 18585.402 | 18.5854 | 8.6558 | 11388.9 | 0 | 0 | 0 | 0 | 0 | 0 | -2675.2 | 8.7114 | 11388.9 | 0 | 0 | 0 | 0 | 0 | 0 | -2675.2 | 8.7754 | 11388.9 | 0 | 0 | 0 | 0 | 0 | 0 | -2675.2 | -9.9296 | -9.874 | -9.81
[20 empty] | 2020-01-23 17:00 | 546 | 1 | 23 | 18 | 0 | 0 | 8.9057 | 11315.6 | 0 | 0 | 0 | 0 | 0 | 0 | -2596.59 | 8.9684 | 11315.6 | 0 | 0 | 0 | 0 | 0 | 0 | -2596.59 | 9.038 | 11315.6 | 0 | 0 | 0 | 0 | 0 | 0 | -2596.59 | 8.9057 | 8.9684 | 9.038
[20 empty] | 2020-01-23 18:00 | 547 | 1 | 23 | 19 | 0 | 0 | 8.9057 | 11315.6 | 0 | 0 | 0 | 0 | 0 | 0 | -2590.84 | 8.9684 | 11315.6 | 0 | 0 | 0 | 0 | 0 | 0 | -2590.84 | 9.038 | 11315.6 | 0 | 0 | 0 | 0 | 0 | 0 | -2590.84 | 8.9057 | 8.9684 | 9.038
[20 empty] | 2020-01-23 19:00 | 548 | 1 | 23 | 20 | 0 | 0 | 8.9057 | 11315.6 | 0 | 0 | 0 | 0 | 0 | 0 | -2619.38 | 8.9684 | 11315.6 | 0 | 0 | 0 | 0 | 0 | 0 | -2619.38 | 9.038 | 11315.6 | 0 | 0 | 0 | 0 | 0 | 0 | -2619.38 | 8.9057 | 8.9684 | 9.038
[20 empty] | 2020-01-23 20:00 | 549 | 1 | 23 | 21 | 0 | 0 | 8.9057 | 11315.6 | 0 | 0 | 0 | 0 | 0 | 0 | -2671.46 | 8.9684 | 11315.6 | 0 | 0 | 0 | 0 | 0 | 0 | -2671.46 | 9.038 | 11315.6 | 0 | 0 | 0 | 0 | 0 | 0 | -2671.46 | 8.9057 | 8.9684 | 9.038
[20 empty] | 2020-01-23 21:00 | 550 | 1 | 23 | 22 | 0 | 0 | 8.9057 | 11315.6 | 0 | 0 | 0 | 0 | 0 | 0 | -2714.27 | 8.9684 | 11315.6 | 0 | 0 | 0 | 0 | 0 | 0 | -2714.27 | 9.038 | 11315.6 | 0 | 0 | 0 | 0 | 0 | 0 | -2714.27 | 8.9057 | 8.9684 | 9.038
[20 empty] | 2020-01-23 22:00 | 551 | 1 | 23 | 23 | 0 | 0 | 8.9057 | 11315.6 | 0 | 0 | 0 | 0 | 0 | 0 | -2763.7 | 8.9684 | 11315.6 | 0 | 0 | 0 | 0 | 0 | 0 | -2763.7 | 9.038 | 11315.6 | 0 | 0 | 0 | 0 | 0 | 0 | -2763.7 | 8.9057 | 8.9684 | 9.038
[20 empty] | 2020-01-23 23:00 | 552 | 1 | 23 | 24 | 0 | 0 | 8.9057 | 11315.6 | 0 | 0 | 0 | 0 | 0 | 0 | -2813.82 | 8.9684 | 11315.6 | 0 | 0 | 0 | 0 | 0 | 0 | -2813.81 | 9.038 | 11315.6 | 0 | 0 | 0 | 0 | 0 | 0 | -2813.84 | 8.9057 | 8.9684 | 9.038
[20 empty] | 2020-01-24 | 553 | 1 | 24 | 1 | 0 | 0 | 8.9057 | 11388.9 | 0 | 0 | 0 | 0 | 0 | 0 | -3085.9 | 8.9684 | 11388.9 | 0 | 0 | 0 | 0 | 0 | 0 | -3085.89 | 9.038 | 11388.9 | 0 | 0 | 0 | 0 | 0 | 0 | -3085.91 | 8.9057 | 8.9684 | 9.038
[20 empty] | 2020-01-24 01:00 | 554 | 1 | 24 | 2 | 0 | 0 | 8.9057 | 11535.5 | 0 | 0 | 0 | 0 | 0 | 0 | -3435.58 | 8.9684 | 11535.5 | 0 | 0 | 0 | 0 | 0 | 0 | -3435.57 | 9.038 | 11535.5 | 0 | 0 | 0 | 0 | 0 | 0 | -3435.59 | 8.9057 | 8.9684 | 9.038
[20 empty] | 2020-01-24 02:00 | 555 | 1 | 24 | 3 | 0 | 0 | 8.9057 | 11608.9 | 0 | 0 | 0 | 0 | 0 | 0 | -3710.92 | 8.9684 | 11608.9 | 0 | 0 | 0 | 0 | 0 | 0 | -3710.43 | 9.038 | 11608.9 | 0 | 0 | 0 | 0 | 0 | 0 | -3711.12 | 8.9057 | 8.9684 | 9.038
[20 empty] | 2020-01-24 03:00 | 556 | 1 | 24 | 4 | 0 | 0 | 8.9057 | 11608.9 | 0 | 0 | 0 | 0 | 0 | 0 | -4029.91 | 8.9684 | 11608.9 | 0 | 0 | 0 | 0 | 0 | 0 | -4030.28 | 9.038 | 11608.9 | 0 | 0 | 0 | 0 | 0 | 0 | -4031.72 | 8.9057 | 8.9684 | 9.038
[20 empty] | 2020-01-24 04:00 | 557 | 1 | 24 | 5 | 0 | 0 | 8.9057 | 11608.9 | 0 | 0 | 0 | 0 | 0 | 0 | -4305.37 | 8.9684 | 11608.9 | 0 | 0 | 0 | 0 | 0 | 0 | -4306.45 | 9.038 | 11608.9 | 0 | 0 | 0 | 0 | 0 | 0 | -4308.49 | 8.9057 | 8.9684 | 9.038
[20 empty] | 2020-01-24 05:00 | 558 | 1 | 24 | 6 | 0 | 0 | 8.9057 | 11535.5 | 0 | 0 | 0 | 0 | 0 | 0 | -4454.38 | 8.9684 | 11535.5 | 0 | 0 | 0 | 0 | 0 | 0 | -4456.15 | 9.038 | 11535.5 | 0 | 0 | 0 | 0 | 0 | 0 | -4458.8 | 8.9057 | 8.9684 | 9.038
[20 empty] | 2020-01-24 06:00 | 559 | 1 | 24 | 7 | 0 | 0 | 8.9057 | 11535.5 | 0 | 0 | 0 | 0 | 0 | 0 | -4657.16 | 8.9684 | 11535.5 | 0 | 0 | 0 | 0 | 0 | 0 | -4659.51 | 9.038 | 11535.5 | 0 | 0 | 0 | 0 | 0 | 0 | -4662.67 | 8.9057 | 8.9684 | 9.038
[20 empty] | 2020-01-24 07:00 | 560 | 1 | 24 | 8 | 1239.868 | 1.2399 | 8.9057 | 117828 | 0 | 0 | 0 | 106293 | 106.293 | 0 | -4872.34 | 8.9684 | 11535.5 | 0 | 0 | 0 | 0 | 0 | 0 | -4875.36 | 9.038 | 11535.5 | 0 | 0 | 0 | 0 | 0 | 0 | -4879.14 | 7.6658 | 7.7285 | 7.7981
[20 empty] | 2020-01-24 08:00 | 561 | 1 | 24 | 9 | 40538.632 | 40.5386 | 8.7441 | 40282.3 | 0 | 0 | 0 | 28746.8 | 28.7468 | 0 | -5076.6 | 8.7689 | 11535.5 | 0 | 0 | 0 | 0 | 0 | 0 | -5080.25 | 8.8028 | 11535.5 | 0 | 0 | 0 | 0 | 0 | 0 | -5147.39 | -31.7945 | -31.7697 | -31.7359
[20 empty] | 2020-01-24 09:00 | 562 | 1 | 24 | 10 | 10373.527 | 10.3735 | 8.6323 | 40491.6 | 0 | 0 | 0 | 28956 | 28.956 | 0 | -5246.14 | 8.6864 | 11535.5 | 0 | 0 | 0 | 0 | 0 | 0 | -5250.29 | 8.7542 | 11535.5 | 0 | 0 | 0 | 0 | 0 | 0 | -5487.33 | -1.7412 | -1.6872 | -1.6193
[20 empty] | 2020-01-24 10:00 | 563 | 1 | 24 | 11 | 37697.16 | 37.6972 | 8.6373 | 40679.3 | 0 | 0 | 0 | 29143.8 | 29.1438 | 0 | -5402.94 | 8.6928 | 124026 | 0 | 0 | 0 | 112491 | 112.491 | 0 | -5434.17 | 8.7542 | 11535.5 | 0 | 0 | 0 | 0 | 0 | 0 | -5881.81 | -29.0598 | -29.0044 | -28.9429
[20 empty] | 2020-01-24 11:00 | 564 | 1 | 24 | 12 | 29615.903 | 29.6159 | 8.6374 | 11462.2 | 0 | 0 | 0 | 0 | 0 | 0 | -5465.06 | 8.6928 | 11462.2 | 0 | 0 | 0 | 0 | 0 | 0 | -5656.2 | 8.7542 | 11462.2 | 0 | 0 | 0 | 0 | 0 | 0 | -6132.5 | -20.9785 | -20.9231 | -20.8617
[20 empty] | 2020-01-24 12:00 | 565 | 1 | 24 | 13 | 12986.001 | 12.986 | 8.6357 | 11388.9 | 0 | 0 | 0 | 0 | 0 | 0 | -5720.35 | 8.6907 | 11388.9 | 0 | 0 | 0 | 0 | 0 | 0 | -6028.4 | 8.7542 | 11388.9 | 0 | 0 | 0 | 0 | 0 | 0 | -6479.37 | -4.3503 | -4.2953 | -4.2318
[20 empty] | 2020-01-24 13:00 | 566 | 1 | 24 | 14 | 10207.863 | 10.2079 | 8.6406 | 119663 | 0 | 0 | 0 | 108275 | 108.275 | 0 | -6343.72 | 8.6971 | 125152 | 0 | 0 | 0 | 113763 | 113.763 | 0 | -6672.18 | 8.7594 | 129532 | 0 | 0 | 0 | 118143 | 118.143 | 0 | -7248.11 | -1.5673 | -1.5108 | -1.4485
[20 empty] | 2020-01-24 14:00 | 567 | 1 | 24 | 15 | 11577.173 | 11.5772 | 8.6301 | 39758.9 | 0 | 0 | 0 | 28443.4 | 28.4434 | 0 | -6726.63 | 8.6846 | 41184 | 0 | 0 | 0 | 29868.5 | 29.8685 | 0 | -7012.14 | 8.7542 | 42999.4 | 0 | 0 | 0 | 31683.8 | 31.6838 | 0 | -7519.09 | -2.9471 | -2.8925 | -2.8229
[20 empty] | 2020-01-24 15:00 | 568 | 1 | 24 | 16 | 6225.504 | 6.2255 | 8.6439 | 42487.4 | 0 | 0 | 0 | 31171.9 | 31.1719 | 0 | -7214.87 | 8.7014 | 44014.1 | 0 | 0 | 0 | 32698.6 | 32.6986 | 0 | -7495.19 | 8.7649 | 46191.3 | 0 | 0 | 0 | 34875.7 | 34.8757 | 0 | -8287.54 | 2.4184 | 2.4759 | 2.5394
[20 empty] | 2020-01-24 16:00 | 569 | 1 | 24 | 17 | 0 | 0 | 8.8194 | 43053.6 | 0 | 0 | 0 | 31738 | 31.738 | 0 | -7695.22 | 8.8696 | 44582.8 | 0 | 0 | 0 | 33267.2 | 33.2672 | 0 | -7980.4 | 8.929 | 47191.7 | 0 | 0 | 0 | 35876.1 | 35.8761 | 0 | -9168.5 | 8.8194 | 8.8696 | 8.929
[20 empty] | 2020-01-24 17:00 | 570 | 1 | 24 | 18 | 0 | 0 | 8.9057 | 43675.7 | 0 | 0 | 0 | 32360.2 | 32.3602 | 0 | -8242.35 | 8.9684 | 45368.8 | 0 | 0 | 0 | 34053.3 | 34.0533 | 0 | -8712.46 | 9.038 | 48565.8 | 0 | 0 | 0 | 37250.3 | 37.2503 | 0 | -10437.2 | 8.9057 | 8.9684 | 9.038
[20 empty] | 2020-01-24 18:00 | 571 | 1 | 24 | 19 | 0 | 0 | 8.9057 | 38649 | 0 | 0 | 0 | 27553.5 | 27.5535 | 0 | -8154.9 | 8.9684 | 40128.4 | 0 | 0 | 0 | 29032.8 | 29.0328 | 0 | -8692.43 | 9.038 | 42123.5 | 0 | 0 | 0 | 31027.9 | 31.0279 | 0 | -10478.3 | 8.9057 | 8.9684 | 9.038
[20 empty] | 2020-01-24 19:00 | 572 | 1 | 24 | 20 | 0 | 0 | 8.9057 | 42265.1 | 0 | 0 | 0 | 31169.5 | 31.1695 | 0 | -8631.64 | 8.9684 | 44501.2 | 0 | 0 | 0 | 33405.6 | 33.4056 | 0 | -9668.16 | 9.038 | 49123.2 | 0 | 0 | 0 | 38027.6 | 38.0276 | 0 | -11654.3 | 8.9057 | 8.9684 | 9.038
[20 empty] | 2020-01-24 20:00 | 573 | 1 | 24 | 21 | 0 | 0 | 8.9057 | 47018.8 | 0 | 0 | 0 | 35849.9 | 35.8499 | 0 | -9411.35 | 8.9684 | 50285.5 | 0 | 0 | 0 | 39116.6 | 39.1166 | 0 | -11285.9 | 9.038 | 54450 | 0 | 0 | 0 | 43281.1 | 43.2811 | 0 | -13694 | 8.9057 | 8.9684 | 9.038
[20 empty] | 2020-01-24 21:00 | 574 | 1 | 24 | 22 | 0 | 0 | 8.9057 | 48401.2 | 0 | 0 | 0 | 37159 | 37.159 | 0 | -10640.1 | 8.9684 | 52219.8 | 0 | 0 | 0 | 40977.6 | 40.9776 | 0 | -12861.2 | 9.038 | 56931.3 | 0 | 0 | 0 | 45689.1 | 45.6891 | 0 | -15750.2 | 8.9057 | 8.9684 | 9.038
[20 empty] | 2020-01-24 22:00 | 575 | 1 | 24 | 23 | 0 | 0 | 8.9057 | 47596.3 | 0 | 0 | 0 | 36354.1 | 36.3541 | 0 | -11800.5 | 8.9684 | 51445.6 | 0 | 0 | 0 | 40203.4 | 40.2034 | 0 | -14074.9 | 9.038 | 56318.5 | 0 | 0 | 0 | 45076.3 | 45.0763 | 0 | -17135.8 | 8.9057 | 8.9684 | 9.038
[20 empty] | 2020-01-24 23:00 | 576 | 1 | 24 | 24 | 0 | 0 | 8.9057 | 51617.4 | 0 | 0 | 0 | 40301.9 | 40.3019 | 0 | -13416 | 8.9684 | 55653.8 | 0 | 0 | 0 | 44338.2 | 44.3382 | 0 | -15750.2 | 9.038 | 60995.7 | 0 | 0 | 0 | 49680.2 | 49.6802 | 0 | -19137.5 | 8.9057 | 8.9684 | 9.038
[20 empty] | 2020-01-25 | 577 | 1 | 25 | 1 | 0 | 0 | 8.5004 | 51003.7 | 0 | 0 | 0 | 39688.2 | 39.6882 | 0 | -14663.8 | 8.5631 | 55037.8 | 0 | 0 | 0 | 43722.2 | 43.7222 | 0 | -17110.5 | 8.6326 | 60366.9 | 0 | 0 | 0 | 49051.4 | 49.0514 | 0 | -20523.3 | 8.5004 | 8.5631 | 8.6326
[20 empty] | 2020-01-25 01:00 | 578 | 1 | 25 | 2 | 0 | 0 | 8.5004 | 52359.2 | 0 | 0 | 0 | 41043.6 | 41.0436 | 0 | -15787.5 | 8.5631 | 56586.4 | 0 | 0 | 0 | 45270.9 | 45.2709 | 0 | -18416.5 | 8.6326 | 62040.3 | 0 | 0 | 0 | 50724.7 | 50.7247 | 0 | -21962.8 | 8.5004 | 8.5631 | 8.6326
[20 empty] | 2020-01-25 02:00 | 579 | 1 | 25 | 3 | 0 | 0 | 8.5004 | 56196.8 | 0 | 0 | 0 | 44807.9 | 44.8079 | 0 | -17206.2 | 8.5631 | 60844.3 | 0 | 0 | 0 | 49455.4 | 49.4554 | 0 | -20117.4 | 8.6326 | 66849.3 | 0 | 0 | 0 | 55460.4 | 55.4604 | 0 | -24096.4 | 8.5004 | 8.5631 | 8.6326
[20 empty] | 2020-01-25 03:00 | 580 | 1 | 25 | 4 | 0 | 0 | 8.5004 | 55320.3 | 0 | 0 | 0 | 43931.4 | 43.9314 | 0 | -18220.9 | 8.5631 | 60133.5 | 0 | 0 | 0 | 48744.7 | 48.7447 | 0 | -21361 | 8.6326 | 66751.4 | 0 | 0 | 0 | 55362.5 | 55.3625 | 0 | -26042.8 | 8.5004 | 8.5631 | 8.6326
[20 empty] | 2020-01-25 04:00 | 581 | 1 | 25 | 5 | 0 | 0 | 29.7287 | 859218 | 9.4399 | 32.2091 | 0 | 847829 | 847.829 | 72134.4 | -775988 | 31.6951 | 922246 | 10.1506 | 34.6338 | 0 | 910857 | 910.857 | 77565 | -835506 | 33.8874 | 991355 | 10.9639 | 37.4088 | 0 | 979966 | 979.966 | 83779.5 | -900480 | 29.7287 | 31.6951 | 33.8874
[20 empty] | 2020-01-25 05:00 | 582 | 1 | 25 | 6 | 0 | 0 | 35.9209 | 872693 | 13.742 | 46.8877 | 0 | 861231 | 861.231 | 105008 | -762191 | 38.9013 | 934194 | 15.4315 | 52.6523 | 0 | 922732 | 922.732 | 117918 | -819097 | 42.3203 | 1001430 | 17.4184 | 59.4316 | 0 | 989965 | 989.965 | 133101 | -881248 | 35.9209 | 38.9013 | 42.3203
[20 empty] | 2020-01-25 06:00 | 583 | 1 | 25 | 7 | 0 | 0 | 39.1341 | 890890 | 14.7642 | 50.3755 | 0 | 857065 | 857.065 | 112819 | -760472 | 42.2939 | 952109 | 16.6316 | 56.747 | 0 | 918284 | 918.284 | 127088 | -817299 | 45.9148 | 1019040 | 18.8186 | 64.2091 | 0 | 985218 | 985.218 | 143801 | -879391 | 39.1341 | 42.2939 | 45.9148
[20 empty] | 2020-01-25 07:00 | 584 | 1 | 25 | 8 | 0 | 0 | 99.3184 | 972388 | 0.98209 | 3.3509 | 0 | 888853 | 888.853 | 7504.52 | -793543 | 100.612 | 1036070 | 1.0901 | 3.7194 | 0 | 952531 | 952.531 | 8329.85 | -853184 | 102.055 | 1105640 | 1.2102 | 4.1291 | 0 | 1022110 | 1022.11 | 9247.38 | -918313 | 99.3184 | 100.612 | 102.055
[20 empty] | 2020-01-25 08:00 | 585 | 1 | 25 | 9 | 6030.49 | 6.0305 | 127.684 | 1080620 | 1.357 | 4.6302 | 0 | 997231 | 997.231 | 10369.7 | -914076 | 128.05 | 1145620 | 1.4665 | 5.0036 | 0 | 1062240 | 1062.24 | 11205.9 | -976051 | 128.94 | 1216950 | 1.588 | 5.4181 | 0 | 1133560 | 1133.56 | 12134.3 | -1043970 | 121.6535 | 122.0195 | 122.9095
[20 empty] | 2020-01-25 09:00 | 586 | 1 | 25 | 10 | 0 | 0 | 132.13 | 1049050 | 1.3641 | 4.6544 | 0 | 990667 | 990.667 | 10423.9 | -906081 | 133.054 | 1110680 | 1.4735 | 5.0275 | 0 | 1052300 | 1052.3 | 11259.5 | -964317 | 134.231 | 1175950 | 1.5949 | 5.4418 | 0 | 1117570 | 1117.57 | 12187.2 | -1025540 | 132.13 | 133.054 | 134.231
[20 empty] | 2020-01-25 10:00 | 587 | 1 | 25 | 11 | 6939.22 | 6.9392 | 133.199 | 1040890 | 1.356 | 4.6268 | 0 | 982503 | 982.503 | 10362.1 | -894976 | 134.166 | 1098250 | 1.4654 | 4.9999 | 0 | 1039870 | 1039.87 | 11197.6 | -948362 | 135.445 | 1159570 | 1.5868 | 5.4142 | 0 | 1101190 | 1101.19 | 12125.3 | -1004980 | 126.2598 | 127.2268 | 128.5058
[20 empty] | 2020-01-25 11:00 | 588 | 1 | 25 | 12 | 2987.629 | 2.9876 | 112.785 | 1066690 | 1.1505 | 3.9255 | 0 | 940036 | 940.036 | 8791.32 | -854532 | 113.645 | 1116570 | 1.2596 | 4.2977 | 0 | 989908 | 989.908 | 9624.85 | -899997 | 114.868 | 1167210 | 1.3807 | 4.7109 | 0 | 1040550 | 1040.55 | 10550.3 | -945440 | 109.7974 | 110.6574 | 111.8804
[20 empty] | 2020-01-25 12:00 | 589 | 1 | 25 | 13 | 3872.723 | 3.8727 | 135.811 | 1013210 | 1.1528 | 3.9333 | 0 | 886550 | 886.55 | 8808.96 | -796016 | 136.773 | 1054390 | 1.2621 | 4.3063 | 0 | 927730 | 927.73 | 9644.11 | -832184 | 138.024 | 1094600 | 1.3835 | 4.7203 | 0 | 967942 | 967.942 | 10571.5 | -866354 | 131.9383 | 132.9003 | 134.1513
[20 empty] | 2020-01-25 13:00 | 590 | 1 | 25 | 14 | 963.781 | 0.96378 | 87.3684 | 958221 | 1.1532 | 3.9348 | 0 | 864167 | 864.167 | 8812.15 | -769121 | 88.3697 | 990145 | 1.2626 | 4.3078 | 0 | 896091 | 896.091 | 9647.64 | -795329 | 89.5956 | 1022690 | 1.384 | 4.722 | 0 | 928633 | 928.633 | 10575.3 | -821865 | 86.4046 | 87.4059 | 88.6318
[20 empty] | 2020-01-25 14:00 | 591 | 1 | 25 | 15 | 3660.945 | 3.6609 | 82.4263 | 915135 | 1.1521 | 3.9311 | 0 | 857119 | 857.119 | 8803.96 | -760136 | 83.3783 | 943089 | 1.2614 | 4.3038 | 0 | 885073 | 885.073 | 9638.68 | -782530 | 84.6876 | 974039 | 1.3827 | 4.7177 | 0 | 916022 | 916.022 | 10565.5 | -807114 | 78.7654 | 79.7174 | 81.0267
[20 empty] | 2020-01-25 15:00 | 592 | 1 | 25 | 16 | 82588.503 | 82.5885 | 69.5416 | 924010 | 1.3509 | 4.6094 | 0 | 865920 | 865.92 | 10323.1 | -769286 | 70.6934 | 954286 | 1.4603 | 4.9825 | 0 | 896196 | 896.196 | 11158.8 | -793773 | 72.1176 | 986966 | 1.5817 | 5.3968 | 0 | 928876 | 928.876 | 12086.5 | -820085 | -13.0469 | -11.8951 | -10.4709
[20 empty] | 2020-01-25 16:00 | 593 | 1 | 25 | 17 | 18567.865 | 18.5679 | 68.588 | 889646 | 1.3641 | 4.6543 | 0 | 856408 | 856.408 | 10423.7 | -760972 | 69.5782 | 920871 | 1.4734 | 5.0274 | 0 | 887634 | 887.634 | 11259.1 | -786647 | 70.7875 | 954638 | 1.5948 | 5.4416 | 0 | 921400 | 921.4 | 12186.8 | -814226 | 50.0201 | 51.0103 | 52.2196
[20 empty] | 2020-01-25 17:00 | 594 | 1 | 25 | 18 | 0 | 0 | 14.694 | 33604.4 | 0 | 0 | 0 | 0 | 0 | 0 | 0 | 14.694 | 33604.4 | 0 | 0 | 0 | 0 | 0 | 0 | 0 | 14.694 | 33604.4 | 0 | 0 | 0 | 0 | 0 | 0 | 0 | 14.694 | 14.694 | 14.694
[20 empty] | 2020-01-25 18:00 | 595 | 1 | 25 | 19 | 0 | 0 | 13.7827 | 33751.1 | 0 | 0 | 0 | 0 | 0 | 0 | 0 | 13.7827 | 33751.1 | 0 | 0 | 0 | 0 | 0 | 0 | 0 | 13.7827 | 33751.1 | 0 | 0 | 0 | 0 | 0 | 0 | 0 | 13.7827 | 13.7827 | 13.7827
[20 empty] | 2020-01-25 19:00 | 596 | 1 | 25 | 20 | 0 | 0 | 10.3847 | 33751.1 | 0 | 0 | 0 | 0 | 0 | 0 | 0 | 10.3847 | 33751.1 | 0 | 0 | 0 | 0 | 0 | 0 | 0 | 10.3847 | 33751.1 | 0 | 0 | 0 | 0 | 0 | 0 | 0 | 10.3847 | 10.3847 | 10.3847
[20 empty] | 2020-01-25 20:00 | 597 | 1 | 25 | 21 | 0 | 0 | 8.8655 | 11462.2 | 0 | 0 | 0 | 0 | 0 | 0 | 0 | 8.8655 | 11462.2 | 0 | 0 | 0 | 0 | 0 | 0 | 0 | 8.8655 | 11462.2 | 0 | 0 | 0 | 0 | 0 | 0 | 0 | 8.8655 | 8.8655 | 8.8655
[20 empty] | 2020-01-25 21:00 | 598 | 1 | 25 | 22 | 0 | 0 | 7.3463 | 11535.5 | 0 | 0 | 0 | 0 | 0 | 0 | 0 | 7.3463 | 11535.5 | 0 | 0 | 0 | 0 | 0 | 0 | 0 | 7.3463 | 11535.5 | 0 | 0 | 0 | 0 | 0 | 0 | 0 | 7.3463 | 7.3463 | 7.3463
[20 empty] | 2020-01-25 22:00 | 599 | 1 | 25 | 23 | 0 | 0 | 7.3463 | 11535.5 | 0 | 0 | 0 | 0 | 0 | 0 | 0 | 7.3463 | 11535.5 | 0 | 0 | 0 | 0 | 0 | 0 | 0 | 7.3463 | 11535.5 | 0 | 0 | 0 | 0 | 0 | 0 | 0 | 7.3463 | 7.3463 | 7.3463
[20 empty] | 2020-01-25 23:00 | 600 | 1 | 25 | 24 | 0 | 0 | 7.3463 | 11682.2 | 0 | 0 | 0 | 0 | 0 | 0 | 0 | 7.3463 | 11682.2 | 0 | 0 | 0 | 0 | 0 | 0 | 0 | 7.3463 | 11682.2 | 0 | 0 | 0 | 0 | 0 | 0 | 0 | 7.3463 | 7.3463 | 7.3463
[20 empty] | 2020-01-26 | 601 | 1 | 26 | 1 | 0 | 0 | 8.5004 | 11828.9 | 0 | 0 | 0 | 0 | 0 | 0 | -457.25 | 8.5631 | 11828.9 | 0 | 0 | 0 | 0 | 0 | 0 | -457.25 | 8.6326 | 11828.9 | 0 | 0 | 0 | 0 | 0 | 0 | -457.249 | 8.5004 | 8.5631 | 8.6326
[20 empty] | 2020-01-26 01:00 | 602 | 1 | 26 | 2 | 0 | 0 | 8.5004 | 11828.9 | 0 | 0 | 0 | 0 | 0 | 0 | -809.645 | 8.5631 | 11828.9 | 0 | 0 | 0 | 0 | 0 | 0 | -809.645 | 8.6326 | 11828.9 | 0 | 0 | 0 | 0 | 0 | 0 | -809.645 | 8.5004 | 8.5631 | 8.6326
[20 empty] | 2020-01-26 02:00 | 603 | 1 | 26 | 3 | 0 | 0 | 8.5004 | 11975.5 | 0 | 0 | 0 | 0 | 0 | 0 | -1210.39 | 8.5631 | 11975.5 | 0 | 0 | 0 | 0 | 0 | 0 | -1210.39 | 8.6326 | 11975.5 | 0 | 0 | 0 | 0 | 0 | 0 | -1210.39 | 8.5004 | 8.5631 | 8.6326
[20 empty] | 2020-01-26 03:00 | 604 | 1 | 26 | 4 | 0 | 0 | 8.5004 | 12048.8 | 0 | 0 | 0 | 0 | 0 | 0 | -1544.59 | 8.5631 | 12048.8 | 0 | 0 | 0 | 0 | 0 | 0 | -1544.59 | 8.6326 | 12048.8 | 0 | 0 | 0 | 0 | 0 | 0 | -1544.59 | 8.5004 | 8.5631 | 8.6326
[20 empty] | 2020-01-26 04:00 | 605 | 1 | 26 | 5 | 0 | 0 | 36.2344 | 945018 | 15.6502 | 53.3985 | 0 | 932969 | 932.969 | 119590 | -764818 | 39.0709 | 1005710 | 17.21 | 58.7205 | 0 | 993659 | 993.659 | 131508 | -817533 | 42.1894 | 1070320 | 18.9151 | 64.5383 | 0 | 1058270 | 1058.27 | 144538 | -873183 | 36.2344 | 39.0709 | 42.1894
[20 empty] | 2020-01-26 05:00 | 606 | 1 | 26 | 6 | 0 | 0 | 41.4651 | 850237 | 19.3696 | 66.0891 | 0 | 838115 | 838.115 | 148011 | -738338 | 45.0782 | 902581 | 21.7086 | 74.0697 | 0 | 890459 | 890.459 | 165884 | -785654 | 49.1011 | 957511 | 24.3216 | 82.9853 | 0 | 945389 | 945.389 | 185851 | -834892 | 41.4651 | 45.0782 | 49.1011
[20 empty] | 2020-01-26 06:00 | 607 | 1 | 26 | 7 | 0 | 0 | 44.2057 | 853464 | 19.9417 | 68.0411 | 0 | 819053 | 819.053 | 152383 | -722688 | 47.8449 | 900791 | 22.312 | 76.1285 | 0 | 866380 | 866.38 | 170495 | -765121 | 51.8879 | 951008 | 24.9498 | 85.1287 | 0 | 916597 | 916.597 | 190652 | -809808 | 44.2057 | 47.8449 | 51.8879
[20 empty] | 2020-01-26 07:00 | 608 | 1 | 26 | 8 | 4215.742 | 4.2157 | 99.6096 | 945391 | 0.95415 | 3.2555 | 0 | 861270 | 861.27 | 7291.02 | -764403 | 100.999 | 1005450 | 1.0585 | 3.6117 | 0 | 921333 | 921.333 | 8088.7 | -819895 | 102.539 | 1071160 | 1.1743 | 4.0067 | 0 | 987041 | 987.041 | 8973.26 | -880530 | 95.3939 | 96.7833 | 98.3233
[20 empty] | 2020-01-26 08:00 | 609 | 1 | 26 | 9 | 72103.901 | 72.1039 | 134.441 | 1054820 | 1.3567 | 4.6292 | 0 | 970701 | 970.701 | 10367.5 | -882557 | 135.432 | 1118110 | 1.4662 | 5.0025 | 0 | 1033990 | 1033.99 | 11203.4 | -942306 | 136.583 | 1187590 | 1.5876 | 5.417 | 0 | 1103470 | 1103.47 | 12131.6 | -1007830 | 62.3371 | 63.3281 | 64.4791
[20 empty] | 2020-01-26 09:00 | 610 | 1 | 26 | 10 | 142824.205 | 142.8242 | 132.241 | 989606 | 1.3651 | 4.6578 | 0 | 930342 | 930.342 | 10431.4 | -838198 | 133.028 | 1051600 | 1.4745 | 5.0311 | 0 | 992335 | 992.335 | 11267.5 | -896317 | 134.01 | 1119290 | 1.596 | 5.4456 | 0 | 1060030 | 1060.03 | 12195.8 | -959681 | -10.5832 | -9.7962 | -8.8142
[20 empty] | 2020-01-26 10:00 | 611 | 1 | 26 | 11 | 109113.757 | 109.1138 | 132.309 | 979783 | 1.3641 | 4.6544 | 0 | 920446 | 920.446 | 10423.8 | -825986 | 133.421 | 1039730 | 1.4735 | 5.0274 | 0 | 980397 | 980.397 | 11259.3 | -881802 | 134.845 | 1105260 | 1.5949 | 5.4417 | 0 | 1045920 | 1045.92 | 12187 | -942686 | 23.1952 | 24.3072 | 25.7312
[20 empty] | 2020-01-26 11:00 | 612 | 1 | 26 | 12 | 25489.794 | 25.4898 | 112.635 | 1016310 | 1.3684 | 4.669 | 0 | 889649 | 889.649 | 10456.6 | -796037 | 113.833 | 1072750 | 1.4777 | 5.0421 | 0 | 946090 | 946.09 | 11292.1 | -848140 | 115.342 | 1133960 | 1.5992 | 5.4563 | 0 | 1007300 | 1007.3 | 12219.8 | -904472 | 87.1452 | 88.3432 | 89.8522
[20 empty] | 2020-01-26 12:00 | 613 | 1 | 26 | 13 | 48304.8 | 48.3048 | 136.15 | 966122 | 1.3636 | 4.6526 | 0 | 839463 | 839.463 | 10419.9 | -742851 | 137.308 | 1019050 | 1.4729 | 5.0256 | 0 | 892390 | 892.39 | 11255.1 | -791020 | 138.796 | 1078230 | 1.5943 | 5.4396 | 0 | 951567 | 951.567 | 12182.5 | -844894 | 87.8452 | 89.0032 | 90.4912
[20 empty] | 2020-01-26 13:00 | 614 | 1 | 26 | 14 | 33925.112 | 33.9251 | 88.2753 | 958644 | 1.3641 | 4.6544 | 0 | 860685 | 860.685 | 10423.8 | -760021 | 89.1811 | 1014610 | 1.4734 | 5.0274 | 0 | 916652 | 916.652 | 11259.2 | -811127 | 90.5091 | 1076990 | 1.5949 | 5.4417 | 0 | 979034 | 979.034 | 12186.9 | -868150 | 54.3502 | 55.256 | 56.584
[20 empty] | 2020-01-26 14:00 | 615 | 1 | 26 | 15 | 43234.892 | 43.2349 | 84.3316 | 960450 | 1.3646 | 4.656 | 0 | 900966 | 900.966 | 10427.5 | -806314 | 85.1994 | 1018010 | 1.474 | 5.0293 | 0 | 958526 | 958.526 | 11263.4 | -859495 | 86.2945 | 1081690 | 1.5954 | 5.4436 | 0 | 1022200 | 1022.2 | 12191.4 | -918329 | 41.0967 | 41.9645 | 43.0596
[20 empty] | 2020-01-26 15:00 | 616 | 1 | 26 | 16 | 60281.654 | 60.2817 | 70.2619 | 978103 | 1.3882 | 4.7366 | 0 | 918693 | 918.693 | 10608.1 | -826582 | 71.2625 | 1035530 | 1.4976 | 5.1097 | 0 | 976116 | 976.116 | 11443.6 | -879785 | 72.4862 | 1099030 | 1.619 | 5.524 | 0 | 1039620 | 1039.62 | 12371.2 | -938605 | 9.9802 | 10.9808 | 12.2045
[20 empty] | 2020-01-26 16:00 | 617 | 1 | 26 | 17 | 21014.814 | 21.0148 | 70.8137 | 949764 | 1.3882 | 4.7367 | 0 | 915279 | 915.279 | 10608.1 | -823210 | 71.4102 | 1006850 | 1.4976 | 5.1097 | 0 | 972365 | 972.365 | 11443.6 | -876043 | 72.3323 | 1069860 | 1.619 | 5.524 | 0 | 1035380 | 1035.38 | 12371.3 | -934323 | 49.7989 | 50.3954 | 51.3175
[20 empty] | 2020-01-26 17:00 | 618 | 1 | 26 | 18 | 0 | 0 | 14.694 | 34411.2 | 0 | 0 | 0 | 0 | 0 | 0 | 0 | 14.694 | 34411.2 | 0 | 0 | 0 | 0 | 0 | 0 | 0 | 14.694 | 34411.2 | 0 | 0 | 0 | 0 | 0 | 0 | 0 | 14.694 | 14.694 | 14.694
[20 empty] | 2020-01-26 18:00 | 619 | 1 | 26 | 19 | 0 | 0 | 13.7827 | 34411.2 | 0 | 0 | 0 | 0 | 0 | 0 | 0 | 13.7827 | 34411.2 | 0 | 0 | 0 | 0 | 0 | 0 | 0 | 13.7827 | 34411.2 | 0 | 0 | 0 | 0 | 0 | 0 | 0 | 13.7827 | 13.7827 | 13.7827
[20 empty] | 2020-01-26 19:00 | 620 | 1 | 26 | 20 | 0 | 0 | 10.3847 | 34411.2 | 0 | 0 | 0 | 0 | 0 | 0 | 0 | 10.3847 | 34411.2 | 0 | 0 | 0 | 0 | 0 | 0 | 0 | 10.3847 | 34411.2 | 0 | 0 | 0 | 0 | 0 | 0 | 0 | 10.3847 | 10.3847 | 10.3847
[20 empty] | 2020-01-26 20:00 | 621 | 1 | 26 | 21 | 0 | 0 | 10.0196 | 12048.8 | 0 | 0 | 0 | 0 | 0 | 0 | -486.041 | 10.0823 | 12048.8 | 0 | 0 | 0 | 0 | 0 | 0 | -486.045 | 10.1519 | 12048.8 | 0 | 0 | 0 | 0 | 0 | 0 | -486.041 | 10.0196 | 10.0823 | 10.1519
[20 empty] | 2020-01-26 21:00 | 622 | 1 | 26 | 22 | 0 | 0 | 8.5004 | 12048.8 | 0 | 0 | 0 | 0 | 0 | 0 | -1156.94 | 8.5631 | 12048.8 | 0 | 0 | 0 | 0 | 0 | 0 | -1156.94 | 8.6326 | 12048.8 | 0 | 0 | 0 | 0 | 0 | 0 | -1156.94 | 8.5004 | 8.5631 | 8.6326
[20 empty] | 2020-01-26 22:00 | 623 | 1 | 26 | 23 | 0 | 0 | 8.5004 | 12048.8 | 0 | 0 | 0 | 0 | 0 | 0 | -1329.22 | 8.5631 | 12048.8 | 0 | 0 | 0 | 0 | 0 | 0 | -1329.22 | 8.6326 | 12048.8 | 0 | 0 | 0 | 0 | 0 | 0 | -1329.22 | 8.5004 | 8.5631 | 8.6326
[20 empty] | 2020-01-26 23:00 | 624 | 1 | 26 | 24 | 0 | 0 | 8.5004 | 12048.8 | 0 | 0 | 0 | 0 | 0 | 0 | -1604.23 | 8.5631 | 12048.8 | 0 | 0 | 0 | 0 | 0 | 0 | -1604.22 | 8.6326 | 12048.8 | 0 | 0 | 0 | 0 | 0 | 0 | -1604.23 | 8.5004 | 8.5631 | 8.6326
[20 empty] | 2020-01-27 | 625 | 1 | 27 | 1 | 0 | 0 | 8.5004 | 12122.2 | 0 | 0 | 0 | 0 | 0 | 0 | -1954.77 | 8.5631 | 12122.2 | 0 | 0 | 0 | 0 | 0 | 0 | -1954.76 | 8.6326 | 12122.2 | 0 | 0 | 0 | 0 | 0 | 0 | -1954.77 | 8.5004 | 8.5631 | 8.6326
[20 empty] | 2020-01-27 01:00 | 626 | 1 | 27 | 2 | 0 | 0 | 8.5004 | 12122.2 | 0 | 0 | 0 | 0 | 0 | 0 | -2225.43 | 8.5631 | 12122.2 | 0 | 0 | 0 | 0 | 0 | 0 | -2225.41 | 8.6326 | 12122.2 | 0 | 0 | 0 | 0 | 0 | 0 | -2225.43 | 8.5004 | 8.5631 | 8.6326
[20 empty] | 2020-01-27 02:00 | 627 | 1 | 27 | 3 | 0 | 0 | 8.5004 | 12195.5 | 0 | 0 | 0 | 0 | 0 | 0 | -2518.4 | 8.5631 | 12195.5 | 0 | 0 | 0 | 0 | 0 | 0 | -2518.39 | 8.6326 | 12195.5 | 0 | 0 | 0 | 0 | 0 | 0 | -2518.4 | 8.5004 | 8.5631 | 8.6326
[20 empty] | 2020-01-27 03:00 | 628 | 1 | 27 | 4 | 0 | 0 | 8.5004 | 12195.5 | 0 | 0 | 0 | 0 | 0 | 0 | -2747.36 | 8.5631 | 12195.5 | 0 | 0 | 0 | 0 | 0 | 0 | -2747.35 | 8.6326 | 12195.5 | 0 | 0 | 0 | 0 | 0 | 0 | -2747.36 | 8.5004 | 8.5631 | 8.6326
[20 empty] | 2020-01-27 04:00 | 629 | 1 | 27 | 5 | 0 | 0 | 36.6415 | 928535 | 16.0808 | 54.8677 | 0 | 916267 | 916.267 | 122880 | -771037 | 39.3296 | 992698 | 17.4887 | 59.6714 | 0 | 980429 | 980.429 | 133638 | -829466 | 42.2587 | 1062140 | 18.9996 | 64.8266 | 0 | 1049870 | 1049.87 | 145184 | -892515 | 36.6415 | 39.3296 | 42.2587
[20 empty] | 2020-01-27 05:00 | 630 | 1 | 27 | 6 | 0 | 0 | 41.847 | 866766 | 19.7866 | 67.5119 | 0 | 854277 | 854.277 | 151197 | -752126 | 45.3738 | 924414 | 22.0374 | 75.1916 | 0 | 911926 | 911.926 | 168397 | -804867 | 49.3043 | 986547 | 24.5539 | 83.7779 | 0 | 974058 | 974.058 | 187626 | -861495 | 41.847 | 45.3738 | 49.3043
[20 empty] | 2020-01-27 06:00 | 631 | 1 | 27 | 7 | 0 | 0 | 44.5901 | 869723 | 20.3712 | 69.5065 | 0 | 834872 | 834.872 | 155664 | -737442 | 48.1583 | 923920 | 22.6668 | 77.3391 | 0 | 889069 | 889.069 | 173206 | -786887 | 52.1252 | 982249 | 25.2236 | 86.0629 | 0 | 947398 | 947.398 | 192743 | -839891 | 44.5901 | 48.1583 | 52.1252
[20 empty] | 2020-01-27 07:00 | 632 | 1 | 27 | 8 | 5881.511 | 5.8815 | 99.157 | 969925 | 0.95415 | 3.2556 | 0 | 885364 | 885.364 | 7291.02 | -789385 | 100.454 | 1034250 | 1.0585 | 3.6117 | 0 | 949688 | 949.688 | 8088.71 | -849563 | 101.897 | 1104570 | 1.1743 | 4.0067 | 0 | 1020010 | 1020.01 | 8973.29 | -915333 | 93.2755 | 94.5725 | 96.0155
[20 empty] | 2020-01-27 08:00 | 633 | 1 | 27 | 9 | 77092.291 | 77.0923 | 131.951 | 1089660 | 1.3641 | 4.6543 | 0 | 1005100 | 1005.1 | 10423.7 | -920025 | 132.365 | 1157550 | 1.4734 | 5.0274 | 0 | 1072990 | 1072.99 | 11259.2 | -985057 | 132.946 | 1231160 | 1.5948 | 5.4416 | 0 | 1146600 | 1146.6 | 12186.8 | -1055380 | 54.8587 | 55.2727 | 55.8537
[20 empty] | 2020-01-27 09:00 | 634 | 1 | 27 | 10 | 147082.334 | 147.0823 | 132.758 | 1018030 | 1.3887 | 4.7384 | 0 | 958473 | 958.473 | 10611.9 | -871151 | 133.537 | 1087550 | 1.4981 | 5.1116 | 0 | 1027990 | 1027.99 | 11447.7 | -937722 | 134.528 | 1163880 | 1.6196 | 5.526 | 0 | 1104320 | 1104.32 | 12375.8 | -1010810 | -14.3243 | -13.5453 | -12.5543
[20 empty] | 2020-01-27 10:00 | 635 | 1 | 27 | 11 | 195324.222 | 195.3242 | 133.051 | 1004740 | 1.3882 | 4.7367 | 0 | 945179 | 945.179 | 10608.1 | -853789 | 133.919 | 1073410 | 1.4976 | 5.1097 | 0 | 1013850 | 1013.85 | 11443.6 | -919214 | 135.182 | 1148910 | 1.619 | 5.524 | 0 | 1089350 | 1089.35 | 12371.3 | -991176 | -62.2732 | -61.4052 | -60.1422
[20 empty] | 2020-01-27 11:00 | 636 | 1 | 27 | 12 | 219419.362 | 219.4194 | 112.85 | 1036650 | 1.3882 | 4.7367 | 0 | 909988 | 909.988 | 10608.1 | -818922 | 114.016 | 1101530 | 1.4976 | 5.1097 | 0 | 974873 | 974.873 | 11443.6 | -880191 | 115.516 | 1173010 | 1.619 | 5.524 | 0 | 1046350 | 1046.35 | 12371.3 | -947715 | -106.5694 | -105.4034 | -103.9034
[20 empty] | 2020-01-27 12:00 | 637 | 1 | 27 | 13 | 106312.486 | 106.3125 | 136.066 | 981197 | 1.3641 | 4.6544 | 0 | 854538 | 854.538 | 10423.8 | -758481 | 137.267 | 1040470 | 1.4735 | 5.0274 | 0 | 913810 | 913.81 | 11259.3 | -813361 | 138.786 | 1106080 | 1.5949 | 5.4417 | 0 | 979422 | 979.422 | 12187 | -874137 | 29.7535 | 30.9545 | 32.4735
[20 empty] | 2020-01-27 13:00 | 638 | 1 | 27 | 14 | 32770.998 | 32.771 | 87.7033 | 942197 | 1.3641 | 4.6544 | 0 | 844033 | 844.033 | 10423.8 | -747031 | 88.8893 | 997321 | 1.4735 | 5.0274 | 0 | 899157 | 899.157 | 11259.3 | -797484 | 90.4007 | 1058920 | 1.5949 | 5.4417 | 0 | 960759 | 960.759 | 12187 | -853936 | 54.9323 | 56.1183 | 57.6297
[20 empty] | 2020-01-27 14:00 | 639 | 1 | 27 | 15 | 25111.783 | 25.1118 | 83.0436 | 918441 | 1.3641 | 4.6543 | 0 | 859177 | 859.177 | 10423.7 | -765440 | 84.1839 | 968888 | 1.4734 | 5.0274 | 0 | 909625 | 909.625 | 11259.2 | -811221 | 85.6549 | 1025240 | 1.5949 | 5.4416 | 0 | 965981 | 965.981 | 12186.9 | -862404 | 57.9318 | 59.0721 | 60.5431
[20 empty] | 2020-01-27 15:00 | 640 | 1 | 27 | 16 | 94584.052 | 94.5841 | 69.4881 | 951082 | 1.388 | 4.7358 | 0 | 891745 | 891.745 | 10606.1 | -795249 | 70.6852 | 1002970 | 1.4973 | 5.1088 | 0 | 943634 | 943.634 | 11441.4 | -842317 | 72.1442 | 1060710 | 1.6187 | 5.5229 | 0 | 1001370 | 1001.37 | 12369 | -894706 | -25.096 | -23.8989 | -22.4399
[20 empty] | 2020-01-27 16:00 | 641 | 1 | 27 | 17 | 22106.649 | 22.1066 | 68.2106 | 929809 | 1.3882 | 4.7367 | 0 | 895325 | 895.325 | 10608.1 | -800601 | 69.1992 | 982726 | 1.4976 | 5.1097 | 0 | 948241 | 948.241 | 11443.6 | -848850 | 70.4278 | 1041700 | 1.619 | 5.5239 | 0 | 1007210 | 1007.21 | 12371.2 | -902643 | 46.104 | 47.0926 | 48.3212
[20 empty] | 2020-01-27 17:00 | 642 | 1 | 27 | 18 | 0 | 0 | 14.694 | 34484.5 | 0 | 0 | 0 | 0 | 0 | 0 | 0 | 14.694 | 34484.5 | 0 | 0 | 0 | 0 | 0 | 0 | 0 | 14.694 | 34484.5 | 0 | 0 | 0 | 0 | 0 | 0 | 0 | 14.694 | 14.694 | 14.694
[20 empty] | 2020-01-27 18:00 | 643 | 1 | 27 | 19 | 0 | 0 | 13.7827 | 34484.5 | 0 | 0 | 0 | 0 | 0 | 0 | 0 | 13.7827 | 34484.5 | 0 | 0 | 0 | 0 | 0 | 0 | 0 | 13.7827 | 34484.5 | 0 | 0 | 0 | 0 | 0 | 0 | 0 | 13.7827 | 13.7827 | 13.7827
[20 empty] | 2020-01-27 19:00 | 644 | 1 | 27 | 20 | 0 | 0 | 11.5388 | 34484.5 | 0 | 0 | 0 | 0 | 0 | 0 | -55.0848 | 11.6015 | 34484.5 | 0 | 0 | 0 | 0 | 0 | 0 | -55.0853 | 11.6711 | 34484.5 | 0 | 0 | 0 | 0 | 0 | 0 | -55.0857 | 11.5388 | 11.6015 | 11.6711
[20 empty] | 2020-01-27 20:00 | 645 | 1 | 27 | 21 | 0 | 0 | 10.0196 | 12268.8 | 0 | 0 | 0 | 0 | 0 | 0 | -1010.94 | 10.0823 | 12268.8 | 0 | 0 | 0 | 0 | 0 | 0 | -1010.94 | 10.1519 | 12268.8 | 0 | 0 | 0 | 0 | 0 | 0 | -1010.94 | 10.0196 | 10.0823 | 10.1519
[20 empty] | 2020-01-27 21:00 | 646 | 1 | 27 | 22 | 0 | 0 | 8.5004 | 12342.2 | 0 | 0 | 0 | 0 | 0 | 0 | -1681.83 | 8.5631 | 12342.2 | 0 | 0 | 0 | 0 | 0 | 0 | -1681.83 | 8.6326 | 12342.2 | 0 | 0 | 0 | 0 | 0 | 0 | -1681.83 | 8.5004 | 8.5631 | 8.6326
[20 empty] | 2020-01-27 22:00 | 647 | 1 | 27 | 23 | 0 | 0 | 8.5004 | 12342.2 | 0 | 0 | 0 | 0 | 0 | 0 | -1804.98 | 8.5631 | 12342.2 | 0 | 0 | 0 | 0 | 0 | 0 | -1804.98 | 8.6326 | 12342.2 | 0 | 0 | 0 | 0 | 0 | 0 | -1804.98 | 8.5004 | 8.5631 | 8.6326
[20 empty] | 2020-01-27 23:00 | 648 | 1 | 27 | 24 | 0 | 0 | 8.5004 | 12562.1 | 0 | 0 | 0 | 0 | 0 | 0 | -2219.34 | 8.5631 | 12562.1 | 0 | 0 | 0 | 0 | 0 | 0 | -2219.34 | 8.6326 | 12562.1 | 0 | 0 | 0 | 0 | 0 | 0 | -2219.34 | 8.5004 | 8.5631 | 8.6326
[20 empty] | 2020-01-28 | 649 | 1 | 28 | 1 | 0 | 0 | 8.5004 | 12635.5 | 0 | 0 | 0 | 0 | 0 | 0 | -2584.38 | 8.5631 | 12635.5 | 0 | 0 | 0 | 0 | 0 | 0 | -2584.38 | 8.6326 | 12635.5 | 0 | 0 | 0 | 0 | 0 | 0 | -2584.38 | 8.5004 | 8.5631 | 8.6326
[20 empty] | 2020-01-28 01:00 | 650 | 1 | 28 | 2 | 0 | 0 | 8.5004 | 12635.5 | 0 | 0 | 0 | 0 | 0 | 0 | -2887.07 | 8.5631 | 12635.5 | 0 | 0 | 0 | 0 | 0 | 0 | -2887.07 | 8.6326 | 12635.5 | 0 | 0 | 0 | 0 | 0 | 0 | -2887.07 | 8.5004 | 8.5631 | 8.6326
[20 empty] | 2020-01-28 02:00 | 651 | 1 | 28 | 3 | 0 | 0 | 8.5004 | 12635.5 | 0 | 0 | 0 | 0 | 0 | 0 | -3167.78 | 8.5631 | 12635.5 | 0 | 0 | 0 | 0 | 0 | 0 | -3167.78 | 8.6326 | 12635.5 | 0 | 0 | 0 | 0 | 0 | 0 | -3167.78 | 8.5004 | 8.5631 | 8.6326
[20 empty] | 2020-01-28 03:00 | 652 | 1 | 28 | 4 | 0 | 0 | 8.5004 | 12708.8 | 0 | 0 | 0 | 0 | 0 | 0 | -3479.62 | 8.5631 | 12708.8 | 0 | 0 | 0 | 0 | 0 | 0 | -3479.62 | 8.6326 | 12708.8 | 0 | 0 | 0 | 0 | 0 | 0 | -3479.62 | 8.5004 | 8.5631 | 8.6326
[20 empty] | 2020-01-28 04:00 | 653 | 1 | 28 | 5 | 0 | 0 | 36.4759 | 935244 | 15.956 | 54.4419 | 0 | 922535 | 922.535 | 121926 | -771186 | 39.0819 | 1000130 | 17.2843 | 58.974 | 0 | 987424 | 987.424 | 132077 | -830316 | 41.9046 | 1069640 | 18.6922 | 63.7778 | 0 | 1056930 | 1056.93 | 142835 | -893372 | 36.4759 | 39.0819 | 41.9046
[20 empty] | 2020-01-28 05:00 | 654 | 1 | 28 | 6 | 0 | 0 | 41.7988 | 865715 | 19.7468 | 67.3761 | 0 | 852933 | 852.933 | 150893 | -754593 | 45.2754 | 924482 | 21.9468 | 74.8825 | 0 | 911700 | 911.7 | 167704 | -808686 | 49.1424 | 988149 | 24.3989 | 83.249 | 0 | 975366 | 975.366 | 186441 | -867112 | 41.7988 | 45.2754 | 49.1424
[20 empty] | 2020-01-28 06:00 | 655 | 1 | 28 | 7 | 0 | 0 | 44.5905 | 877937 | 20.3728 | 69.512 | 0 | 842866 | 842.866 | 155677 | -745537 | 48.1272 | 933326 | 22.6363 | 77.2351 | 0 | 898254 | 898.254 | 172973 | -796248 | 52.0596 | 993199 | 25.1576 | 85.8377 | 0 | 958127 | 958.127 | 192240 | -850886 | 44.5905 | 48.1272 | 52.0596
[20 empty] | 2020-01-28 07:00 | 656 | 1 | 28 | 8 | 0 | 0 | 99.1697 | 976396 | 0.95413 | 3.2555 | 0 | 891614 | 891.614 | 7290.92 | -796116 | 100.47 | 1040580 | 1.0585 | 3.6117 | 0 | 955795 | 955.795 | 8088.6 | -856232 | 101.856 | 1110610 | 1.1743 | 4.0066 | 0 | 1025830 | 1025.83 | 8973.16 | -921779 | 99.1697 | 100.47 | 101.856
[20 empty] | 2020-01-28 08:00 | 657 | 1 | 28 | 9 | 177.682 | 0.17768 | 127.955 | 1094730 | 1.3641 | 4.6543 | 0 | 1010100 | 1010.1 | 10423.6 | -925472 | 128.164 | 1161880 | 1.4734 | 5.0273 | 0 | 1077240 | 1077.24 | 11259 | -989703 | 129.034 | 1234300 | 1.5948 | 5.4416 | 0 | 1149670 | 1149.67 | 12186.7 | -1058730 | 127.7773 | 127.9863 | 128.8563
[20 empty] | 2020-01-28 09:00 | 658 | 1 | 28 | 10 | 1994.876 | 1.9949 | 136.501 | 1027710 | 1.3885 | 4.7374 | 0 | 968075 | 968.075 | 10609.8 | -881447 | 136.864 | 1097170 | 1.4978 | 5.1106 | 0 | 1037540 | 1037.54 | 11445.4 | -948014 | 137.447 | 1172350 | 1.6192 | 5.5248 | 0 | 1112720 | 1112.72 | 12373.3 | -1019900 | 134.5061 | 134.8691 | 135.4521
[20 empty] | 2020-01-28 10:00 | 659 | 1 | 28 | 11 | 67188.722 | 67.1887 | 135.381 | 1011970 | 1.3882 | 4.7366 | 0 | 952335 | 952.335 | 10607.9 | -861482 | 135.466 | 1079430 | 1.4975 | 5.1096 | 0 | 1019800 | 1019.8 | 11443.4 | -925664 | 136.105 | 1153830 | 1.6189 | 5.5239 | 0 | 1094200 | 1094.2 | 12371 | -996454 | 68.1923 | 68.2773 | 68.9163
[20 empty] | 2020-01-28 11:00 | 660 | 1 | 28 | 12 | 35160.352 | 35.1604 | 114.296 | 1022540 | 1.389 | 4.7392 | 0 | 895881 | 895.881 | 10613.7 | -806905 | 114.928 | 1082490 | 1.4984 | 5.1125 | 0 | 955827 | 955.827 | 11449.7 | -863004 | 116.12 | 1148430 | 1.6198 | 5.5269 | 0 | 1021770 | 1021.77 | 12377.9 | -924677 | 79.1356 | 79.7676 | 80.9596
[20 empty] | 2020-01-28 12:00 | 661 | 1 | 28 | 13 | 128023.707 | 128.0237 | 137.085 | 940144 | 1.3641 | 4.6543 | 0 | 813486 | 813.486 | 10423.7 | -720468 | 138.017 | 991708 | 1.4734 | 5.0274 | 0 | 865049 | 865.049 | 11259.2 | -767405 | 139.183 | 1047810 | 1.5948 | 5.4416 | 0 | 921153 | 921.153 | 12186.8 | -818359 | 9.0613 | 9.9933 | 11.1593
[20 empty] | 2020-01-28 13:00 | 662 | 1 | 28 | 14 | 197972.204 | 197.9722 | 88.3043 | 895641 | 1.3641 | 4.6543 | 0 | 798122 | 798.122 | 10423.7 | -700090 | 89.2928 | 941447 | 1.4734 | 5.0274 | 0 | 843928 | 843.928 | 11259.1 | -740822 | 90.5699 | 992352 | 1.5948 | 5.4416 | 0 | 894833 | 894.833 | 12186.8 | -786066 | -109.6679 | -108.6794 | -107.4023
[20 empty] | 2020-01-28 14:00 | 663 | 1 | 28 | 15 | 156259.471 | 156.2595 | 83.369 | 857071 | 1.3643 | 4.6552 | 0 | 798174 | 798.174 | 10425.6 | -704294 | 84.3647 | 896437 | 1.4737 | 5.0283 | 0 | 837540 | 837.54 | 11261.2 | -738713 | 85.717 | 940268 | 1.5951 | 5.4426 | 0 | 881371 | 881.371 | 12189 | -777026 | -72.8905 | -71.8948 | -70.5425
[20 empty] | 2020-01-28 15:00 | 664 | 1 | 28 | 16 | 93711.357 | 93.7114 | 69.4555 | 870415 | 1.3641 | 4.6543 | 0 | 811591 | 811.591 | 10423.7 | -715133 | 70.5655 | 908712 | 1.4734 | 5.0274 | 0 | 849888 | 849.888 | 11259.1 | -748283 | 71.9787 | 950836 | 1.5948 | 5.4416 | 0 | 892013 | 892.013 | 12186.8 | -784697 | -24.2559 | -23.1459 | -21.7327
[20 empty] | 2020-01-28 16:00 | 665 | 1 | 28 | 17 | 23562.739 | 23.5627 | 67.9104 | 848425 | 1.3882 | 4.7366 | 0 | 814454 | 814.454 | 10607.9 | -716815 | 68.9105 | 888246 | 1.4975 | 5.1096 | 0 | 854274 | 854.274 | 11443.4 | -751415 | 70.2661 | 932413 | 1.6189 | 5.5239 | 0 | 898441 | 898.441 | 12371 | -789778 | 44.3477 | 45.3478 | 46.7034
[20 empty] | 2020-01-28 17:00 | 666 | 1 | 28 | 18 | 0 | 0 | 14.694 | 34191.2 | 0 | 0 | 0 | 0 | 0 | 0 | 0 | 14.694 | 34191.2 | 0 | 0 | 0 | 0 | 0 | 0 | 0 | 14.694 | 34191.2 | 0 | 0 | 0 | 0 | 0 | 0 | 0 | 14.694 | 14.694 | 14.694
[20 empty] | 2020-01-28 18:00 | 667 | 1 | 28 | 19 | 0 | 0 | 13.7827 | 34191.2 | 0 | 0 | 0 | 0 | 0 | 0 | 0 | 13.7827 | 34191.2 | 0 | 0 | 0 | 0 | 0 | 0 | 0 | 13.7827 | 34191.2 | 0 | 0 | 0 | 0 | 0 | 0 | 0 | 13.7827 | 13.7827 | 13.7827
[20 empty] | 2020-01-28 19:00 | 668 | 1 | 28 | 20 | 0 | 0 | 10.3847 | 34191.2 | 0 | 0 | 0 | 0 | 0 | 0 | 0 | 10.3847 | 34191.2 | 0 | 0 | 0 | 0 | 0 | 0 | 0 | 10.3847 | 34191.2 | 0 | 0 | 0 | 0 | 0 | 0 | 0 | 10.3847 | 10.3847 | 10.3847
[20 empty] | 2020-01-28 20:00 | 669 | 1 | 28 | 21 | 0 | 0 | 10.0196 | 11902.2 | 0 | 0 | 0 | 0 | 0 | 0 | -566.598 | 10.0823 | 11902.2 | 0 | 0 | 0 | 0 | 0 | 0 | -566.594 | 10.1519 | 11902.2 | 0 | 0 | 0 | 0 | 0 | 0 | -566.595 | 10.0196 | 10.0823 | 10.1519
[20 empty] | 2020-01-28 21:00 | 670 | 1 | 28 | 22 | 0 | 0 | 8.5004 | 12195.5 | 0 | 0 | 0 | 0 | 0 | 0 | -1382.62 | 8.5631 | 12195.5 | 0 | 0 | 0 | 0 | 0 | 0 | -1382.62 | 8.6326 | 12195.5 | 0 | 0 | 0 | 0 | 0 | 0 | -1382.62 | 8.5004 | 8.5631 | 8.6326
[20 empty] | 2020-01-28 22:00 | 671 | 1 | 28 | 23 | 0 | 0 | 8.5004 | 12195.5 | 0 | 0 | 0 | 0 | 0 | 0 | -1504.67 | 8.5631 | 12195.5 | 0 | 0 | 0 | 0 | 0 | 0 | -1504.67 | 8.6326 | 12195.5 | 0 | 0 | 0 | 0 | 0 | 0 | -1504.67 | 8.5004 | 8.5631 | 8.6326
[20 empty] | 2020-01-28 23:00 | 672 | 1 | 28 | 24 | 0 | 0 | 8.5004 | 12342.2 | 0 | 0 | 0 | 0 | 0 | 0 | -1862.46 | 8.5631 | 12342.2 | 0 | 0 | 0 | 0 | 0 | 0 | -1862.47 | 8.6326 | 12342.2 | 0 | 0 | 0 | 0 | 0 | 0 | -1862.47 | 8.5004 | 8.5631 | 8.6326
[20 empty] | 2020-01-29 | 673 | 1 | 29 | 1 | 0 | 0 | 8.5004 | 12488.8 | 0 | 0 | 0 | 0 | 0 | 0 | -2273.31 | 8.5631 | 12488.8 | 0 | 0 | 0 | 0 | 0 | 0 | -2273.33 | 8.6326 | 12488.8 | 0 | 0 | 0 | 0 | 0 | 0 | -2273.33 | 8.5004 | 8.5631 | 8.6326
[20 empty] | 2020-01-29 01:00 | 674 | 1 | 29 | 2 | 0 | 0 | 8.5004 | 12488.8 | 0 | 0 | 0 | 0 | 0 | 0 | -2563.61 | 8.5631 | 12488.8 | 0 | 0 | 0 | 0 | 0 | 0 | -2563.62 | 8.6326 | 12488.8 | 0 | 0 | 0 | 0 | 0 | 0 | -2563.62 | 8.5004 | 8.5631 | 8.6326
[20 empty] | 2020-01-29 02:00 | 675 | 1 | 29 | 3 | 0 | 0 | 8.5004 | 12488.8 | 0 | 0 | 0 | 0 | 0 | 0 | -2811.09 | 8.5631 | 12488.8 | 0 | 0 | 0 | 0 | 0 | 0 | -2811.1 | 8.6326 | 12488.8 | 0 | 0 | 0 | 0 | 0 | 0 | -2811.1 | 8.5004 | 8.5631 | 8.6326
[20 empty] | 2020-01-29 03:00 | 676 | 1 | 29 | 4 | 0 | 0 | 8.5004 | 12562.1 | 0 | 0 | 0 | 0 | 0 | 0 | -3110.51 | 8.5631 | 12562.1 | 0 | 0 | 0 | 0 | 0 | 0 | -3110.52 | 8.6326 | 12562.1 | 0 | 0 | 0 | 0 | 0 | 0 | -3110.52 | 8.5004 | 8.5631 | 8.6326
[20 empty] | 2020-01-29 04:00 | 677 | 1 | 29 | 5 | 0 | 0 | 37.4605 | 938281 | 16.9433 | 57.8105 | 0 | 925718 | 925.718 | 129471 | -763144 | 40.2358 | 999542 | 18.4451 | 62.9347 | 0 | 986980 | 986.98 | 140946 | -817592 | 43.2746 | 1066250 | 20.0721 | 68.486 | 0 | 1053690 | 1053.69 | 153379 | -876700 | 37.4605 | 40.2358 | 43.2746
[20 empty] | 2020-01-29 05:00 | 678 | 1 | 29 | 6 | 0 | 0 | 42.6162 | 848337 | 20.5783 | 70.2132 | 0 | 835702 | 835.702 | 157247 | -736952 | 46.1722 | 900146 | 22.8651 | 78.0157 | 0 | 887510 | 887.51 | 174722 | -783803 | 50.1413 | 956155 | 25.4274 | 86.7583 | 0 | 943519 | 943.519 | 194301 | -834244 | 42.6162 | 46.1722 | 50.1413
[20 empty] | 2020-01-29 06:00 | 679 | 1 | 29 | 7 | 0 | 0 | 45.2663 | 849057 | 21.0767 | 71.9137 | 0 | 814059 | 814.059 | 161056 | -716148 | 48.8459 | 897737 | 23.3904 | 79.808 | 0 | 862739 | 862.739 | 178735 | -759840 | 52.8192 | 949137 | 25.9618 | 88.5817 | 0 | 914139 | 914.139 | 198385 | -805660 | 45.2663 | 48.8459 | 52.8192
[20 empty] | 2020-01-29 07:00 | 680 | 1 | 29 | 8 | 7707.177 | 7.7072 | 99.0205 | 966669 | 0.95414 | 3.2555 | 0 | 881960 | 881.96 | 7290.94 | -785610 | 100.291 | 1031980 | 1.0585 | 3.6117 | 0 | 947268 | 947.268 | 8088.62 | -846707 | 101.636 | 1103210 | 1.1743 | 4.0067 | 0 | 1018500 | 1018.5 | 8973.19 | -913297 | 91.3133 | 92.5838 | 93.9288
[20 empty] | 2020-01-29 08:00 | 681 | 1 | 29 | 9 | 87063.29 | 87.0633 | 129.178 | 1060040 | 1.3641 | 4.6543 | 0 | 975627 | 975.627 | 10423.6 | -891901 | 129.148 | 1125770 | 1.4734 | 5.0273 | 0 | 1041360 | 1041.36 | 11259.1 | -954586 | 129.428 | 1198230 | 1.5948 | 5.4416 | 0 | 1113810 | 1113.81 | 12186.7 | -1023660 | 42.1147 | 42.0847 | 42.3647
[20 empty] | 2020-01-29 09:00 | 682 | 1 | 29 | 10 | 102111.215 | 102.1112 | 135.532 | 970970 | 1.3885 | 4.7375 | 0 | 911559 | 911.559 | 10609.8 | -821070 | 135.78 | 1033630 | 1.4978 | 5.1106 | 0 | 974215 | 974.215 | 11445.5 | -879953 | 136.192 | 1102100 | 1.6193 | 5.5249 | 0 | 1042690 | 1042.69 | 12373.3 | -944234 | 33.4208 | 33.6688 | 34.0808
[20 empty] | 2020-01-29 10:00 | 683 | 1 | 29 | 11 | 122617.636 | 122.6176 | 134.279 | 949811 | 1.3882 | 4.7366 | 0 | 890400 | 890.4 | 10607.9 | -795549 | 134.6 | 1009270 | 1.4975 | 5.1096 | 0 | 949864 | 949.864 | 11443.4 | -850773 | 135.721 | 1074760 | 1.6189 | 5.5239 | 0 | 1015350 | 1015.35 | 12371 | -911548 | 11.6614 | 11.9824 | 13.1034
[20 empty] | 2020-01-29 11:00 | 684 | 1 | 29 | 12 | 152424.344 | 152.4243 | 113.795 | 964213 | 1.389 | 4.7392 | 0 | 837554 | 837.554 | 10613.8 | -744647 | 114.665 | 1016870 | 1.4984 | 5.1125 | 0 | 890215 | 890.215 | 11449.8 | -792770 | 115.913 | 1074520 | 1.6199 | 5.5269 | 0 | 947861 | 947.861 | 12377.9 | -845360 | -38.6293 | -37.7593 | -36.5113
[20 empty] | 2020-01-29 12:00 | 685 | 1 | 29 | 13 | 178932.316 | 178.9323 | 136.733 | 884736 | 1.3646 | 4.656 | 0 | 758077 | 758.077 | 10427.5 | -663028 | 137.693 | 930797 | 1.474 | 5.0292 | 0 | 804138 | 804.138 | 11263.3 | -704104 | 138.936 | 980860 | 1.5954 | 5.4436 | 0 | 854201 | 854.201 | 12191.3 | -748608 | -42.1993 | -41.2393 | -39.9963
[20 empty] | 2020-01-29 13:00 | 686 | 1 | 29 | 14 | 219682.542 | 219.6825 | 87.623 | 848123 | 1.3641 | 4.6543 | 0 | 750884 | 750.884 | 10423.6 | -652389 | 88.8201 | 890680 | 1.4734 | 5.0274 | 0 | 793441 | 793.441 | 11259.1 | -689777 | 90.3266 | 937814 | 1.5948 | 5.4416 | 0 | 840576 | 840.576 | 12186.8 | -731161 | -132.0595 | -130.8624 | -129.3559
[20 empty] | 2020-01-29 14:00 | 687 | 1 | 29 | 15 | 176944.136 | 176.9441 | 82.9023 | 841304 | 1.3654 | 4.6586 | 0 | 782261 | 782.261 | 10433.3 | -683841 | 84.0729 | 882365 | 1.4748 | 5.032 | 0 | 823322 | 823.322 | 11269.5 | -719750 | 85.5704 | 927800 | 1.5963 | 5.4466 | 0 | 868756 | 868.756 | 12198 | -759453 | -94.0418 | -92.8712 | -91.3737
[20 empty] | 2020-01-29 15:00 | 688 | 1 | 29 | 16 | 108308.072 | 108.3081 | 69.3453 | 860823 | 1.3687 | 4.6699 | 0 | 801853 | 801.853 | 10458.5 | -705015 | 70.5151 | 902270 | 1.478 | 5.043 | 0 | 843299 | 843.299 | 11294.1 | -741369 | 71.9573 | 948223 | 1.5994 | 5.4573 | 0 | 889253 | 889.253 | 12222 | -781653 | -38.9628 | -37.793 | -36.3508
[20 empty] | 2020-01-29 16:00 | 689 | 1 | 29 | 17 | 29449.285 | 29.4493 | 71.4317 | 841085 | 1.3882 | 4.7367 | 0 | 806967 | 806.967 | 10608.1 | -709045 | 72.0213 | 885303 | 1.4976 | 5.1097 | 0 | 851185 | 851.185 | 11443.6 | -748115 | 72.9869 | 934028 | 1.619 | 5.524 | 0 | 899911 | 899.911 | 12371.3 | -791116 | 41.9824 | 42.572 | 43.5376
[20 empty] | 2020-01-29 17:00 | 690 | 1 | 29 | 18 | 0 | 0 | 14.694 | 33897.8 | 0 | 0 | 0 | 0 | 0 | 0 | 0 | 14.694 | 33897.8 | 0 | 0 | 0 | 0 | 0 | 0 | 0 | 14.694 | 33897.8 | 0 | 0 | 0 | 0 | 0 | 0 | 0 | 14.694 | 14.694 | 14.694
[20 empty] | 2020-01-29 18:00 | 691 | 1 | 29 | 19 | 0 | 0 | 13.7827 | 33824.4 | 0 | 0 | 0 | 0 | 0 | 0 | 0 | 13.7827 | 33824.4 | 0 | 0 | 0 | 0 | 0 | 0 | 0 | 13.7827 | 33824.4 | 0 | 0 | 0 | 0 | 0 | 0 | 0 | 13.7827 | 13.7827 | 13.7827
[20 empty] | 2020-01-29 19:00 | 692 | 1 | 29 | 20 | 0 | 0 | 10.3847 | 33824.4 | 0 | 0 | 0 | 0 | 0 | 0 | 0 | 10.3847 | 33824.4 | 0 | 0 | 0 | 0 | 0 | 0 | 0 | 10.3847 | 33824.4 | 0 | 0 | 0 | 0 | 0 | 0 | 0 | 10.3847 | 10.3847 | 10.3847
[20 empty] | 2020-01-29 20:00 | 693 | 1 | 29 | 21 | 0 | 0 | 8.8655 | 11315.6 | 0 | 0 | 0 | 0 | 0 | 0 | 0 | 8.8655 | 11315.6 | 0 | 0 | 0 | 0 | 0 | 0 | 0 | 8.8655 | 11315.6 | 0 | 0 | 0 | 0 | 0 | 0 | 0 | 8.8655 | 8.8655 | 8.8655
[20 empty] | 2020-01-29 21:00 | 694 | 1 | 29 | 22 | 0 | 0 | 8.5004 | 11388.9 | 0 | 0 | 0 | 0 | 0 | 0 | -492.872 | 8.5631 | 11388.9 | 0 | 0 | 0 | 0 | 0 | 0 | -492.86 | 8.6326 | 11388.9 | 0 | 0 | 0 | 0 | 0 | 0 | -492.855 | 8.5004 | 8.5631 | 8.6326
[20 empty] | 2020-01-29 22:00 | 695 | 1 | 29 | 23 | 0 | 0 | 8.5004 | 11535.5 | 0 | 0 | 0 | 0 | 0 | 0 | -787.242 | 8.5631 | 11535.5 | 0 | 0 | 0 | 0 | 0 | 0 | -787.226 | 8.6326 | 11535.5 | 0 | 0 | 0 | 0 | 0 | 0 | -787.226 | 8.5004 | 8.5631 | 8.6326
[20 empty] | 2020-01-29 23:00 | 696 | 1 | 29 | 24 | 0 | 0 | 8.5004 | 11462.2 | 0 | 0 | 0 | 0 | 0 | 0 | -964.866 | 8.5631 | 11462.2 | 0 | 0 | 0 | 0 | 0 | 0 | -964.854 | 8.6326 | 11462.2 | 0 | 0 | 0 | 0 | 0 | 0 | -964.85 | 8.5004 | 8.5631 | 8.6326
[20 empty] | 2020-01-30 | 697 | 1 | 30 | 1 | 0 | 0 | 8.9057 | 11535.5 | 0 | 0 | 0 | 0 | 0 | 0 | -1247.63 | 8.9684 | 11535.5 | 0 | 0 | 0 | 0 | 0 | 0 | -1247.62 | 9.038 | 11535.5 | 0 | 0 | 0 | 0 | 0 | 0 | -1247.62 | 8.9057 | 8.9684 | 9.038
[20 empty] | 2020-01-30 01:00 | 698 | 1 | 30 | 2 | 0 | 0 | 8.9057 | 11608.9 | 0 | 0 | 0 | 0 | 0 | 0 | -1530.19 | 8.9684 | 11608.9 | 0 | 0 | 0 | 0 | 0 | 0 | -1530.17 | 9.038 | 11608.9 | 0 | 0 | 0 | 0 | 0 | 0 | -1530.17 | 8.9057 | 8.9684 | 9.038
[20 empty] | 2020-01-30 02:00 | 699 | 1 | 30 | 3 | 0 | 0 | 8.9057 | 11535.5 | 0 | 0 | 0 | 0 | 0 | 0 | -1724.48 | 8.9684 | 11535.5 | 0 | 0 | 0 | 0 | 0 | 0 | -1724.47 | 9.038 | 11535.5 | 0 | 0 | 0 | 0 | 0 | 0 | -1724.47 | 8.9057 | 8.9684 | 9.038
[20 empty] | 2020-01-30 03:00 | 700 | 1 | 30 | 4 | 0 | 0 | 8.9057 | 11315.6 | 0 | 0 | 0 | 0 | 0 | 0 | -1741.23 | 8.9684 | 11315.6 | 0 | 0 | 0 | 0 | 0 | 0 | -1741.22 | 9.038 | 11315.6 | 0 | 0 | 0 | 0 | 0 | 0 | -1741.22 | 8.9057 | 8.9684 | 9.038
[20 empty] | 2020-01-30 04:00 | 701 | 1 | 30 | 5 | 0 | 0 | 8.9057 | 11315.6 | 0 | 0 | 0 | 0 | 0 | 0 | -1908.6 | 8.9684 | 11315.6 | 0 | 0 | 0 | 0 | 0 | 0 | -1908.59 | 9.038 | 11315.6 | 0 | 0 | 0 | 0 | 0 | 0 | -1908.59 | 8.9057 | 8.9684 | 9.038
[20 empty] | 2020-01-30 05:00 | 702 | 1 | 30 | 6 | 0 | 0 | 8.9057 | 11315.6 | 0 | 0 | 0 | 0 | 0 | 0 | -2051.61 | 8.9684 | 11315.6 | 0 | 0 | 0 | 0 | 0 | 0 | -2051.61 | 9.038 | 11315.6 | 0 | 0 | 0 | 0 | 0 | 0 | -2051.61 | 8.9057 | 8.9684 | 9.038
[20 empty] | 2020-01-30 06:00 | 703 | 1 | 30 | 7 | 0 | 0 | 8.9057 | 11388.9 | 0 | 0 | 0 | 0 | 0 | 0 | -2212.23 | 8.9684 | 11388.9 | 0 | 0 | 0 | 0 | 0 | 0 | -2212.22 | 9.038 | 11388.9 | 0 | 0 | 0 | 0 | 0 | 0 | -2212.22 | 8.9057 | 8.9684 | 9.038
[20 empty] | 2020-01-30 07:00 | 704 | 1 | 30 | 8 | 1519.543 | 1.5195 | 8.9057 | 11388.9 | 0 | 0 | 0 | 0 | 0 | 0 | -2322.24 | 8.9684 | 11388.9 | 0 | 0 | 0 | 0 | 0 | 0 | -2322.24 | 9.038 | 11388.9 | 0 | 0 | 0 | 0 | 0 | 0 | -2322.24 | 7.3861 | 7.4488 | 7.5184
[20 empty] | 2020-01-30 08:00 | 705 | 1 | 30 | 9 | 28965.776 | 28.9658 | 8.6527 | 11535.5 | 0 | 0 | 0 | 0 | 0 | 0 | -2510.26 | 8.706 | 11535.5 | 0 | 0 | 0 | 0 | 0 | 0 | -2510.26 | 8.7705 | 11535.5 | 0 | 0 | 0 | 0 | 0 | 0 | -2510.26 | -20.3131 | -20.2598 | -20.1952
[20 empty] | 2020-01-30 09:00 | 706 | 1 | 30 | 10 | 81294.852 | 81.2949 | 8.6619 | 11535.5 | 0 | 0 | 0 | 0 | 0 | 0 | -2615.69 | 8.7064 | 11535.5 | 0 | 0 | 0 | 0 | 0 | 0 | -2615.68 | 8.7711 | 11535.5 | 0 | 0 | 0 | 0 | 0 | 0 | -2615.68 | -72.6329 | -72.5885 | -72.5238
[20 empty] | 2020-01-30 10:00 | 707 | 1 | 30 | 11 | 108860.945 | 108.8609 | 8.622 | 11535.5 | 0 | 0 | 0 | 0 | 0 | 0 | -2696.86 | 8.6846 | 11535.5 | 0 | 0 | 0 | 0 | 0 | 0 | -2696.85 | 8.7542 | 11535.5 | 0 | 0 | 0 | 0 | 0 | 0 | -2696.85 | -100.239 | -100.1763 | -100.1067
[20 empty] | 2020-01-30 11:00 | 708 | 1 | 30 | 12 | 58249.799 | 58.2498 | 8.622 | 11388.9 | 0 | 0 | 0 | 0 | 0 | 0 | -2689.79 | 8.6846 | 11388.9 | 0 | 0 | 0 | 0 | 0 | 0 | -2689.79 | 8.7542 | 11388.9 | 0 | 0 | 0 | 0 | 0 | 0 | -2689.79 | -49.6278 | -49.5651 | -49.4956
[20 empty] | 2020-01-30 12:00 | 709 | 1 | 30 | 13 | 65001.699 | 65.0017 | 8.622 | 11242.2 | 0 | 0 | 0 | 0 | 0 | 0 | -2655.08 | 8.6846 | 11242.2 | 0 | 0 | 0 | 0 | 0 | 0 | -2655.08 | 8.7542 | 11242.2 | 0 | 0 | 0 | 0 | 0 | 0 | -2655.08 | -56.3797 | -56.317 | -56.2475
[20 empty] | 2020-01-30 13:00 | 710 | 1 | 30 | 14 | 11020.989 | 11.021 | 8.622 | 11242.2 | 0 | 0 | 0 | 0 | 0 | 0 | -2686.02 | 8.6846 | 11242.2 | 0 | 0 | 0 | 0 | 0 | 0 | -2686.02 | 8.7542 | 11242.2 | 0 | 0 | 0 | 0 | 0 | 0 | -2686.02 | -2.399 | -2.3363 | -2.2668
[20 empty] | 2020-01-30 14:00 | 711 | 1 | 30 | 15 | 6553.427 | 6.5534 | 8.622 | 11315.6 | 0 | 0 | 0 | 0 | 0 | 0 | -2726.65 | 8.6846 | 11315.6 | 0 | 0 | 0 | 0 | 0 | 0 | -2726.65 | 8.7542 | 11315.6 | 0 | 0 | 0 | 0 | 0 | 0 | -2726.65 | 2.0685 | 2.1312 | 2.2008
[20 empty] | 2020-01-30 15:00 | 712 | 1 | 30 | 16 | 2727.886 | 2.7279 | 8.622 | 11315.6 | 0 | 0 | 0 | 0 | 0 | 0 | -2713.58 | 8.6846 | 11315.6 | 0 | 0 | 0 | 0 | 0 | 0 | -2713.58 | 8.7542 | 11315.6 | 0 | 0 | 0 | 0 | 0 | 0 | -2713.58 | 5.8941 | 5.9568 | 6.0263
[20 empty] | 2020-01-30 16:00 | 713 | 1 | 30 | 17 | 8623.115 | 8.6231 | 8.629 | 11315.6 | 0 | 0 | 0 | 0 | 0 | 0 | -2684.76 | 8.6846 | 11315.6 | 0 | 0 | 0 | 0 | 0 | 0 | -2684.76 | 8.7542 | 11315.6 | 0 | 0 | 0 | 0 | 0 | 0 | -2684.76 | 0.005895 | 0.061535 | 0.13111
[20 empty] | 2020-01-30 17:00 | 714 | 1 | 30 | 18 | 0 | 0 | 8.9057 | 11608.9 | 0 | 0 | 0 | 0 | 0 | 0 | -2998.48 | 8.9684 | 11608.9 | 0 | 0 | 0 | 0 | 0 | 0 | -2998.48 | 9.038 | 11608.9 | 0 | 0 | 0 | 0 | 0 | 0 | -2998.47 | 8.9057 | 8.9684 | 9.038
[20 empty] | 2020-01-30 18:00 | 715 | 1 | 30 | 19 | 0 | 0 | 8.9057 | 11902.2 | 0 | 0 | 0 | 0 | 0 | 0 | -3385.05 | 8.9684 | 11902.2 | 0 | 0 | 0 | 0 | 0 | 0 | -3385.05 | 9.038 | 11902.2 | 0 | 0 | 0 | 0 | 0 | 0 | -3385.05 | 8.9057 | 8.9684 | 9.038
[20 empty] | 2020-01-30 19:00 | 716 | 1 | 30 | 20 | 0 | 0 | 8.9057 | 11902.2 | 0 | 0 | 0 | 0 | 0 | 0 | -3594.17 | 8.9684 | 11902.2 | 0 | 0 | 0 | 0 | 0 | 0 | -3594.17 | 9.038 | 11902.2 | 0 | 0 | 0 | 0 | 0 | 0 | -3594.17 | 8.9057 | 8.9684 | 9.038
[20 empty] | 2020-01-30 20:00 | 717 | 1 | 30 | 21 | 0 | 0 | 8.9057 | 134869 | 0 | 0 | 0 | 122527 | 122.527 | 0 | -4256.31 | 8.9684 | 139496 | 0 | 0 | 0 | 127154 | 127.154 | 0 | -4261.58 | 9.038 | 12342.2 | 0 | 0 | 0 | 0 | 0 | 0 | -4267.64 | 8.9057 | 8.9684 | 9.038
[20 empty] | 2020-01-30 21:00 | 718 | 1 | 30 | 22 | 0 | 0 | 8.9057 | 42942.3 | 0 | 0 | 0 | 30526.8 | 30.5268 | 0 | -4820.52 | 8.9684 | 44263.3 | 0 | 0 | 0 | 31847.8 | 31.8478 | 0 | -4826.04 | 9.038 | 147725 | 0 | 0 | 0 | 135310 | 135.31 | 0 | -4833.13 | 8.9057 | 8.9684 | 9.038
[20 empty] | 2020-01-30 22:00 | 719 | 1 | 30 | 23 | 0 | 0 | 8.9057 | 41355.2 | 0 | 0 | 0 | 28939.7 | 28.9397 | 0 | -5313.97 | 8.9684 | 42558.5 | 0 | 0 | 0 | 30143 | 30.143 | 0 | -5320.31 | 9.038 | 43899.3 | 0 | 0 | 0 | 31483.8 | 31.4838 | 0 | -5328.09 | 8.9057 | 8.9684 | 9.038
[20 empty] | 2020-01-30 23:00 | 720 | 1 | 30 | 24 | 0 | 0 | 8.9057 | 46585.2 | 0 | 0 | 0 | 34023.1 | 34.0231 | 0 | -5956.43 | 8.9684 | 48027 | 0 | 0 | 0 | 35464.8 | 35.4648 | 0 | -5963.5 | 9.038 | 49894.8 | 0 | 0 | 0 | 37332.7 | 37.3327 | 0 | -6271.27 | 8.9057 | 8.9684 | 9.038
[20 empty] | 2020-01-31 | 721 | 1 | 31 | 1 | 0 | 0 | 8.9057 | 42980.4 | 0 | 0 | 0 | 30344.9 | 30.3449 | 0 | -6532.24 | 8.9684 | 44743.6 | 0 | 0 | 0 | 32108.2 | 32.1082 | 0 | -7176.19 | 9.038 | 47537 | 0 | 0 | 0 | 34901.5 | 34.9015 | 0 | -8738.01 | 8.9057 | 8.9684 | 9.038
[20 empty] | 2020-01-31 01:00 | 722 | 1 | 31 | 2 | 0 | 0 | 8.9057 | 44261.2 | 0 | 0 | 0 | 31625.7 | 31.6257 | 0 | -7797.72 | 8.9684 | 46799.9 | 0 | 0 | 0 | 34164.4 | 34.1644 | 0 | -9110.59 | 9.038 | 51019.1 | 0 | 0 | 0 | 38383.7 | 38.3837 | 0 | -11874.4 | 8.9057 | 8.9684 | 9.038
[20 empty] | 2020-01-31 02:00 | 723 | 1 | 31 | 3 | 0 | 0 | 8.9057 | 46949.5 | 0 | 0 | 0 | 34240.7 | 34.2407 | 0 | -10351 | 8.9684 | 50413.9 | 0 | 0 | 0 | 37705.1 | 37.7051 | 0 | -12493.2 | 9.038 | 56554.5 | 0 | 0 | 0 | 43845.7 | 43.8457 | 0 | -17041.2 | 8.9057 | 8.9684 | 9.038
[20 empty] | 2020-01-31 03:00 | 724 | 1 | 31 | 4 | 0 | 0 | 8.9057 | 50367.4 | 0 | 0 | 0 | 37585.2 | 37.5852 | 0 | -13301.3 | 8.9684 | 55394.3 | 0 | 0 | 0 | 42612.2 | 42.6122 | 0 | -16944.4 | 9.038 | 62863.7 | 0 | 0 | 0 | 50081.6 | 50.0816 | 0 | -22404.9 | 8.9057 | 8.9684 | 9.038
[20 empty] | 2020-01-31 04:00 | 725 | 1 | 31 | 5 | 0 | 0 | 8.9057 | 54493 | 0 | 0 | 0 | 41710.8 | 41.7108 | 0 | -17007.8 | 8.9684 | 60492.9 | 0 | 0 | 0 | 47710.8 | 47.7108 | 0 | -21253.3 | 9.038 | 68600.6 | 0 | 0 | 0 | 55818.4 | 55.8184 | 0 | -27133.3 | 8.9057 | 8.9684 | 9.038
[20 empty] | 2020-01-31 05:00 | 726 | 1 | 31 | 6 | 0 | 0 | 8.9057 | 59684.9 | 0 | 0 | 0 | 46756.1 | 46.7561 | 0 | -21507.2 | 8.9684 | 66673.8 | 0 | 0 | 0 | 53745 | 53.745 | 0 | -26676.7 | 9.038 | 75830.5 | 0 | 0 | 0 | 62901.7 | 62.9017 | 0 | -33610.7 | 8.9057 | 8.9684 | 9.038
[20 empty] | 2020-01-31 06:00 | 727 | 1 | 31 | 7 | 0 | 0 | 8.9057 | 64918.3 | 0 | 0 | 0 | 51916.2 | 51.9162 | 0 | -25870 | 8.9684 | 73504.5 | 0 | 0 | 0 | 60502.4 | 60.5024 | 0 | -32548.2 | 9.038 | 84823.9 | 0 | 0 | 0 | 71821.8 | 71.8218 | 0 | -41591.4 | 8.9057 | 8.9684 | 9.038
[20 empty] | 2020-01-31 07:00 | 728 | 1 | 31 | 8 | 9008.635 | 9.0086 | 8.8471 | 69072.8 | 0 | 0 | 0 | 56070.7 | 56.0707 | 0 | -29132.7 | 8.8985 | 78149.7 | 0 | 0 | 0 | 65147.6 | 65.1476 | 0 | -35861.1 | 8.9595 | 92679.4 | 0 | 0 | 0 | 79677.3 | 79.6773 | 0 | -47851.5 | -0.16152 | -0.11011 | -0.049165
[20 empty] | 2020-01-31 08:00 | 729 | 1 | 31 | 9 | 89454.704 | 89.4547 | 8.7229 | 71536.3 | 0 | 0 | 0 | 58607.5 | 58.6075 | 0 | -30922.9 | 8.7431 | 80792 | 0 | 0 | 0 | 67863.2 | 67.8632 | 0 | -37838.2 | 8.7775 | 96353.5 | 0 | 0 | 0 | 83424.7 | 83.4247 | 0 | -50009.9 | -80.7318 | -80.7116 | -80.6772
[20 empty] | 2020-01-31 09:00 | 730 | 1 | 31 | 10 | 162602.504 | 162.6025 | 8.7501 | 74133.3 | 0 | 0 | 0 | 61351.1 | 61.3511 | 0 | -33445.9 | 8.7842 | 84278.5 | 0 | 0 | 0 | 71496.4 | 71.4964 | 0 | -41311.9 | 8.8249 | 99853.9 | 0 | 0 | 0 | 87071.8 | 87.0718 | 0 | -53438.3 | -153.8524 | -153.8183 | -153.7776
[20 empty] | 2020-01-31 10:00 | 731 | 1 | 31 | 11 | 210120.806 | 210.1208 | 8.622 | 76415.5 | 0 | 0 | 0 | 63633.4 | 63.6334 | 0 | -35195.6 | 8.6846 | 87486.2 | 0 | 0 | 0 | 74704.1 | 74.7041 | 0 | -43795.6 | 8.7542 | 103468 | 0 | 0 | 0 | 90686 | 90.686 | 0 | -56400.5 | -201.4988 | -201.4362 | -201.3666
[20 empty] | 2020-01-31 11:00 | 732 | 1 | 31 | 12 | 233900.13 | 233.9001 | 8.6247 | 69491.9 | 0 | 0 | 0 | 57076.4 | 57.0764 | 0 | -32116.8 | 8.6846 | 78191.2 | 0 | 0 | 0 | 65775.7 | 65.7757 | 0 | -38036.9 | 8.7542 | 90999.9 | 0 | 0 | 0 | 78584.4 | 78.5844 | 0 | -47164.4 | -225.2755 | -225.2155 | -225.1459
[20 empty] | 2020-01-31 12:00 | 733 | 1 | 31 | 13 | 237131.986 | 237.132 | 8.6312 | 70209.4 | 0 | 0 | 0 | 57867.3 | 57.8673 | 0 | -31564.8 | 8.6848 | 77887.9 | 0 | 0 | 0 | 65545.7 | 65.5457 | 0 | -37090.3 | 8.7542 | 88598 | 0 | 0 | 0 | 76255.8 | 76.2558 | 0 | -44849.2 | -228.5008 | -228.4472 | -228.3778
[20 empty] | 2020-01-31 13:00 | 734 | 1 | 31 | 14 | 217561.82 | 217.5618 | 8.6281 | 73249.9 | 0 | 0 | 0 | 60907.8 | 60.9078 | 0 | -32724 | 8.6846 | 80909.2 | 0 | 0 | 0 | 68567 | 68.567 | 0 | -38225.6 | 8.7542 | 89569.8 | 0 | 0 | 0 | 77227.7 | 77.2277 | 0 | -43960.2 | -208.9337 | -208.8772 | -208.8076
[20 empty] | 2020-01-31 14:00 | 735 | 1 | 31 | 15 | 176250.9 | 176.2509 | 8.6251 | 62244.4 | 0 | 0 | 0 | 50195.6 | 50.1956 | 0 | -30093.2 | 8.6846 | 67780.7 | 0 | 0 | 0 | 55731.9 | 55.7319 | 0 | -33724.7 | 8.7542 | 73585.8 | 0 | 0 | 0 | 61537 | 61.537 | 0 | -37488.9 | -167.6258 | -167.5662 | -167.4967
[20 empty] | 2020-01-31 15:00 | 736 | 1 | 31 | 16 | 109291.265 | 109.2913 | 8.6244 | 70077.3 | 0 | 0 | 0 | 58028.5 | 58.0285 | 0 | -29939 | 8.6846 | 75255.2 | 0 | 0 | 0 | 63206.4 | 63.2064 | 0 | -33251.7 | 8.7542 | 80305.2 | 0 | 0 | 0 | 68256.4 | 68.2564 | 0 | -36219.1 | -100.6668 | -100.6066 | -100.537
[20 empty] | 2020-01-31 16:00 | 737 | 1 | 31 | 17 | 31217.78 | 31.2178 | 8.6297 | 71718.2 | 0 | 0 | 0 | 59669.4 | 59.6694 | 0 | -31861.2 | 8.6846 | 77597.6 | 0 | 0 | 0 | 65548.7 | 65.5487 | 0 | -36080.9 | 8.7542 | 82795.6 | 0 | 0 | 0 | 70746.7 | 70.7467 | 0 | -39485.9 | -22.5881 | -22.5331 | -22.4635
[20 empty] | 2020-01-31 17:00 | 738 | 1 | 31 | 18 | 0 | 0 | 8.9057 | 81962.4 | 0 | 0 | 0 | 69766.9 | 69.7669 | 0 | -37736.2 | 8.9684 | 88987 | 0 | 0 | 0 | 76791.5 | 76.7915 | 0 | -42684.5 | 9.038 | 95904.3 | 0 | 0 | 0 | 83708.8 | 83.7088 | 0 | -47600.8 | 8.9057 | 8.9684 | 9.038
[20 empty] | 2020-01-31 18:00 | 739 | 1 | 31 | 19 | 0 | 0 | 8.9057 | 86051.6 | 0 | 0 | 0 | 73782.8 | 73.7828 | 0 | -42823.1 | 8.9684 | 93590.8 | 0 | 0 | 0 | 81322 | 81.322 | 0 | -48247.3 | 9.038 | 101098 | 0 | 0 | 0 | 88829.1 | 88.8291 | 0 | -53476.2 | 8.9057 | 8.9684 | 9.038
[20 empty] | 2020-01-31 19:00 | 740 | 1 | 31 | 20 | 0 | 0 | 8.9057 | 92362 | 0 | 0 | 0 | 80019.9 | 80.0199 | 0 | -48215.1 | 8.9684 | 100610 | 0 | 0 | 0 | 88268 | 88.268 | 0 | -54286.7 | 9.038 | 109026 | 0 | 0 | 0 | 96683.7 | 96.6837 | 0 | -60445.6 | 8.9057 | 8.9684 | 9.038
[20 empty] | 2020-01-31 20:00 | 741 | 1 | 31 | 21 | 0 | 0 | 8.9057 | 99845.8 | 0 | 0 | 0 | 87430.3 | 87.4303 | 0 | -54841.4 | 8.9684 | 108561 | 0 | 0 | 0 | 96145.4 | 96.1454 | 0 | -61226.8 | 9.038 | 117701 | 0 | 0 | 0 | 105286 | 105.286 | 0 | -67897.5 | 8.9057 | 8.9684 | 9.038
[20 empty] | 2020-01-31 21:00 | 742 | 1 | 31 | 22 | 0 | 0 | 8.9057 | 98144.3 | 0 | 0 | 0 | 85875.5 | 85.8755 | 0 | -58310.3 | 8.9684 | 106790 | 0 | 0 | 0 | 94521.1 | 94.5211 | 0 | -64916.7 | 9.038 | 115911 | 0 | 0 | 0 | 103642 | 103.642 | 0 | -71844 | 8.9057 | 8.9684 | 9.038
[20 empty] | 2020-01-31 22:00 | 743 | 1 | 31 | 23 | 0 | 0 | 8.9057 | 101300 | 0 | 0 | 0 | 89177.7 | 89.1777 | 0 | -60903.4 | 8.9684 | 110063 | 0 | 0 | 0 | 97940.4 | 97.9404 | 0 | -67568.5 | 9.038 | 119443 | 0 | 0 | 0 | 107321 | 107.321 | 0 | -74704.4 | 8.9057 | 8.9684 | 9.038
[20 empty] | 2020-01-31 23:00 | 744 | 1 | 31 | 24 | 0 | 0 | 8.9057 | 103567 | 0 | 0 | 0 | 91591 | 91.591 | 0 | -62778.9 | 8.9684 | 112556 | 0 | 0 | 0 | 100580 | 100.58 | 0 | -69682.6 | 9.038 | 122038 | 0 | 0 | 0 | 110063 | 110.063 | 0 | -76864.6 | 8.9057 | 8.9684 | 9.038
[20 empty] | 2020-02-01 | 745 | 2 | 1 | 1 | 0 | 0 | 8.5004 | 105404 | 0 | 0 | 0 | 93575.5 | 93.5755 | 0 | -64407.8 | 8.5631 | 114609 | 0 | 0 | 0 | 102780 | 102.78 | 0 | -71476.5 | 8.6326 | 124404 | 0 | 0 | 0 | 112575 | 112.575 | 0 | -78999.2 | 8.5004 | 8.5631 | 8.6326
[20 empty] | 2020-02-01 01:00 | 746 | 2 | 1 | 2 | 0 | 0 | 8.5004 | 113554 | 0 | 0 | 0 | 101725 | 101.725 | 0 | -68162.1 | 8.5631 | 123234 | 0 | 0 | 0 | 111405 | 111.405 | 0 | -75445.1 | 8.6326 | 134180 | 0 | 0 | 0 | 122352 | 122.352 | 0 | -83865.2 | 8.5004 | 8.5631 | 8.6326
[20 empty] | 2020-02-01 02:00 | 747 | 2 | 1 | 3 | 0 | 0 | 8.5004 | 117520 | 0 | 0 | 0 | 105691 | 105.691 | 0 | -71414.8 | 8.5631 | 127585 | 0 | 0 | 0 | 115756 | 115.756 | 0 | -79065.6 | 8.6326 | 139369 | 0 | 0 | 0 | 127540 | 127.54 | 0 | -88136.7 | 8.5004 | 8.5631 | 8.6326
[20 empty] | 2020-02-01 03:00 | 748 | 2 | 1 | 4 | 0 | 0 | 8.5004 | 121007 | 0 | 0 | 0 | 109178 | 109.178 | 0 | -74291.7 | 8.5631 | 131907 | 0 | 0 | 0 | 120078 | 120.078 | 0 | -82769.5 | 8.6326 | 144039 | 0 | 0 | 0 | 132210 | 132.21 | 0 | -92017.7 | 8.5004 | 8.5631 | 8.6326
[20 empty] | 2020-02-01 04:00 | 749 | 2 | 1 | 5 | 0 | 0 | 24.3026 | 874887 | 6.3487 | 21.6618 | 0 | 863058 | 863.058 | 48513.1 | -781517 | 26.2081 | 939085 | 6.9912 | 23.8541 | 0 | 927256 | 927.256 | 53422.9 | -841155 | 28.1088 | 1009340 | 7.717 | 26.3304 | 0 | 997512 | 997.512 | 58968.8 | -906436 | 24.3026 | 26.2081 | 28.1088
[20 empty] | 2020-02-01 05:00 | 750 | 2 | 1 | 6 | 0 | 0 | 33.3165 | 877045 | 11.2354 | 38.3352 | 0 | 865289 | 865.289 | 85854.5 | -768892 | 36.1461 | 938341 | 12.7789 | 43.6016 | 0 | 926586 | 926.586 | 97648.4 | -825758 | 39.4524 | 1005350 | 14.6581 | 50.0134 | 0 | 993599 | 993.599 | 112008 | -887869 | 33.3165 | 36.1461 | 39.4524
[20 empty] | 2020-02-01 06:00 | 751 | 2 | 1 | 7 | 0 | 0 | 36.515 | 899719 | 12.2497 | 41.796 | 0 | 865528 | 865.528 | 93605.2 | -767657 | 39.5209 | 960899 | 13.9693 | 47.6633 | 0 | 926708 | 926.708 | 106745 | -824408 | 43.0254 | 1027790 | 16.0465 | 54.7507 | 0 | 993601 | 993.601 | 122618 | -886411 | 36.515 | 39.5209 | 43.0254
[20 empty] | 2020-02-01 07:00 | 752 | 2 | 1 | 8 | 7860.182 | 7.8602 | 99.168 | 986125 | 0.97912 | 3.3407 | 0 | 902223 | 902.223 | 7481.82 | -807449 | 100.414 | 1049500 | 1.0871 | 3.7092 | 0 | 965594 | 965.594 | 8306.88 | -866859 | 101.752 | 1118720 | 1.2086 | 4.1237 | 0 | 1034820 | 1034.82 | 9235.4 | -931704 | 91.3078 | 92.5538 | 93.8918
[20 empty] | 2020-02-01 08:00 | 753 | 2 | 1 | 9 | 82187.901 | 82.1879 | 128.672 | 1088020 | 1.3895 | 4.7409 | 0 | 1004410 | 1004.41 | 10617.5 | -924360 | 128.479 | 1152870 | 1.4988 | 5.114 | 0 | 1069260 | 1069.26 | 11453.2 | -986338 | 129.372 | 1224020 | 1.6203 | 5.5283 | 0 | 1140420 | 1140.42 | 12381.1 | -1054250 | 46.4841 | 46.2911 | 47.1841
[20 empty] | 2020-02-01 09:00 | 754 | 2 | 1 | 10 | 151880.511 | 151.8805 | 134.01 | 1057310 | 1.3892 | 4.74 | 0 | 998777 | 998.777 | 10615.6 | -916099 | 134.024 | 1122320 | 1.4986 | 5.1131 | 0 | 1063790 | 1063.79 | 11451.1 | -978077 | 135.068 | 1191960 | 1.62 | 5.5273 | 0 | 1133430 | 1133.43 | 12378.7 | -1044150 | -17.8705 | -17.8565 | -16.8125
[20 empty] | 2020-02-01 10:00 | 755 | 2 | 1 | 11 | 127025.87 | 127.0259 | 133.118 | 1058490 | 1.3892 | 4.7401 | 0 | 999956 | 999.956 | 10615.6 | -913686 | 134.154 | 1121130 | 1.4986 | 5.1131 | 0 | 1062600 | 1062.6 | 11451.1 | -972933 | 135.48 | 1187040 | 1.62 | 5.5273 | 0 | 1128510 | 1128.51 | 12378.8 | -1034680 | 6.0921 | 7.1281 | 8.4541
[20 empty] | 2020-02-01 11:00 | 756 | 2 | 1 | 12 | 222099.466 | 222.0995 | 113.409 | 1098360 | 1.3897 | 4.7418 | 0 | 971702 | 971.702 | 10619.6 | -888206 | 114.537 | 1155820 | 1.4991 | 5.115 | 0 | 1029160 | 1029.16 | 11455.4 | -941928 | 115.917 | 1215730 | 1.6206 | 5.5294 | 0 | 1089080 | 1089.08 | 12383.4 | -997304 | -108.6905 | -107.5625 | -106.1825
[20 empty] | 2020-02-01 12:00 | 757 | 2 | 1 | 13 | 223703.882 | 223.7039 | 135.274 | 1073100 | 1.1536 | 3.9362 | 0 | 946446 | 946.446 | 8815.44 | -861816 | 136.467 | 1114510 | 1.263 | 4.3094 | 0 | 987849 | 987.849 | 9651.22 | -898258 | 137.949 | 1153670 | 1.3845 | 4.7238 | 0 | 1027010 | 1027.01 | 10579.3 | -931602 | -88.4299 | -87.2369 | -85.7549
[20 empty] | 2020-02-01 13:00 | 758 | 2 | 1 | 14 | 204267.75 | 204.2678 | 86.8109 | 1024690 | 1.1532 | 3.9348 | 0 | 930503 | 930.503 | 8812.26 | -839269 | 88.0309 | 1059780 | 1.2626 | 4.3079 | 0 | 965591 | 965.591 | 9647.74 | -868706 | 89.5351 | 1098060 | 1.384 | 4.7221 | 0 | 1003870 | 1003.87 | 10575.4 | -900543 | -117.4569 | -116.2369 | -114.7327
[20 empty] | 2020-02-01 14:00 | 759 | 2 | 1 | 15 | 163915.311 | 163.9153 | 82.4109 | 954574 | 1.1549 | 3.9406 | 0 | 896925 | 896.925 | 8825.22 | -810525 | 83.4264 | 983879 | 1.2644 | 4.3142 | 0 | 926229 | 926.229 | 9661.92 | -834352 | 84.794 | 1009090 | 1.386 | 4.729 | 0 | 951443 | 951.443 | 10591 | -852976 | -81.5044 | -80.4889 | -79.1213
[20 empty] | 2020-02-01 15:00 | 760 | 2 | 1 | 16 | 99915.739 | 99.9157 | 69.8171 | 955785 | 1.3636 | 4.6527 | 0 | 898135 | 898.135 | 10420.1 | -805005 | 70.9317 | 981735 | 1.4729 | 5.0257 | 0 | 924085 | 924.085 | 11255.3 | -824681 | 72.3312 | 1005940 | 1.5943 | 5.4398 | 0 | 948288 | 948.288 | 12182.7 | -842296 | -30.0986 | -28.984 | -27.5845
[20 empty] | 2020-02-01 16:00 | 761 | 2 | 1 | 17 | 28887.284 | 28.8873 | 68.1304 | 920643 | 1.3684 | 4.6691 | 0 | 887845 | 887.845 | 10456.7 | -794167 | 69.1265 | 945013 | 1.4778 | 5.0422 | 0 | 912215 | 912.215 | 11292.2 | -812384 | 70.4611 | 970081 | 1.5992 | 5.4564 | 0 | 937283 | 937.283 | 12219.9 | -830863 | 39.2431 | 40.2392 | 41.5738
[20 empty] | 2020-02-01 17:00 | 762 | 2 | 1 | 18 | 0 | 0 | 14.694 | 33091 | 0 | 0 | 0 | 0 | 0 | 0 | 0 | 14.694 | 33091 | 0 | 0 | 0 | 0 | 0 | 0 | 0 | 14.694 | 33091 | 0 | 0 | 0 | 0 | 0 | 0 | 0 | 14.694 | 14.694 | 14.694
[20 empty] | 2020-02-01 18:00 | 763 | 2 | 1 | 19 | 0 | 0 | 13.7827 | 33311 | 0 | 0 | 0 | 0 | 0 | 0 | 0 | 13.7827 | 33311 | 0 | 0 | 0 | 0 | 0 | 0 | 0 | 13.7827 | 33311 | 0 | 0 | 0 | 0 | 0 | 0 | 0 | 13.7827 | 13.7827 | 13.7827
[20 empty] | 2020-02-01 19:00 | 764 | 2 | 1 | 20 | 0 | 0 | 10.3847 | 33311 | 0 | 0 | 0 | 0 | 0 | 0 | 0 | 10.3847 | 33311 | 0 | 0 | 0 | 0 | 0 | 0 | 0 | 10.3847 | 33311 | 0 | 0 | 0 | 0 | 0 | 0 | 0 | 10.3847 | 10.3847 | 10.3847
[20 empty] | 2020-02-01 20:00 | 765 | 2 | 1 | 21 | 0 | 0 | 8.8655 | 11168.9 | 0 | 0 | 0 | 0 | 0 | 0 | 0 | 8.8655 | 11168.9 | 0 | 0 | 0 | 0 | 0 | 0 | 0 | 8.8655 | 11168.9 | 0 | 0 | 0 | 0 | 0 | 0 | 0 | 8.8655 | 8.8655 | 8.8655
[20 empty] | 2020-02-01 21:00 | 766 | 2 | 1 | 22 | 0 | 0 | 7.3463 | 11388.9 | 0 | 0 | 0 | 0 | 0 | 0 | 0 | 7.3463 | 11388.9 | 0 | 0 | 0 | 0 | 0 | 0 | 0 | 7.3463 | 11388.9 | 0 | 0 | 0 | 0 | 0 | 0 | 0 | 7.3463 | 7.3463 | 7.3463
[20 empty] | 2020-02-01 22:00 | 767 | 2 | 1 | 23 | 0 | 0 | 7.3463 | 11388.9 | 0 | 0 | 0 | 0 | 0 | 0 | 0 | 7.3463 | 11388.9 | 0 | 0 | 0 | 0 | 0 | 0 | 0 | 7.3463 | 11388.9 | 0 | 0 | 0 | 0 | 0 | 0 | 0 | 7.3463 | 7.3463 | 7.3463
[20 empty] | 2020-02-01 23:00 | 768 | 2 | 1 | 24 | 0 | 0 | 7.3463 | 11242.2 | 0 | 0 | 0 | 0 | 0 | 0 | 0 | 7.3463 | 11242.2 | 0 | 0 | 0 | 0 | 0 | 0 | 0 | 7.3463 | 11242.2 | 0 | 0 | 0 | 0 | 0 | 0 | 0 | 7.3463 | 7.3463 | 7.3463
[20 empty] | 2020-02-02 | 769 | 2 | 2 | 1 | 0 | 0 | 8.5004 | 11315.6 | 0 | 0 | 0 | 0 | 0 | 0 | -155.076 | 8.5631 | 11315.6 | 0 | 0 | 0 | 0 | 0 | 0 | -155.074 | 8.6326 | 11315.6 | 0 | 0 | 0 | 0 | 0 | 0 | -155.091 | 8.5004 | 8.5631 | 8.6326
[20 empty] | 2020-02-02 01:00 | 770 | 2 | 2 | 2 | 0 | 0 | 8.5004 | 11315.6 | 0 | 0 | 0 | 0 | 0 | 0 | -450.548 | 8.5631 | 11315.6 | 0 | 0 | 0 | 0 | 0 | 0 | -450.552 | 8.6326 | 11315.6 | 0 | 0 | 0 | 0 | 0 | 0 | -450.568 | 8.5004 | 8.5631 | 8.6326
[20 empty] | 2020-02-02 02:00 | 771 | 2 | 2 | 3 | 0 | 0 | 8.5004 | 11095.6 | 0 | 0 | 0 | 0 | 0 | 0 | -648.099 | 8.5631 | 11095.6 | 0 | 0 | 0 | 0 | 0 | 0 | -648.107 | 8.6326 | 11095.6 | 0 | 0 | 0 | 0 | 0 | 0 | -648.111 | 8.5004 | 8.5631 | 8.6326
[20 empty] | 2020-02-02 03:00 | 772 | 2 | 2 | 4 | 0 | 0 | 8.5004 | 11608.9 | 0 | 0 | 0 | 0 | 0 | 0 | -1167.22 | 8.5631 | 11608.9 | 0 | 0 | 0 | 0 | 0 | 0 | -1167.23 | 8.6326 | 11608.9 | 0 | 0 | 0 | 0 | 0 | 0 | -1167.23 | 8.5004 | 8.5631 | 8.6326
[20 empty] | 2020-02-02 04:00 | 773 | 2 | 2 | 5 | 0 | 0 | 35.4432 | 941937 | 14.7937 | 50.4761 | 0 | 930328 | 930.328 | 113045 | -762599 | 38.4374 | 998672 | 16.5103 | 56.3331 | 0 | 987063 | 987.063 | 126162 | -811195 | 41.7594 | 1057440 | 18.4208 | 62.8518 | 0 | 1045830 | 1045.83 | 140761 | -860388 | 35.4432 | 38.4374 | 41.7594
[20 empty] | 2020-02-02 05:00 | 774 | 2 | 2 | 6 | 0 | 0 | 40.7896 | 839943 | 18.5687 | 63.3564 | 0 | 828554 | 828.554 | 141891 | -734158 | 44.5091 | 885413 | 21.0146 | 71.7018 | 0 | 874024 | 874.024 | 160581 | -774731 | 48.6489 | 931280 | 23.7485 | 81.0299 | 0 | 919891 | 919.891 | 181472 | -815012 | 40.7896 | 44.5091 | 48.6489
[20 empty] | 2020-02-02 06:00 | 775 | 2 | 2 | 7 | 0 | 0 | 43.6065 | 850065 | 19.2476 | 65.6728 | 0 | 816240 | 816.24 | 147079 | -717513 | 47.3404 | 891690 | 21.7145 | 74.0899 | 0 | 857866 | 857.866 | 165930 | -753952 | 51.4963 | 935137 | 24.468 | 83.4848 | 0 | 901312 | 901.312 | 186970 | -791500 | 43.6065 | 47.3404 | 51.4963
[20 empty] | 2020-02-02 07:00 | 776 | 2 | 2 | 8 | 7483.835 | 7.4838 | 98.858 | 922381 | 0.95417 | 3.2556 | 0 | 838846 | 838.846 | 7291.23 | -741667 | 100.057 | 972101 | 1.0586 | 3.6118 | 0 | 888566 | 888.566 | 8088.91 | -786376 | 101.34 | 1026220 | 1.1743 | 4.0068 | 0 | 942681 | 942.681 | 8973.57 | -834868 | 91.3742 | 92.5732 | 93.8562
[20 empty] | 2020-02-02 08:00 | 777 | 2 | 2 | 9 | 77760.028 | 77.76 | 128.362 | 970129 | 1.3573 | 4.6311 | 0 | 887182 | 887.182 | 10371.6 | -804510 | 128.167 | 1012770 | 1.4667 | 5.0045 | 0 | 929818 | 929.818 | 11207.9 | -842664 | 129.118 | 1057260 | 1.5882 | 5.4191 | 0 | 974316 | 974.316 | 12136.5 | -882070 | 50.602 | 50.407 | 51.358
[20 empty] | 2020-02-02 09:00 | 778 | 2 | 2 | 10 | 142430.015 | 142.43 | 132.987 | 882055 | 1.3642 | 4.6545 | 0 | 824186 | 824.186 | 10424.1 | -732184 | 133.521 | 913459 | 1.4735 | 5.0276 | 0 | 855589 | 855.589 | 11259.6 | -758399 | 134.537 | 947216 | 1.5949 | 5.4418 | 0 | 889347 | 889.347 | 12187.3 | -786507 | -9.443 | -8.909 | -7.893
[20 empty] | 2020-02-02 10:00 | 779 | 2 | 2 | 11 | 183436.632 | 183.4366 | 133.428 | 847263 | 1.3507 | 4.6088 | 0 | 789393 | 789.393 | 10321.6 | -692106 | 134.301 | 874762 | 1.4601 | 4.9818 | 0 | 816892 | 816.892 | 11157.1 | -714476 | 135.458 | 904921 | 1.5815 | 5.396 | 0 | 847051 | 847.051 | 12084.8 | -738823 | -50.0086 | -49.1356 | -47.9786
[20 empty] | 2020-02-02 11:00 | 780 | 2 | 2 | 12 | 204375.291 | 204.3753 | 112.272 | 879215 | 1.1537 | 3.9363 | 0 | 752556 | 752.556 | 8815.66 | -656707 | 113.134 | 901879 | 1.2631 | 4.3095 | 0 | 775220 | 775.22 | 9651.49 | -674322 | 114.39 | 926729 | 1.3845 | 4.7239 | 0 | 800070 | 800.07 | 10579.5 | -693635 | -92.1033 | -91.2413 | -89.9853
[20 empty] | 2020-02-02 12:00 | 781 | 2 | 2 | 13 | 205920.955 | 205.921 | 135.014 | 798613 | 1.1528 | 3.9334 | 0 | 671954 | 671.954 | 8809.2 | -579021 | 136.053 | 814239 | 1.2621 | 4.3064 | 0 | 687580 | 687.58 | 9644.42 | -590211 | 137.431 | 831796 | 1.3835 | 4.7205 | 0 | 705137 | 705.137 | 10571.8 | -603025 | -70.907 | -69.868 | -68.49
[20 empty] | 2020-02-02 13:00 | 782 | 2 | 2 | 14 | 189320.374 | 189.3204 | 86.3696 | 752835 | 1.1533 | 3.9349 | 0 | 659631 | 659.631 | 8812.42 | -563494 | 87.535 | 766943 | 1.2626 | 4.308 | 0 | 673739 | 673.739 | 9647.94 | -573242 | 89.0184 | 780712 | 1.384 | 4.7222 | 0 | 687508 | 687.508 | 10575.6 | -582261 | -102.9508 | -101.7854 | -100.302
[20 empty] | 2020-02-02 14:00 | 783 | 2 | 2 | 15 | 152833.485 | 152.8335 | 81.6287 | 701817 | 1.1533 | 3.9349 | 0 | 644241 | 644.241 | 8812.47 | -550215 | 82.7519 | 713579 | 1.2626 | 4.308 | 0 | 656003 | 656.003 | 9648 | -557866 | 84.2245 | 726056 | 1.384 | 4.7222 | 0 | 668480 | 668.48 | 10575.7 | -565975 | -71.2048 | -70.0816 | -68.609
[20 empty] | 2020-02-02 15:00 | 784 | 2 | 2 | 16 | 18280.971 | 18.281 | 69.8759 | 745384 | 1.3485 | 4.6011 | 0 | 687588 | 687.588 | 10304.4 | -585830 | 70.84 | 763308 | 1.4578 | 4.9742 | 0 | 705512 | 705.512 | 11139.9 | -598871 | 72.0576 | 782795 | 1.5793 | 5.3884 | 0 | 724998 | 724.998 | 12067.7 | -613251 | 51.5949 | 52.559 | 53.7766
[20 empty] | 2020-02-02 16:00 | 785 | 2 | 2 | 17 | 14223.786 | 14.2238 | 68.3413 | 709805 | 1.3641 | 4.6545 | 0 | 676861 | 676.861 | 10424 | -580196 | 69.3267 | 728469 | 1.4735 | 5.0275 | 0 | 695525 | 695.525 | 11259.5 | -594338 | 70.4857 | 749082 | 1.5949 | 5.4418 | 0 | 716138 | 716.138 | 12187.2 | -609851 | 54.1175 | 55.1029 | 56.2619
[20 empty] | 2020-02-02 17:00 | 786 | 2 | 2 | 18 | 0 | 0 | 14.694 | 33017.7 | 0 | 0 | 0 | 0 | 0 | 0 | 0 | 14.694 | 33017.7 | 0 | 0 | 0 | 0 | 0 | 0 | 0 | 14.694 | 33017.7 | 0 | 0 | 0 | 0 | 0 | 0 | 0 | 14.694 | 14.694 | 14.694
[20 empty] | 2020-02-02 18:00 | 787 | 2 | 2 | 19 | 0 | 0 | 13.7827 | 33237.7 | 0 | 0 | 0 | 0 | 0 | 0 | 0 | 13.7827 | 33237.7 | 0 | 0 | 0 | 0 | 0 | 0 | 0 | 13.7827 | 33237.7 | 0 | 0 | 0 | 0 | 0 | 0 | 0 | 13.7827 | 13.7827 | 13.7827
[20 empty] | 2020-02-02 19:00 | 788 | 2 | 2 | 20 | 0 | 0 | 10.3847 | 33237.7 | 0 | 0 | 0 | 0 | 0 | 0 | 0 | 10.3847 | 33237.7 | 0 | 0 | 0 | 0 | 0 | 0 | 0 | 10.3847 | 33237.7 | 0 | 0 | 0 | 0 | 0 | 0 | 0 | 10.3847 | 10.3847 | 10.3847
[20 empty] | 2020-02-02 20:00 | 789 | 2 | 2 | 21 | 0 | 0 | 8.8655 | 11095.6 | 0 | 0 | 0 | 0 | 0 | 0 | 0 | 8.8655 | 11095.6 | 0 | 0 | 0 | 0 | 0 | 0 | 0 | 8.8655 | 11095.6 | 0 | 0 | 0 | 0 | 0 | 0 | 0 | 8.8655 | 8.8655 | 8.8655
[20 empty] | 2020-02-02 21:00 | 790 | 2 | 2 | 22 | 0 | 0 | 7.3463 | 11168.9 | 0 | 0 | 0 | 0 | 0 | 0 | 0 | 7.3463 | 11168.9 | 0 | 0 | 0 | 0 | 0 | 0 | 0 | 7.3463 | 11168.9 | 0 | 0 | 0 | 0 | 0 | 0 | 0 | 7.3463 | 7.3463 | 7.3463
[20 empty] | 2020-02-02 22:00 | 791 | 2 | 2 | 23 | 0 | 0 | 7.3463 | 11168.9 | 0 | 0 | 0 | 0 | 0 | 0 | 0 | 7.3463 | 11168.9 | 0 | 0 | 0 | 0 | 0 | 0 | 0 | 7.3463 | 11168.9 | 0 | 0 | 0 | 0 | 0 | 0 | 0 | 7.3463 | 7.3463 | 7.3463
[20 empty] | 2020-02-02 23:00 | 792 | 2 | 2 | 24 | 0 | 0 | 7.3463 | 11315.6 | 0 | 0 | 0 | 0 | 0 | 0 | 0 | 7.3463 | 11315.6 | 0 | 0 | 0 | 0 | 0 | 0 | 0 | 7.3463 | 11315.6 | 0 | 0 | 0 | 0 | 0 | 0 | 0 | 7.3463 | 7.3463 | 7.3463
[20 empty] | 2020-02-03 | 793 | 2 | 3 | 1 | 0 | 0 | 7.3463 | 11315.6 | 0 | 0 | 0 | 0 | 0 | 0 | 0 | 7.3463 | 11315.6 | 0 | 0 | 0 | 0 | 0 | 0 | 0 | 7.3463 | 11315.6 | 0 | 0 | 0 | 0 | 0 | 0 | 0 | 7.3463 | 7.3463 | 7.3463
[20 empty] | 2020-02-03 01:00 | 794 | 2 | 3 | 2 | 0 | 0 | 7.3463 | 11315.6 | 0 | 0 | 0 | 0 | 0 | 0 | 0 | 7.3463 | 11315.6 | 0 | 0 | 0 | 0 | 0 | 0 | 0 | 7.3463 | 11315.6 | 0 | 0 | 0 | 0 | 0 | 0 | 0 | 7.3463 | 7.3463 | 7.3463
[20 empty] | 2020-02-03 02:00 | 795 | 2 | 3 | 3 | 0 | 0 | 7.3463 | 11462.2 | 0 | 0 | 0 | 0 | 0 | 0 | 0 | 7.3463 | 11462.2 | 0 | 0 | 0 | 0 | 0 | 0 | 0 | 7.3463 | 11462.2 | 0 | 0 | 0 | 0 | 0 | 0 | 0 | 7.3463 | 7.3463 | 7.3463
[20 empty] | 2020-02-03 03:00 | 796 | 2 | 3 | 4 | 0 | 0 | 7.3463 | 11462.2 | 0 | 0 | 0 | 0 | 0 | 0 | 0 | 7.3463 | 11462.2 | 0 | 0 | 0 | 0 | 0 | 0 | 0 | 7.3463 | 11462.2 | 0 | 0 | 0 | 0 | 0 | 0 | 0 | 7.3463 | 7.3463 | 7.3463
[20 empty] | 2020-02-03 04:00 | 797 | 2 | 3 | 5 | 0 | 0 | 39.1754 | 874182 | 18.5753 | 63.3789 | 0 | 862720 | 862.72 | 141941 | -682520 | 42.2956 | 921189 | 20.4313 | 69.7116 | 0 | 909727 | 909.727 | 156124 | -719986 | 45.7143 | 970152 | 22.4516 | 76.6049 | 0 | 958689 | 958.689 | 171562 | -758335 | 39.1754 | 42.2956 | 45.7143
[20 empty] | 2020-02-03 05:00 | 798 | 2 | 3 | 6 | 0 | 0 | 42.8599 | 738579 | 21.0414 | 71.7933 | 0 | 727116 | 727.116 | 160786 | -628461 | 46.5321 | 773824 | 23.4566 | 80.0339 | 0 | 762362 | 762.362 | 179241 | -658552 | 50.602 | 812505 | 26.1316 | 89.161 | 0 | 801042 | 801.042 | 199682 | -691430 | 42.8599 | 46.5321 | 50.602
[20 empty] | 2020-02-03 06:00 | 799 | 2 | 3 | 7 | 0 | 0 | 45.2705 | 732299 | 21.3165 | 72.7319 | 0 | 698475 | 698.475 | 162888 | -601057 | 48.9402 | 766226 | 23.7302 | 80.9674 | 0 | 732401 | 732.401 | 181332 | -629880 | 53.0102 | 802565 | 26.408 | 90.1041 | 0 | 768740 | 768.74 | 201794 | -660618 | 45.2705 | 48.9402 | 53.0102
[20 empty] | 2020-02-03 07:00 | 800 | 2 | 3 | 8 | 2632.888 | 2.6329 | 99.0672 | 808439 | 0.95417 | 3.2556 | 0 | 724905 | 724.905 | 7291.18 | -626426 | 100.338 | 854798 | 1.0586 | 3.6118 | 0 | 771263 | 771.263 | 8088.86 | -667404 | 101.754 | 906234 | 1.1743 | 4.0068 | 0 | 822699 | 822.699 | 8973.46 | -712842 | 96.4343 | 97.7051 | 99.1211
[20 empty] | 2020-02-03 08:00 | 801 | 2 | 3 | 9 | 6059.614 | 6.0596 | 126.014 | 889412 | 1.1524 | 3.932 | 0 | 805951 | 805.951 | 8805.84 | -710480 | 126.713 | 938347 | 1.2616 | 4.3047 | 0 | 854886 | 854.886 | 9640.74 | -754473 | 127.638 | 993137 | 1.383 | 4.7187 | 0 | 909676 | 909.676 | 10567.8 | -803774 | 119.9544 | 120.6534 | 121.5784
[20 empty] | 2020-02-03 09:00 | 802 | 2 | 3 | 10 | 15716.385 | 15.7164 | 132.802 | 804215 | 1.3588 | 4.6361 | 0 | 745611 | 745.611 | 10382.9 | -647676 | 133.606 | 851515 | 1.4681 | 5.0092 | 0 | 792912 | 792.912 | 11218.4 | -689791 | 134.548 | 904436 | 1.5895 | 5.4234 | 0 | 845833 | 845.833 | 12146.1 | -736975 | 117.0856 | 117.8896 | 118.8316
[20 empty] | 2020-02-03 10:00 | 803 | 2 | 3 | 11 | 5408.362 | 5.4084 | 133.339 | 800413 | 1.3593 | 4.6379 | 0 | 741663 | 741.663 | 10386.8 | -640681 | 134.135 | 849032 | 1.4687 | 5.011 | 0 | 790282 | 790.282 | 11222.6 | -683931 | 135.18 | 903355 | 1.5901 | 5.4254 | 0 | 844605 | 844.605 | 12150.6 | -732319 | 127.9306 | 128.7266 | 129.7716
[20 empty] | 2020-02-03 11:00 | 804 | 2 | 3 | 12 | 34919.851 | 34.9199 | 113.458 | 849128 | 1.3593 | 4.6378 | 0 | 722469 | 722.469 | 10386.7 | -624144 | 114.296 | 897236 | 1.4687 | 5.011 | 0 | 770577 | 770.577 | 11222.5 | -666989 | 115.447 | 950707 | 1.5901 | 5.4254 | 0 | 824048 | 824.048 | 12150.6 | -714651 | 78.5381 | 79.3761 | 80.5271
[20 empty] | 2020-02-03 12:00 | 805 | 2 | 3 | 13 | 18748.39 | 18.7484 | 136.344 | 810189 | 1.1539 | 3.937 | 0 | 683530 | 683.53 | 8817.22 | -583495 | 137.174 | 859440 | 1.2633 | 4.3103 | 0 | 732781 | 732.781 | 9653.17 | -627229 | 138.274 | 914034 | 1.3847 | 4.7248 | 0 | 787375 | 787.375 | 10581.4 | -675734 | 117.5956 | 118.4256 | 119.5256
[20 empty] | 2020-02-03 13:00 | 806 | 2 | 3 | 14 | 35864.644 | 35.8646 | 86.55 | 783737 | 1.153 | 3.9341 | 0 | 687197 | 687.197 | 8810.75 | -589525 | 87.5842 | 831199 | 1.2624 | 4.3071 | 0 | 734658 | 734.658 | 9646.11 | -631610 | 89.0018 | 884194 | 1.3837 | 4.7213 | 0 | 787653 | 787.653 | 10573.6 | -678653 | 50.6854 | 51.7196 | 53.1372
[20 empty] | 2020-02-03 14:00 | 807 | 2 | 3 | 15 | 11536.458 | 11.5365 | 83.7265 | 795665 | 1.3637 | 4.6528 | 0 | 736694 | 736.694 | 10420.2 | -636849 | 84.6135 | 844591 | 1.4729 | 5.0257 | 0 | 785621 | 785.621 | 11255.4 | -680409 | 85.7976 | 899077 | 1.5943 | 5.4398 | 0 | 840107 | 840.107 | 12182.8 | -728975 | 72.19 | 73.077 | 74.2611
[20 empty] | 2020-02-03 15:00 | 808 | 2 | 3 | 16 | 1113.292 | 1.1133 | 71.7383 | 838079 | 1.3641 | 4.6544 | 0 | 779035 | 779.035 | 10423.9 | -678981 | 72.2714 | 889342 | 1.4735 | 5.0275 | 0 | 830299 | 830.299 | 11259.4 | -725076 | 73.1189 | 946428 | 1.5949 | 5.4417 | 0 | 887385 | 887.385 | 12187.1 | -776453 | 70.625 | 71.1581 | 72.0056
[20 empty] | 2020-02-03 16:00 | 809 | 2 | 3 | 17 | 12859.263 | 12.8593 | 68.7659 | 808488 | 1.3883 | 4.7367 | 0 | 774370 | 774.37 | 10608.3 | -677394 | 69.6783 | 858863 | 1.4976 | 5.1098 | 0 | 824746 | 824.746 | 11443.8 | -722759 | 70.885 | 914948 | 1.619 | 5.5241 | 0 | 880830 | 880.83 | 12371.5 | -773304 | 55.9066 | 56.819 | 58.0257
[20 empty] | 2020-02-03 17:00 | 810 | 2 | 3 | 18 | 0 | 0 | 14.694 | 34191.2 | 0 | 0 | 0 | 0 | 0 | 0 | 0 | 14.694 | 34191.2 | 0 | 0 | 0 | 0 | 0 | 0 | 0 | 14.694 | 34191.2 | 0 | 0 | 0 | 0 | 0 | 0 | 0 | 14.694 | 14.694 | 14.694
[20 empty] | 2020-02-03 18:00 | 811 | 2 | 3 | 19 | 0 | 0 | 13.7827 | 34337.8 | 0 | 0 | 0 | 0 | 0 | 0 | 0 | 13.7827 | 34337.8 | 0 | 0 | 0 | 0 | 0 | 0 | 0 | 13.7827 | 34337.8 | 0 | 0 | 0 | 0 | 0 | 0 | 0 | 13.7827 | 13.7827 | 13.7827
[20 empty] | 2020-02-03 19:00 | 812 | 2 | 3 | 20 | 0 | 0 | 10.3847 | 34264.5 | 0 | 0 | 0 | 0 | 0 | 0 | 0 | 10.3847 | 34264.5 | 0 | 0 | 0 | 0 | 0 | 0 | 0 | 10.3847 | 34264.5 | 0 | 0 | 0 | 0 | 0 | 0 | 0 | 10.3847 | 10.3847 | 10.3847
[20 empty] | 2020-02-03 20:00 | 813 | 2 | 3 | 21 | 0 | 0 | 8.8655 | 11975.5 | 0 | 0 | 0 | 0 | 0 | 0 | 0 | 8.8655 | 11975.5 | 0 | 0 | 0 | 0 | 0 | 0 | 0 | 8.8655 | 11975.5 | 0 | 0 | 0 | 0 | 0 | 0 | 0 | 8.8655 | 8.8655 | 8.8655
[20 empty] | 2020-02-03 21:00 | 814 | 2 | 3 | 22 | 0 | 0 | 7.3463 | 11975.5 | 0 | 0 | 0 | 0 | 0 | 0 | 0 | 7.3463 | 11975.5 | 0 | 0 | 0 | 0 | 0 | 0 | 0 | 7.3463 | 11975.5 | 0 | 0 | 0 | 0 | 0 | 0 | 0 | 7.3463 | 7.3463 | 7.3463
[20 empty] | 2020-02-03 22:00 | 815 | 2 | 3 | 23 | 0 | 0 | 8.5004 | 11975.5 | 0 | 0 | 0 | 0 | 0 | 0 | -344.023 | 8.5631 | 11975.5 | 0 | 0 | 0 | 0 | 0 | 0 | -344.03 | 8.6326 | 11975.5 | 0 | 0 | 0 | 0 | 0 | 0 | -344.024 | 8.5004 | 8.5631 | 8.6326
[20 empty] | 2020-02-03 23:00 | 816 | 2 | 3 | 24 | 0 | 0 | 8.5004 | 12122.2 | 0 | 0 | 0 | 0 | 0 | 0 | -803.797 | 8.5631 | 12122.2 | 0 | 0 | 0 | 0 | 0 | 0 | -803.797 | 8.6326 | 12122.2 | 0 | 0 | 0 | 0 | 0 | 0 | -803.797 | 8.5004 | 8.5631 | 8.6326
[20 empty] | 2020-02-04 | 817 | 2 | 4 | 1 | 0 | 0 | 8.5004 | 12122.2 | 0 | 0 | 0 | 0 | 0 | 0 | -1176.61 | 8.5631 | 12122.2 | 0 | 0 | 0 | 0 | 0 | 0 | -1176.62 | 8.6326 | 12122.2 | 0 | 0 | 0 | 0 | 0 | 0 | -1176.61 | 8.5004 | 8.5631 | 8.6326
[20 empty] | 2020-02-04 01:00 | 818 | 2 | 4 | 2 | 0 | 0 | 8.5004 | 12122.2 | 0 | 0 | 0 | 0 | 0 | 0 | -1513.01 | 8.5631 | 12122.2 | 0 | 0 | 0 | 0 | 0 | 0 | -1513.02 | 8.6326 | 12122.2 | 0 | 0 | 0 | 0 | 0 | 0 | -1513.01 | 8.5004 | 8.5631 | 8.6326
[20 empty] | 2020-02-04 02:00 | 819 | 2 | 4 | 3 | 0 | 0 | 8.5004 | 12342.2 | 0 | 0 | 0 | 0 | 0 | 0 | -1964.77 | 8.5631 | 12342.2 | 0 | 0 | 0 | 0 | 0 | 0 | -1964.78 | 8.6326 | 12342.2 | 0 | 0 | 0 | 0 | 0 | 0 | -1964.77 | 8.5004 | 8.5631 | 8.6326
[20 empty] | 2020-02-04 03:00 | 820 | 2 | 4 | 4 | 0 | 0 | 8.5004 | 12342.2 | 0 | 0 | 0 | 0 | 0 | 0 | -2254.39 | 8.5631 | 12342.2 | 0 | 0 | 0 | 0 | 0 | 0 | -2254.4 | 8.6326 | 12342.2 | 0 | 0 | 0 | 0 | 0 | 0 | -2254.39 | 8.5004 | 8.5631 | 8.6326
[20 empty] | 2020-02-04 04:00 | 821 | 2 | 4 | 5 | 0 | 0 | 38.5372 | 919221 | 17.997 | 61.4058 | 0 | 906879 | 906.879 | 137522 | -751321 | 41.3212 | 980272 | 19.5061 | 66.5548 | 0 | 967930 | 967.93 | 149054 | -805556 | 44.3406 | 1045510 | 21.114 | 72.041 | 0 | 1033170 | 1033.17 | 161341 | -863133 | 38.5372 | 41.3212 | 44.3406
[20 empty] | 2020-02-04 05:00 | 822 | 2 | 4 | 6 | 0 | 0 | 43.5049 | 825366 | 21.4917 | 73.3297 | 0 | 812804 | 812.804 | 164227 | -709828 | 47.0653 | 879047 | 23.7816 | 81.1428 | 0 | 866485 | 866.485 | 181725 | -758287 | 51.0079 | 936428 | 26.317 | 89.7936 | 0 | 923866 | 923.866 | 201098 | -809821 | 43.5049 | 47.0653 | 51.0079
[20 empty] | 2020-02-04 06:00 | 823 | 2 | 4 | 7 | 0 | 0 | 45.9782 | 820934 | 21.8162 | 74.4369 | 0 | 785863 | 785.863 | 166706 | -687561 | 49.5495 | 871259 | 24.1203 | 82.2985 | 0 | 836188 | 836.188 | 184313 | -732863 | 53.5062 | 926100 | 26.672 | 91.0049 | 0 | 891029 | 891.029 | 203812 | -782095 | 45.9782 | 49.5495 | 53.5062
[20 empty] | 2020-02-04 07:00 | 824 | 2 | 4 | 8 | 12680.836 | 12.6808 | 98.5497 | 951931 | 0.95413 | 3.2555 | 0 | 867150 | 867.15 | 7290.92 | -769836 | 99.7239 | 1020270 | 1.0585 | 3.6117 | 0 | 935485 | 935.485 | 8088.61 | -833939 | 100.945 | 1093780 | 1.1743 | 4.0066 | 0 | 1009000 | 1009 | 8973.18 | -902837 | 85.8689 | 87.0431 | 88.2642
[20 empty] | 2020-02-04 08:00 | 825 | 2 | 4 | 9 | 97880.595 | 97.8806 | 127.63 | 1059080 | 1.3641 | 4.6543 | 0 | 974376 | 974.376 | 10423.6 | -886315 | 127.731 | 1129690 | 1.4734 | 5.0273 | 0 | 1044980 | 1044.98 | 11259.1 | -954143 | 128.726 | 1206910 | 1.5948 | 5.4416 | 0 | 1122200 | 1122.2 | 12186.8 | -1028290 | 29.7494 | 29.8504 | 30.8454
[20 empty] | 2020-02-04 09:00 | 826 | 2 | 4 | 10 | 174605.127 | 174.6051 | 133.625 | 963394 | 1.3887 | 4.7383 | 0 | 903690 | 903.69 | 10611.8 | -811379 | 133.629 | 1032760 | 1.4981 | 5.1115 | 0 | 973055 | 973.055 | 11447.6 | -877267 | 134.67 | 1109280 | 1.6196 | 5.5259 | 0 | 1049570 | 1049.57 | 12375.6 | -950052 | -40.9801 | -40.9761 | -39.9351
[20 empty] | 2020-02-04 10:00 | 827 | 2 | 4 | 11 | 224814.596 | 224.8146 | 133.4 | 944219 | 1.3882 | 4.7366 | 0 | 884515 | 884.515 | 10607.9 | -789208 | 134.286 | 1010650 | 1.4975 | 5.1096 | 0 | 950947 | 950.947 | 11443.4 | -851757 | 135.513 | 1083650 | 1.6189 | 5.5239 | 0 | 1023950 | 1023.95 | 12371.1 | -920549 | -91.4146 | -90.5286 | -89.3016
[20 empty] | 2020-02-04 11:00 | 828 | 2 | 4 | 12 | 251606.678 | 251.6067 | 113.498 | 963262 | 1.3882 | 4.7366 | 0 | 836603 | 836.603 | 10607.9 | -743532 | 114.442 | 1023110 | 1.4975 | 5.1096 | 0 | 896451 | 896.451 | 11443.4 | -799104 | 115.729 | 1088760 | 1.6189 | 5.5239 | 0 | 962101 | 962.101 | 12371.1 | -860055 | -138.1087 | -137.1647 | -135.8777
[20 empty] | 2020-02-04 12:00 | 829 | 2 | 4 | 13 | 255710.99 | 255.711 | 136.592 | 881893 | 1.3639 | 4.6535 | 0 | 755234 | 755.234 | 10421.7 | -660091 | 137.547 | 934481 | 1.4732 | 5.0264 | 0 | 807822 | 807.822 | 11257 | -707738 | 138.858 | 991839 | 1.5945 | 5.4406 | 0 | 865180 | 865.18 | 12184.5 | -759621 | -119.119 | -118.164 | -116.853
[20 empty] | 2020-02-04 13:00 | 830 | 2 | 4 | 14 | 235064.003 | 235.064 | 87.8696 | 843039 | 1.3513 | 4.6107 | 0 | 744951 | 744.951 | 10325.9 | -646319 | 88.9686 | 890054 | 1.4734 | 5.0273 | 0 | 791966 | 791.966 | 11259.1 | -688150 | 90.3698 | 942318 | 1.5948 | 5.4416 | 0 | 844230 | 844.23 | 12186.7 | -734660 | -147.1944 | -146.0954 | -144.6942
[20 empty] | 2020-02-04 14:00 | 831 | 2 | 4 | 15 | 191065.239 | 191.0652 | 82.9379 | 820636 | 1.3513 | 4.6107 | 0 | 761446 | 761.446 | 10325.9 | -665515 | 84.1246 | 862172 | 1.4734 | 5.0273 | 0 | 802981 | 802.981 | 11259.1 | -702056 | 85.553 | 908394 | 1.5948 | 5.4416 | 0 | 849204 | 849.204 | 12186.7 | -742711 | -108.1273 | -106.9406 | -105.5122
[20 empty] | 2020-02-04 15:00 | 832 | 2 | 4 | 16 | 121419.649 | 121.4196 | 69.3312 | 839321 | 1.3882 | 4.7366 | 0 | 780204 | 780.204 | 10608 | -683051 | 70.5532 | 879538 | 1.4976 | 5.1097 | 0 | 820422 | 820.422 | 11443.5 | -718188 | 72.0289 | 924373 | 1.619 | 5.5239 | 0 | 865256 | 865.256 | 12371.1 | -757387 | -52.0884 | -50.8664 | -49.3907
[20 empty] | 2020-02-04 16:00 | 833 | 2 | 4 | 17 | 38889.631 | 38.8896 | 67.559 | 821583 | 1.3882 | 4.7366 | 0 | 787318 | 787.318 | 10608 | -688945 | 68.658 | 863779 | 1.4976 | 5.1097 | 0 | 829514 | 829.514 | 11443.5 | -725968 | 70.1168 | 910783 | 1.619 | 5.5239 | 0 | 876519 | 876.519 | 12371.1 | -767230 | 28.6694 | 29.7684 | 31.2272
[20 empty] | 2020-02-04 17:00 | 834 | 2 | 4 | 18 | 0 | 0 | 14.694 | 34411.2 | 0 | 0 | 0 | 0 | 0 | 0 | 0 | 14.694 | 34411.2 | 0 | 0 | 0 | 0 | 0 | 0 | 0 | 14.694 | 34411.2 | 0 | 0 | 0 | 0 | 0 | 0 | 0 | 14.694 | 14.694 | 14.694
[20 empty] | 2020-02-04 18:00 | 835 | 2 | 4 | 19 | 0 | 0 | 13.7827 | 34411.2 | 0 | 0 | 0 | 0 | 0 | 0 | 0 | 13.7827 | 34411.2 | 0 | 0 | 0 | 0 | 0 | 0 | 0 | 13.7827 | 34411.2 | 0 | 0 | 0 | 0 | 0 | 0 | 0 | 13.7827 | 13.7827 | 13.7827
[20 empty] | 2020-02-04 19:00 | 836 | 2 | 4 | 20 | 0 | 0 | 10.3847 | 34411.2 | 0 | 0 | 0 | 0 | 0 | 0 | 0 | 10.3847 | 34411.2 | 0 | 0 | 0 | 0 | 0 | 0 | 0 | 10.3847 | 34411.2 | 0 | 0 | 0 | 0 | 0 | 0 | 0 | 10.3847 | 10.3847 | 10.3847
[20 empty] | 2020-02-04 20:00 | 837 | 2 | 4 | 21 | 0 | 0 | 10.0196 | 12342.2 | 0 | 0 | 0 | 0 | 0 | 0 | -560.088 | 10.0823 | 12342.2 | 0 | 0 | 0 | 0 | 0 | 0 | -560.085 | 10.1519 | 12342.2 | 0 | 0 | 0 | 0 | 0 | 0 | -560.085 | 10.0196 | 10.0823 | 10.1519
[20 empty] | 2020-02-04 21:00 | 838 | 2 | 4 | 22 | 0 | 0 | 8.5004 | 12488.8 | 0 | 0 | 0 | 0 | 0 | 0 | -1371.94 | 8.5631 | 12488.8 | 0 | 0 | 0 | 0 | 0 | 0 | -1371.94 | 8.6326 | 12488.8 | 0 | 0 | 0 | 0 | 0 | 0 | -1371.94 | 8.5004 | 8.5631 | 8.6326
[20 empty] | 2020-02-04 22:00 | 839 | 2 | 4 | 23 | 0 | 0 | 8.5004 | 12488.8 | 0 | 0 | 0 | 0 | 0 | 0 | -1534.49 | 8.5631 | 12488.8 | 0 | 0 | 0 | 0 | 0 | 0 | -1534.49 | 8.6326 | 12488.8 | 0 | 0 | 0 | 0 | 0 | 0 | -1534.49 | 8.5004 | 8.5631 | 8.6326
[20 empty] | 2020-02-04 23:00 | 840 | 2 | 4 | 24 | 0 | 0 | 8.5004 | 12708.8 | 0 | 0 | 0 | 0 | 0 | 0 | -1987.52 | 8.5631 | 12708.8 | 0 | 0 | 0 | 0 | 0 | 0 | -1987.52 | 8.6326 | 12708.8 | 0 | 0 | 0 | 0 | 0 | 0 | -1987.52 | 8.5004 | 8.5631 | 8.6326
[20 empty] | 2020-02-05 | 841 | 2 | 5 | 1 | 0 | 0 | 8.5004 | 12855.5 | 0 | 0 | 0 | 0 | 0 | 0 | -2451.45 | 8.5631 | 12855.5 | 0 | 0 | 0 | 0 | 0 | 0 | -2451.45 | 8.6326 | 12855.5 | 0 | 0 | 0 | 0 | 0 | 0 | -2451.45 | 8.5004 | 8.5631 | 8.6326
[20 empty] | 2020-02-05 01:00 | 842 | 2 | 5 | 2 | 0 | 0 | 8.5004 | 12855.5 | 0 | 0 | 0 | 0 | 0 | 0 | -2805.7 | 8.5631 | 12855.5 | 0 | 0 | 0 | 0 | 0 | 0 | -2805.7 | 8.6326 | 12855.5 | 0 | 0 | 0 | 0 | 0 | 0 | -2805.7 | 8.5004 | 8.5631 | 8.6326
[20 empty] | 2020-02-05 02:00 | 843 | 2 | 5 | 3 | 0 | 0 | 8.5004 | 13002.1 | 0 | 0 | 0 | 0 | 0 | 0 | -3231.44 | 8.5631 | 13002.1 | 0 | 0 | 0 | 0 | 0 | 0 | -3231.44 | 8.6326 | 13002.1 | 0 | 0 | 0 | 0 | 0 | 0 | -3231.44 | 8.5004 | 8.5631 | 8.6326
[20 empty] | 2020-02-05 03:00 | 844 | 2 | 5 | 4 | 0 | 0 | 8.5004 | 13075.4 | 0 | 0 | 0 | 0 | 0 | 0 | -3601.65 | 8.5631 | 13075.4 | 0 | 0 | 0 | 0 | 0 | 0 | -3601.65 | 8.6326 | 13075.4 | 0 | 0 | 0 | 0 | 0 | 0 | -3601.65 | 8.5004 | 8.5631 | 8.6326
[20 empty] | 2020-02-05 04:00 | 845 | 2 | 5 | 5 | 0 | 0 | 37.8769 | 937837 | 17.3559 | 59.2183 | 0 | 924762 | 924.762 | 132623 | -765603 | 40.5773 | 1001400 | 18.7805 | 64.0791 | 0 | 988325 | 988.325 | 143509 | -822841 | 43.5058 | 1069120 | 20.2967 | 69.2523 | 0 | 1056050 | 1056.05 | 155095 | -883446 | 37.8769 | 40.5773 | 43.5058
[20 empty] | 2020-02-05 05:00 | 846 | 2 | 5 | 6 | 0 | 0 | 43.039 | 853311 | 20.9947 | 71.6339 | 0 | 840236 | 840.236 | 160429 | -741606 | 46.5588 | 908731 | 23.2417 | 79.3007 | 0 | 895655 | 895.655 | 177599 | -792180 | 50.4716 | 969081 | 25.7434 | 87.8365 | 0 | 956006 | 956.006 | 196716 | -847093 | 43.039 | 46.5588 | 50.4716
[20 empty] | 2020-02-05 06:00 | 847 | 2 | 5 | 7 | 0 | 0 | 45.6723 | 858462 | 21.4714 | 73.2604 | 0 | 823024 | 823.024 | 164072 | -725272 | 49.2285 | 911816 | 23.7568 | 81.0582 | 0 | 876378 | 876.378 | 181535 | -773774 | 53.1743 | 968237 | 26.2958 | 89.7213 | 0 | 932799 | 932.799 | 200936 | -824770 | 45.6723 | 49.2285 | 53.1743
[20 empty] | 2020-02-05 07:00 | 848 | 2 | 5 | 8 | 15395.472 | 15.3955 | 98.4088 | 977108 | 0.95413 | 3.2555 | 0 | 891959 | 891.959 | 7290.9 | -796348 | 99.5426 | 1040160 | 1.0585 | 3.6117 | 0 | 955011 | 955.011 | 8088.58 | -855237 | 100.723 | 1109400 | 1.1743 | 4.0066 | 0 | 1024250 | 1024.25 | 8973.15 | -919874 | 83.0133 | 84.1471 | 85.3275
[20 empty] | 2020-02-05 08:00 | 849 | 2 | 5 | 9 | 101647.336 | 101.6473 | 127.68 | 1095150 | 1.3684 | 4.6689 | 0 | 1010150 | 1010.15 | 10456.4 | -925509 | 127.793 | 1161830 | 1.4777 | 5.042 | 0 | 1076830 | 1076.83 | 11291.8 | -989257 | 128.775 | 1234260 | 1.5991 | 5.4562 | 0 | 1149250 | 1149.25 | 12219.5 | -1058290 | 26.0327 | 26.1457 | 27.1277
[20 empty] | 2020-02-05 09:00 | 850 | 2 | 5 | 10 | 139921.78 | 139.9218 | 132.912 | 1033200 | 1.3882 | 4.7365 | 0 | 973200 | 973.2 | 10607.8 | -884316 | 133.502 | 1105050 | 1.4975 | 5.1096 | 0 | 1045050 | 1045.05 | 11443.3 | -953357 | 134.556 | 1183360 | 1.6189 | 5.5238 | 0 | 1123360 | 1123.36 | 12371 | -1028550 | -7.0098 | -6.4198 | -5.3658
[20 empty] | 2020-02-05 10:00 | 851 | 2 | 5 | 11 | 229864.861 | 229.8649 | 133.183 | 1013770 | 1.3882 | 4.7366 | 0 | 953775 | 953.775 | 10607.8 | -863015 | 134.146 | 1083440 | 1.4975 | 5.1096 | 0 | 1023440 | 1023.44 | 11443.3 | -929594 | 135.414 | 1159850 | 1.6189 | 5.5238 | 0 | 1099850 | 1099.85 | 12371 | -1002620 | -96.6819 | -95.7189 | -94.4509
[20 empty] | 2020-02-05 11:00 | 852 | 2 | 5 | 12 | 257329.068 | 257.3291 | 113.292 | 1046330 | 1.3882 | 4.7366 | 0 | 919675 | 919.675 | 10607.8 | -826620 | 114.338 | 1111710 | 1.4975 | 5.1096 | 0 | 985047 | 985.047 | 11443.3 | -888306 | 115.629 | 1183190 | 1.6189 | 5.5238 | 0 | 1056530 | 1056.53 | 12371 | -955722 | -144.0371 | -142.9911 | -141.7001
[20 empty] | 2020-02-05 12:00 | 853 | 2 | 5 | 13 | 261890.347 | 261.8903 | 136.673 | 968147 | 1.3882 | 4.7365 | 0 | 841488 | 841.488 | 10607.8 | -746348 | 137.657 | 1027090 | 1.4975 | 5.1096 | 0 | 900432 | 900.432 | 11443.3 | -800844 | 139.012 | 1091490 | 1.6189 | 5.5238 | 0 | 964828 | 964.828 | 12371 | -860307 | -125.2173 | -124.2333 | -122.8783
[20 empty] | 2020-02-05 13:00 | 854 | 2 | 5 | 14 | 239850.658 | 239.8507 | 88.1024 | 929324 | 1.3882 | 4.7366 | 0 | 830174 | 830.174 | 10607.8 | -732557 | 89.1428 | 982918 | 1.4975 | 5.1096 | 0 | 883769 | 883.769 | 11443.3 | -781353 | 90.5608 | 1042350 | 1.6189 | 5.5238 | 0 | 943204 | 943.204 | 12371 | -835457 | -151.7483 | -150.7079 | -149.2899
[20 empty] | 2020-02-05 14:00 | 855 | 2 | 5 | 15 | 196390.459 | 196.3905 | 83.2005 | 908381 | 1.3885 | 4.7374 | 0 | 848824 | 848.824 | 10609.8 | -754364 | 84.3246 | 956597 | 1.4978 | 5.1106 | 0 | 897040 | 897.04 | 11445.4 | -797816 | 85.7631 | 1010100 | 1.6192 | 5.5248 | 0 | 950540 | 950.54 | 12373.3 | -846011 | -113.19 | -112.0659 | -110.6274
[20 empty] | 2020-02-05 15:00 | 856 | 2 | 5 | 16 | 125480.01 | 125.48 | 69.3462 | 936370 | 1.388 | 4.7357 | 0 | 876813 | 876.813 | 10605.9 | -780804 | 70.5837 | 984666 | 1.4973 | 5.1087 | 0 | 925109 | 925.109 | 11441.2 | -824178 | 72.0745 | 1038410 | 1.6186 | 5.5228 | 0 | 978856 | 978.856 | 12368.7 | -872469 | -56.1338 | -54.8963 | -53.4055
[20 empty] | 2020-02-05 16:00 | 857 | 2 | 5 | 17 | 41368.099 | 41.3681 | 67.5866 | 917118 | 1.3892 | 4.7399 | 0 | 882414 | 882.414 | 10615.3 | -786873 | 68.7017 | 967215 | 1.4985 | 5.113 | 0 | 932510 | 932.51 | 11450.8 | -832104 | 70.1699 | 1022930 | 1.6199 | 5.5272 | 0 | 988227 | 988.227 | 12378.5 | -882414 | 26.2185 | 27.3336 | 28.8018
[20 empty] | 2020-02-05 17:00 | 858 | 2 | 5 | 18 | 0 | 0 | 14.694 | 34851.3 | 0 | 0 | 0 | 0 | 0 | 0 | 0 | 14.694 | 34851.3 | 0 | 0 | 0 | 0 | 0 | 0 | 0 | 14.694 | 34851.3 | 0 | 0 | 0 | 0 | 0 | 0 | 0 | 14.694 | 14.694 | 14.694
[20 empty] | 2020-02-05 18:00 | 859 | 2 | 5 | 19 | 0 | 0 | 14.9368 | 34851.3 | 0 | 0 | 0 | 0 | 0 | 0 | -272.994 | 14.9995 | 34851.3 | 0 | 0 | 0 | 0 | 0 | 0 | -272.996 | 15.0691 | 34851.3 | 0 | 0 | 0 | 0 | 0 | 0 | -272.998 | 14.9368 | 14.9995 | 15.0691
[20 empty] | 2020-02-05 19:00 | 860 | 2 | 5 | 20 | 0 | 0 | 11.5388 | 34851.3 | 0 | 0 | 0 | 0 | 0 | 0 | -997.931 | 11.6015 | 34851.3 | 0 | 0 | 0 | 0 | 0 | 0 | -997.923 | 11.6711 | 34851.3 | 0 | 0 | 0 | 0 | 0 | 0 | -997.923 | 11.5388 | 11.6015 | 11.6711
[20 empty] | 2020-02-05 20:00 | 861 | 2 | 5 | 21 | 0 | 0 | 10.0196 | 12635.5 | 0 | 0 | 0 | 0 | 0 | 0 | -1909.66 | 10.0823 | 12635.5 | 0 | 0 | 0 | 0 | 0 | 0 | -1909.66 | 10.1519 | 12635.5 | 0 | 0 | 0 | 0 | 0 | 0 | -1909.66 | 10.0196 | 10.0823 | 10.1519
[20 empty] | 2020-02-05 21:00 | 862 | 2 | 5 | 22 | 0 | 0 | 8.5004 | 12708.8 | 0 | 0 | 0 | 0 | 0 | 0 | -2592.22 | 8.5631 | 12708.8 | 0 | 0 | 0 | 0 | 0 | 0 | -2592.21 | 8.6326 | 12708.8 | 0 | 0 | 0 | 0 | 0 | 0 | -2592.21 | 8.5004 | 8.5631 | 8.6326
[20 empty] | 2020-02-05 22:00 | 863 | 2 | 5 | 23 | 0 | 0 | 8.5004 | 12708.8 | 0 | 0 | 0 | 0 | 0 | 0 | -2667.72 | 8.5631 | 12708.8 | 0 | 0 | 0 | 0 | 0 | 0 | -2667.72 | 8.6326 | 12708.8 | 0 | 0 | 0 | 0 | 0 | 0 | -2667.72 | 8.5004 | 8.5631 | 8.6326
[20 empty] | 2020-02-05 23:00 | 864 | 2 | 5 | 24 | 0 | 0 | 8.5004 | 12782.1 | 0 | 0 | 0 | 0 | 0 | 0 | -2981.6 | 8.5631 | 12782.1 | 0 | 0 | 0 | 0 | 0 | 0 | -2981.6 | 8.6326 | 12782.1 | 0 | 0 | 0 | 0 | 0 | 0 | -2981.6 | 8.5004 | 8.5631 | 8.6326
[20 empty] | 2020-02-06 | 865 | 2 | 6 | 1 | 0 | 0 | 8.9057 | 12782.1 | 0 | 0 | 0 | 0 | 0 | 0 | -3291.17 | 8.9684 | 12782.1 | 0 | 0 | 0 | 0 | 0 | 0 | -3291.17 | 9.038 | 12782.1 | 0 | 0 | 0 | 0 | 0 | 0 | -3291.17 | 8.9057 | 8.9684 | 9.038
[20 empty] | 2020-02-06 01:00 | 866 | 2 | 6 | 2 | 0 | 0 | 8.9057 | 12782.1 | 0 | 0 | 0 | 0 | 0 | 0 | -3579.74 | 8.9684 | 12782.1 | 0 | 0 | 0 | 0 | 0 | 0 | -3579.73 | 9.038 | 12782.1 | 0 | 0 | 0 | 0 | 0 | 0 | -3579.73 | 8.9057 | 8.9684 | 9.038
[20 empty] | 2020-02-06 02:00 | 867 | 2 | 6 | 3 | 0 | 0 | 8.9057 | 12708.8 | 0 | 0 | 0 | 0 | 0 | 0 | -3806.98 | 8.9684 | 12708.8 | 0 | 0 | 0 | 0 | 0 | 0 | -3806.97 | 9.038 | 12708.8 | 0 | 0 | 0 | 0 | 0 | 0 | -3806.97 | 8.9057 | 8.9684 | 9.038
[20 empty] | 2020-02-06 03:00 | 868 | 2 | 6 | 4 | 0 | 0 | 8.9057 | 148463 | 0 | 0 | 0 | 135681 | 135.681 | 0 | -4107.3 | 8.9684 | 12782.1 | 0 | 0 | 0 | 0 | 0 | 0 | -4107.29 | 9.038 | 12782.1 | 0 | 0 | 0 | 0 | 0 | 0 | -4107.29 | 8.9057 | 8.9684 | 9.038
[20 empty] | 2020-02-06 04:00 | 869 | 2 | 6 | 5 | 0 | 0 | 8.9057 | 40808.5 | 0 | 0 | 0 | 28026.3 | 28.0263 | 0 | -4513.64 | 8.9684 | 154442 | 0 | 0 | 0 | 141660 | 141.66 | 0 | -4513.64 | 9.038 | 160451 | 0 | 0 | 0 | 147669 | 147.669 | 0 | -4513.64 | 8.9057 | 8.9684 | 9.038
[20 empty] | 2020-02-06 05:00 | 870 | 2 | 6 | 6 | 0 | 0 | 8.9057 | 41121.3 | 0 | 0 | 0 | 28485.8 | 28.4858 | 0 | -4900.17 | 8.9684 | 42317.3 | 0 | 0 | 0 | 29681.9 | 29.6819 | 0 | -4900.16 | 9.038 | 43649.2 | 0 | 0 | 0 | 31013.8 | 31.0138 | 0 | -4900.17 | 8.9057 | 8.9684 | 9.038
[20 empty] | 2020-02-06 06:00 | 871 | 2 | 6 | 7 | 0 | 0 | 8.9057 | 41513.6 | 0 | 0 | 0 | 28951.5 | 28.9515 | 0 | -5300.51 | 8.9684 | 42709.8 | 0 | 0 | 0 | 30147.6 | 30.1476 | 0 | -5300.5 | 9.038 | 44041.6 | 0 | 0 | 0 | 31479.5 | 31.4795 | 0 | -5300.51 | 8.9057 | 8.9684 | 9.038
[20 empty] | 2020-02-06 07:00 | 872 | 2 | 6 | 8 | 3035.748 | 3.0357 | 8.8237 | 42015.2 | 0 | 0 | 0 | 29453 | 29.453 | 0 | -5737.06 | 8.8708 | 43225.3 | 0 | 0 | 0 | 30663.2 | 30.6632 | 0 | -5753.02 | 8.9259 | 44572.4 | 0 | 0 | 0 | 32010.3 | 32.0103 | 0 | -5770.38 | 5.788 | 5.835 | 5.8902
[20 empty] | 2020-02-06 08:00 | 873 | 2 | 6 | 9 | 29102.531 | 29.1025 | 8.6446 | 40303.5 | 0 | 0 | 0 | 27814.7 | 27.8147 | 0 | -6214.82 | 8.7022 | 12488.8 | 0 | 0 | 0 | 0 | 0 | 0 | -6230.59 | 8.7656 | 12488.8 | 0 | 0 | 0 | 0 | 0 | 0 | -6271.31 | -20.458 | -20.4004 | -20.3369
[20 empty] | 2020-02-06 09:00 | 874 | 2 | 6 | 10 | 87634.113 | 87.6341 | 8.622 | 40762.9 | 0 | 0 | 0 | 28347.4 | 28.3474 | 0 | -6660.84 | 8.6846 | 83299.8 | 0 | 0 | 0 | 70884.3 | 70.8843 | 0 | -6676.53 | 8.7542 | 12415.5 | 0 | 0 | 0 | 0 | 0 | 0 | -6843.32 | -79.0121 | -78.9495 | -78.8799
[20 empty] | 2020-02-06 10:00 | 875 | 2 | 6 | 11 | 133805.345 | 133.8053 | 8.622 | 43459.3 | 0 | 0 | 0 | 31043.9 | 31.0439 | 0 | -7091.13 | 8.6846 | 44673.6 | 0 | 0 | 0 | 32258.1 | 32.2581 | 0 | -7106.47 | 8.7542 | 133835 | 0 | 0 | 0 | 121419 | 121.419 | 0 | -7528.27 | -125.1834 | -125.1207 | -125.0511
[20 empty] | 2020-02-06 11:00 | 876 | 2 | 6 | 12 | 102869.066 | 102.8691 | 8.622 | 12268.8 | 0 | 0 | 0 | 0 | 0 | 0 | -7252.3 | 8.6846 | 12268.8 | 0 | 0 | 0 | 0 | 0 | 0 | -7267.2 | 8.7542 | 12268.8 | 0 | 0 | 0 | 0 | 0 | 0 | -8048.97 | -94.2471 | -94.1844 | -94.1148
[20 empty] | 2020-02-06 12:00 | 877 | 2 | 6 | 13 | 84969.318 | 84.9693 | 8.622 | 12122.2 | 0 | 0 | 0 | 0 | 0 | 0 | -7349.58 | 8.6846 | 12122.2 | 0 | 0 | 0 | 0 | 0 | 0 | -7564.18 | 8.7542 | 12122.2 | 0 | 0 | 0 | 0 | 0 | 0 | -8431.31 | -76.3473 | -76.2847 | -76.2151
[20 empty] | 2020-02-06 13:00 | 878 | 2 | 6 | 14 | 82899.847 | 82.8998 | 8.622 | 121577 | 0 | 0 | 0 | 109454 | 109.454 | 0 | -7534.19 | 8.6846 | 126899 | 0 | 0 | 0 | 114777 | 114.777 | 0 | -8310.67 | 8.7542 | 134679 | 0 | 0 | 0 | 122557 | 122.557 | 0 | -9286.58 | -74.2779 | -74.2152 | -74.1456
[20 empty] | 2020-02-06 14:00 | 879 | 2 | 6 | 15 | 80168.487 | 80.1685 | 8.622 | 39575.1 | 0 | 0 | 0 | 27599.6 | 27.5996 | 0 | -7855.54 | 8.6846 | 41322.2 | 0 | 0 | 0 | 29346.7 | 29.3467 | 0 | -8492.18 | 8.7542 | 43242.3 | 0 | 0 | 0 | 31266.7 | 31.2667 | 0 | -9133.81 | -71.5465 | -71.4838 | -71.4143
[20 empty] | 2020-02-06 15:00 | 880 | 2 | 6 | 16 | 113979.984 | 113.98 | 8.622 | 42249.8 | 0 | 0 | 0 | 30347.7 | 30.3477 | 0 | -8386.86 | 8.6846 | 44028.1 | 0 | 0 | 0 | 32125.9 | 32.1259 | 0 | -8970.76 | 8.7542 | 45923.8 | 0 | 0 | 0 | 34021.6 | 34.0216 | 0 | -9547.13 | -105.358 | -105.2953 | -105.2258
[20 empty] | 2020-02-06 16:00 | 881 | 2 | 6 | 17 | 37176.267 | 37.1763 | 8.6324 | 45337.9 | 0 | 0 | 0 | 33435.7 | 33.4357 | 0 | -9234.72 | 8.6865 | 47227.1 | 0 | 0 | 0 | 35324.9 | 35.3249 | 0 | -9827.53 | 8.7542 | 49492.6 | 0 | 0 | 0 | 37590.4 | 37.5904 | 0 | -10697.3 | -28.5438 | -28.4898 | -28.422
[20 empty] | 2020-02-06 17:00 | 882 | 2 | 6 | 18 | 0 | 0 | 8.9057 | 51572.5 | 0 | 0 | 0 | 39523.6 | 39.5236 | 0 | -10902.5 | 8.9684 | 54290.3 | 0 | 0 | 0 | 42241.4 | 42.2414 | 0 | -12166 | 9.038 | 58246.8 | 0 | 0 | 0 | 46198 | 46.198 | 0 | -14563.5 | 8.9057 | 8.9684 | 9.038
[20 empty] | 2020-02-06 18:00 | 883 | 2 | 6 | 19 | 0 | 0 | 8.9057 | 46616.7 | 0 | 0 | 0 | 34641.2 | 34.6412 | 0 | -12252.1 | 8.9684 | 49925.8 | 0 | 0 | 0 | 37950.3 | 37.9503 | 0 | -14369.3 | 9.038 | 53976.5 | 0 | 0 | 0 | 42001 | 42.001 | 0 | -16809.3 | 8.9057 | 8.9684 | 9.038
[20 empty] | 2020-02-06 19:00 | 884 | 2 | 6 | 20 | 0 | 0 | 8.9057 | 50899.5 | 0 | 0 | 0 | 38924 | 38.924 | 0 | -14185.6 | 8.9684 | 54920.9 | 0 | 0 | 0 | 42945.4 | 42.9454 | 0 | -16691.1 | 9.038 | 59242.8 | 0 | 0 | 0 | 47267.3 | 47.2673 | 0 | -19275.5 | 8.9057 | 8.9684 | 9.038
[20 empty] | 2020-02-06 20:00 | 885 | 2 | 6 | 21 | 0 | 0 | 8.9057 | 55877.2 | 0 | 0 | 0 | 43828.3 | 43.8283 | 0 | -16630.3 | 8.9684 | 60207.3 | 0 | 0 | 0 | 48158.5 | 48.1585 | 0 | -19221.4 | 9.038 | 65413.2 | 0 | 0 | 0 | 53364.3 | 53.3643 | 0 | -22614.4 | 8.9057 | 8.9684 | 9.038
[20 empty] | 2020-02-06 21:00 | 886 | 2 | 6 | 22 | 0 | 0 | 8.9057 | 53874.3 | 0 | 0 | 0 | 41898.7 | 41.8987 | 0 | -18590.9 | 8.9684 | 58005.2 | 0 | 0 | 0 | 46029.7 | 46.0297 | 0 | -21196.8 | 9.038 | 63629.9 | 0 | 0 | 0 | 51654.4 | 51.6544 | 0 | -25094.8 | 8.9057 | 8.9684 | 9.038
[20 empty] | 2020-02-06 22:00 | 887 | 2 | 6 | 23 | 0 | 0 | 8.9057 | 58550.9 | 0 | 0 | 0 | 46575.4 | 46.5754 | 0 | -20767 | 8.9684 | 62994.6 | 0 | 0 | 0 | 51019.1 | 51.0191 | 0 | -23589 | 9.038 | 69414 | 0 | 0 | 0 | 57438.4 | 57.4384 | 0 | -28071.9 | 8.9057 | 8.9684 | 9.038
[20 empty] | 2020-02-06 23:00 | 888 | 2 | 6 | 24 | 0 | 0 | 8.9057 | 69105.4 | 0 | 0 | 0 | 56909.9 | 56.9099 | 0 | -24334.2 | 8.9684 | 74950.2 | 0 | 0 | 0 | 62754.7 | 62.7547 | 0 | -28274 | 9.038 | 82344.3 | 0 | 0 | 0 | 70148.8 | 70.1488 | 0 | -33219.8 | 8.9057 | 8.9684 | 9.038
[20 empty] | 2020-02-07 | 889 | 2 | 7 | 1 | 0 | 0 | 8.9057 | 68591.5 | 0 | 0 | 0 | 56322.7 | 56.3227 | 0 | -27445.8 | 8.9684 | 75231.6 | 0 | 0 | 0 | 62962.8 | 62.9628 | 0 | -32185.7 | 9.038 | 83013.3 | 0 | 0 | 0 | 70744.5 | 70.7445 | 0 | -37717.4 | 8.9057 | 8.9684 | 9.038
[20 empty] | 2020-02-07 01:00 | 890 | 2 | 7 | 2 | 0 | 0 | 8.9057 | 69461.6 | 0 | 0 | 0 | 57192.8 | 57.1928 | 0 | -29879.9 | 8.9684 | 76542 | 0 | 0 | 0 | 64273.1 | 64.2731 | 0 | -34986.8 | 9.038 | 86511.4 | 0 | 0 | 0 | 74242.6 | 74.2426 | 0 | -42964.6 | 8.9057 | 8.9684 | 9.038
[20 empty] | 2020-02-07 02:00 | 891 | 2 | 7 | 3 | 0 | 0 | 8.9057 | 64218 | 0 | 0 | 0 | 52169.2 | 52.1692 | 0 | -30809.9 | 8.9684 | 70832.3 | 0 | 0 | 0 | 58783.4 | 58.7834 | 0 | -35667.9 | 9.038 | 81812.9 | 0 | 0 | 0 | 69764.1 | 69.7641 | 0 | -44423.7 | 8.9057 | 8.9684 | 9.038
[20 empty] | 2020-02-07 03:00 | 892 | 2 | 7 | 4 | 0 | 0 | 8.9057 | 81363.8 | 0 | 0 | 0 | 69094.9 | 69.0949 | 0 | -34832.7 | 8.9684 | 90099.3 | 0 | 0 | 0 | 77830.5 | 77.8305 | 0 | -41380.3 | 9.038 | 104476 | 0 | 0 | 0 | 92207.5 | 92.2075 | 0 | -52842.8 | 8.9057 | 8.9684 | 9.038
[20 empty] | 2020-02-07 04:00 | 893 | 2 | 7 | 5 | 0 | 0 | 8.9057 | 78122.4 | 0 | 0 | 0 | 65853.6 | 65.8536 | 0 | -37258.1 | 8.9684 | 88739.3 | 0 | 0 | 0 | 76470.5 | 76.4705 | 0 | -45785.8 | 9.038 | 104891 | 0 | 0 | 0 | 92622.5 | 92.6225 | 0 | -58808.6 | 8.9057 | 8.9684 | 9.038
[20 empty] | 2020-02-07 05:00 | 894 | 2 | 7 | 6 | 0 | 0 | 8.9057 | 89912.3 | 0 | 0 | 0 | 77423.5 | 77.4235 | 0 | -42149.1 | 8.9684 | 105209 | 0 | 0 | 0 | 92720.3 | 92.7203 | 0 | -54936.3 | 9.038 | 123423 | 0 | 0 | 0 | 110934 | 110.934 | 0 | -69331.7 | 8.9057 | 8.9684 | 9.038
[20 empty] | 2020-02-07 06:00 | 895 | 2 | 7 | 7 | 0 | 0 | 8.9057 | 79845.1 | 0 | 0 | 0 | 67576.3 | 67.5763 | 0 | -44229.6 | 8.9684 | 96138.1 | 0 | 0 | 0 | 83869.3 | 83.8693 | 0 | -57526.9 | 9.038 | 113182 | 0 | 0 | 0 | 100913 | 100.913 | 0 | -71027.1 | 8.9057 | 8.9684 | 9.038
[20 empty] | 2020-02-07 07:00 | 896 | 2 | 7 | 8 | 16238.651 | 16.2387 | 8.7909 | 90912.5 | 0 | 0 | 0 | 78643.7 | 78.6437 | 0 | -48664.3 | 8.8321 | 107056 | 0 | 0 | 0 | 94786.9 | 94.7869 | 0 | -61212.8 | 8.8832 | 123466 | 0 | 0 | 0 | 111197 | 111.197 | 0 | -73842.5 | -7.4478 | -7.4066 | -7.3555
[20 empty] | 2020-02-07 08:00 | 897 | 2 | 7 | 9 | 55669.608 | 55.6696 | 8.6337 | 70448.7 | 0 | 0 | 0 | 58693.2 | 58.6932 | 0 | -41876.2 | 8.6892 | 83336.8 | 0 | 0 | 0 | 71581.2 | 71.5812 | 0 | -51914.6 | 8.7542 | 96175.8 | 0 | 0 | 0 | 84420.3 | 84.4203 | 0 | -61819.7 | -47.0359 | -46.9804 | -46.9154
[20 empty] | 2020-02-07 09:00 | 898 | 2 | 7 | 10 | 138521.054 | 138.5211 | 8.622 | 70076.7 | 0 | 0 | 0 | 58614.5 | 58.6145 | 0 | -36600.1 | 8.6846 | 80398.8 | 0 | 0 | 0 | 68936.6 | 68.9366 | 0 | -44155 | 8.7542 | 90656.5 | 0 | 0 | 0 | 79194.3 | 79.1943 | 0 | -51586.7 | -129.8991 | -129.8364 | -129.7668
[20 empty] | 2020-02-07 10:00 | 899 | 2 | 7 | 11 | 128604.544 | 128.6045 | 8.622 | 76962.1 | 0 | 0 | 0 | 65499.9 | 65.4999 | 0 | -36258.6 | 8.6846 | 85776.1 | 0 | 0 | 0 | 74313.9 | 74.3139 | 0 | -42391.4 | 8.7542 | 94645.1 | 0 | 0 | 0 | 83182.8 | 83.1828 | 0 | -48473.8 | -119.9826 | -119.9199 | -119.8503
[20 empty] | 2020-02-07 11:00 | 900 | 2 | 7 | 12 | 118480.815 | 118.4808 | 8.622 | 66603.2 | 0 | 0 | 0 | 55361 | 55.361 | 0 | -32295.3 | 8.6846 | 73217.4 | 0 | 0 | 0 | 61975.2 | 61.9752 | 0 | -36806.9 | 8.7542 | 79890.4 | 0 | 0 | 0 | 68648.1 | 68.6481 | 0 | -41292.6 | -109.8588 | -109.7962 | -109.7266
[20 empty] | 2020-02-07 12:00 | 901 | 2 | 7 | 13 | 166727.594 | 166.7276 | 8.622 | 65296.8 | 0 | 0 | 0 | 54201.2 | 54.2012 | 0 | -29818.6 | 8.6846 | 70379 | 0 | 0 | 0 | 59283.4 | 59.2834 | 0 | -32995.8 | 8.7542 | 75670.8 | 0 | 0 | 0 | 64575.2 | 64.5752 | 0 | -36295.9 | -158.1056 | -158.0429 | -157.9734
[20 empty] | 2020-02-07 13:00 | 902 | 2 | 7 | 14 | 215013.517 | 215.0135 | 8.6258 | 64957.4 | 0 | 0 | 0 | 53861.8 | 53.8618 | 0 | -25282.8 | 8.6846 | 67949.5 | 0 | 0 | 0 | 56853.9 | 56.8539 | 0 | -26257.5 | 8.7542 | 71323.5 | 0 | 0 | 0 | 60227.9 | 60.2279 | 0 | -27471.4 | -206.3877 | -206.3289 | -206.2593
[20 empty] | 2020-02-07 14:00 | 903 | 2 | 7 | 15 | 172316.133 | 172.3161 | 8.6224 | 56217.7 | 0 | 0 | 0 | 45268.8 | 45.2688 | 0 | -22004.4 | 8.6846 | 57073.2 | 0 | 0 | 0 | 46124.3 | 46.1243 | 0 | -21558 | 8.7542 | 58245.2 | 0 | 0 | 0 | 47296.3 | 47.2963 | 0 | -21266.6 | -163.6938 | -163.6315 | -163.5619
[20 empty] | 2020-02-07 15:00 | 904 | 2 | 7 | 16 | 108538.527 | 108.5385 | 8.622 | 60915 | 0 | 0 | 0 | 49892.8 | 49.8928 | 0 | -20903.7 | 8.6846 | 61575.6 | 0 | 0 | 0 | 50553.3 | 50.5533 | 0 | -20308.6 | 8.7542 | 62638.6 | 0 | 0 | 0 | 51616.3 | 51.6163 | 0 | -19950.2 | -99.9166 | -99.8539 | -99.7843
[20 empty] | 2020-02-07 16:00 | 905 | 2 | 7 | 17 | 12892.088 | 12.8921 | 8.631 | 58248.8 | 0 | 0 | 0 | 47226.6 | 47.2266 | 0 | -20728.7 | 8.6846 | 58941.7 | 0 | 0 | 0 | 47919.4 | 47.9194 | 0 | -20356 | 8.7542 | 59800.4 | 0 | 0 | 0 | 48778.1 | 48.7781 | 0 | -19937.6 | -4.2611 | -4.2074 | -4.1379
[20 empty] | 2020-02-07 17:00 | 906 | 2 | 7 | 18 | 0 | 0 | 8.9057 | 64201.9 | 0 | 0 | 0 | 53033 | 53.033 | 0 | -22420.8 | 8.9684 | 65987.8 | 0 | 0 | 0 | 54818.9 | 54.8189 | 0 | -22948 | 9.038 | 67834.5 | 0 | 0 | 0 | 56665.6 | 56.6656 | 0 | -23375.5 | 8.9057 | 8.9684 | 9.038
[20 empty] | 2020-02-07 18:00 | 907 | 2 | 7 | 19 | 0 | 0 | 8.9057 | 58460.4 | 0 | 0 | 0 | 47364.8 | 47.3648 | 0 | -22866.6 | 8.9684 | 60720.4 | 0 | 0 | 0 | 49624.8 | 49.6248 | 0 | -24036.7 | 9.038 | 62814.1 | 0 | 0 | 0 | 51718.5 | 51.7185 | 0 | -24911 | 8.9057 | 8.9684 | 9.038
[20 empty] | 2020-02-07 19:00 | 908 | 2 | 7 | 20 | 0 | 0 | 8.9057 | 61641 | 0 | 0 | 0 | 50545.4 | 50.5454 | 0 | -23848.9 | 8.9684 | 64586.6 | 0 | 0 | 0 | 53491.1 | 53.4911 | 0 | -25448.1 | 9.038 | 67322.8 | 0 | 0 | 0 | 56227.2 | 56.2272 | 0 | -26753.6 | 8.9057 | 8.9684 | 9.038
[20 empty] | 2020-02-07 20:00 | 909 | 2 | 7 | 21 | 0 | 0 | 8.9057 | 70283.1 | 0 | 0 | 0 | 59040.8 | 59.0408 | 0 | -28215.2 | 8.9684 | 73735.7 | 0 | 0 | 0 | 62493.5 | 62.4935 | 0 | -29976.7 | 9.038 | 77073.9 | 0 | 0 | 0 | 65831.7 | 65.8317 | 0 | -31522.2 | 8.9057 | 8.9684 | 9.038
[20 empty] | 2020-02-07 21:00 | 910 | 2 | 7 | 22 | 0 | 0 | 8.9057 | 66385.8 | 0 | 0 | 0 | 55216.9 | 55.2169 | 0 | -29860.6 | 8.9684 | 69832.4 | 0 | 0 | 0 | 58663.5 | 58.6635 | 0 | -31966.5 | 9.038 | 73208.3 | 0 | 0 | 0 | 62039.4 | 62.0394 | 0 | -33924.9 | 8.9057 | 8.9684 | 9.038
[20 empty] | 2020-02-07 22:00 | 911 | 2 | 7 | 23 | 0 | 0 | 8.9057 | 70748.1 | 0 | 0 | 0 | 59579.2 | 59.5792 | 0 | -31784.9 | 8.9684 | 74697.1 | 0 | 0 | 0 | 63528.2 | 63.5282 | 0 | -34211.7 | 9.038 | 78669.5 | 0 | 0 | 0 | 67500.6 | 67.5006 | 0 | -36560.3 | 8.9057 | 8.9684 | 9.038
[20 empty] | 2020-02-07 23:00 | 912 | 2 | 7 | 24 | 0 | 0 | 8.9057 | 65621 | 0 | 0 | 0 | 54598.7 | 54.5987 | 0 | -30443.8 | 8.9684 | 69343.8 | 0 | 0 | 0 | 58321.6 | 58.3216 | 0 | -32775.4 | 9.038 | 73096.4 | 0 | 0 | 0 | 62074.1 | 62.0741 | 0 | -35042.3 | 8.9057 | 8.9684 | 9.038
[20 empty] | 2020-02-08 | 913 | 2 | 8 | 1 | 0 | 0 | 8.5004 | 57691.1 | 0 | 0 | 0 | 46962.2 | 46.9622 | 0 | -27177.5 | 8.5631 | 60750.7 | 0 | 0 | 0 | 50021.8 | 50.0218 | 0 | -29055.9 | 8.6326 | 63772.5 | 0 | 0 | 0 | 53043.6 | 53.0436 | 0 | -30818.1 | 8.5004 | 8.5631 | 8.6326
[20 empty] | 2020-02-08 01:00 | 914 | 2 | 8 | 2 | 0 | 0 | 8.5004 | 66097.8 | 0 | 0 | 0 | 55368.9 | 55.3689 | 0 | -27891.6 | 8.5631 | 69575.7 | 0 | 0 | 0 | 58846.7 | 58.8467 | 0 | -29858.3 | 8.6326 | 73073.3 | 0 | 0 | 0 | 62344.4 | 62.3444 | 0 | -31732 | 8.5004 | 8.5631 | 8.6326
[20 empty] | 2020-02-08 02:00 | 915 | 2 | 8 | 3 | 0 | 0 | 8.5004 | 76775.3 | 0 | 0 | 0 | 65826.4 | 65.8264 | 0 | -32092.3 | 8.5631 | 81166.7 | 0 | 0 | 0 | 70217.8 | 70.2178 | 0 | -34664.4 | 8.6326 | 85718.4 | 0 | 0 | 0 | 74769.4 | 74.7694 | 0 | -37251 | 8.5004 | 8.5631 | 8.6326
[20 empty] | 2020-02-08 03:00 | 916 | 2 | 8 | 4 | 0 | 0 | 8.5004 | 78951.6 | 0 | 0 | 0 | 67856 | 67.856 | 0 | -35480.4 | 8.5631 | 83856.1 | 0 | 0 | 0 | 72760.5 | 72.7605 | 0 | -38568.2 | 8.6326 | 89171.6 | 0 | 0 | 0 | 78076 | 78.076 | 0 | -41935.1 | 8.5004 | 8.5631 | 8.6326
[20 empty] | 2020-02-08 04:00 | 917 | 2 | 8 | 5 | 0 | 0 | 26.4094 | 866601 | 7.2113 | 24.605 | 0 | 855505 | 855.505 | 55104.6 | -778128 | 29.0382 | 929535 | 8.1347 | 27.7557 | 0 | 918439 | 918.439 | 62160.6 | -837456 | 31.6532 | 998363 | 9.1506 | 31.2218 | 0 | 987267 | 987.267 | 69923.3 | -902337 | 26.4094 | 29.0382 | 31.6532
[20 empty] | 2020-02-08 05:00 | 918 | 2 | 8 | 6 | 0 | 0 | 34.2268 | 870812 | 11.9773 | 40.8665 | 0 | 859790 | 859.79 | 91523 | -763535 | 37.2539 | 931978 | 13.7039 | 46.7577 | 0 | 920955 | 920.955 | 104717 | -820238 | 40.7799 | 998840 | 15.7866 | 53.8639 | 0 | 987818 | 987.818 | 120632 | -882160 | 34.2268 | 37.2539 | 40.7799
[20 empty] | 2020-02-08 06:00 | 919 | 2 | 8 | 7 | 0 | 0 | 37.4565 | 894074 | 13.06 | 44.5607 | 0 | 860543 | 860.543 | 99796.6 | -761625 | 40.6664 | 955166 | 14.9709 | 51.0807 | 0 | 921635 | 921.635 | 114398 | -818225 | 44.3967 | 1021950 | 17.2593 | 58.8887 | 0 | 988420 | 988.42 | 131886 | -880057 | 37.4565 | 40.6664 | 44.3967
[20 empty] | 2020-02-08 07:00 | 920 | 2 | 8 | 8 | 14718.097 | 14.7181 | 98.5754 | 974845 | 0.97915 | 3.3409 | 0 | 891604 | 891.604 | 7482.1 | -796491 | 99.684 | 1038250 | 1.0871 | 3.7093 | 0 | 955013 | 955.013 | 8307.19 | -855867 | 100.88 | 1107580 | 1.2087 | 4.1239 | 0 | 1024340 | 1024.34 | 9235.74 | -920741 | 83.8573 | 84.9659 | 86.1619
[20 empty] | 2020-02-08 08:00 | 921 | 2 | 8 | 9 | 81638.408 | 81.6384 | 126.853 | 1056710 | 1.3928 | 4.7523 | 0 | 974418 | 974.418 | 10643 | -903049 | 127.641 | 1114260 | 1.5024 | 5.1263 | 0 | 1031970 | 1031.97 | 11480.7 | -957595 | 128.731 | 1172880 | 1.6242 | 5.5416 | 0 | 1090590 | 1090.59 | 12410.8 | -1012490 | 45.2146 | 46.0026 | 47.0926
[20 empty] | 2020-02-08 09:00 | 922 | 2 | 8 | 10 | 149439.346 | 149.4393 | 132.114 | 1011040 | 1.3699 | 4.6742 | 0 | 953904 | 953.904 | 10468.3 | -864174 | 133.046 | 1058770 | 1.4793 | 5.0475 | 0 | 1001630 | 1001.63 | 11304.1 | -907131 | 134.27 | 1102950 | 1.6008 | 5.4619 | 0 | 1045810 | 1045.81 | 12232.2 | -945066 | -17.3253 | -16.3933 | -15.1693
[20 empty] | 2020-02-08 10:00 | 923 | 2 | 8 | 11 | 197399.073 | 197.3991 | 132.786 | 985302 | 1.3561 | 4.627 | 0 | 928166 | 928.166 | 10362.5 | -836842 | 133.879 | 1023020 | 1.4654 | 5.0001 | 0 | 965884 | 965.884 | 11198.1 | -868870 | 135.22 | 1061650 | 1.5869 | 5.4144 | 0 | 1004510 | 1004.51 | 12125.8 | -901434 | -64.6131 | -63.5201 | -62.1791
[20 empty] | 2020-02-08 11:00 | 924 | 2 | 8 | 12 | 88772.72 | 88.7727 | 113.434 | 1013250 | 2.8945 | 9.8761 | 0 | 886594 | 886.594 | 22118.1 | -792570 | 114.688 | 1044810 | 3.1063 | 10.5988 | 0 | 918154 | 918.154 | 23736.6 | -818684 | 116.288 | 1076650 | 3.3415 | 11.4012 | 0 | 949987 | 949.987 | 25533.7 | -843993 | 24.6613 | 25.9153 | 27.5153
[20 empty] | 2020-02-08 12:00 | 925 | 2 | 8 | 13 | 230757.532 | 230.7575 | 135.023 | 980683 | 1.1509 | 3.927 | 0 | 854024 | 854.024 | 8794.85 | -759147 | 136.248 | 1007380 | 1.2601 | 4.2994 | 0 | 880718 | 880.718 | 9628.71 | -780073 | 137.731 | 1029100 | 1.3812 | 4.7128 | 0 | 902440 | 902.44 | 10554.6 | -795217 | -95.7345 | -94.5095 | -93.0265
[20 empty] | 2020-02-08 13:00 | 926 | 2 | 8 | 14 | 205986.634 | 205.9866 | 86.5219 | 920928 | 1.1533 | 3.9349 | 0 | 829551 | 829.551 | 8812.46 | -733295 | 87.819 | 938924 | 1.2626 | 4.308 | 0 | 847547 | 847.547 | 9647.99 | -745408 | 89.3125 | 955148 | 1.384 | 4.7222 | 0 | 863771 | 863.771 | 10575.7 | -755578 | -119.4647 | -118.1676 | -116.6741
[20 empty] | 2020-02-08 14:00 | 927 | 2 | 8 | 15 | 163216.726 | 163.2167 | 81.6822 | 870890 | 1.1509 | 3.9269 | 0 | 813607 | 813.607 | 8794.66 | -716954 | 82.9859 | 885117 | 1.26 | 4.2993 | 0 | 827834 | 827.834 | 9628.5 | -725596 | 84.4771 | 899294 | 1.3812 | 4.7127 | 0 | 842012 | 842.012 | 10554.3 | -733883 | -81.5345 | -80.2308 | -78.7396
[20 empty] | 2020-02-08 15:00 | 928 | 2 | 8 | 16 | 101699.959 | 101.7 | 69.3751 | 878537 | 1.3553 | 4.6242 | 0 | 821034 | 821.034 | 10356.3 | -724393 | 70.6198 | 894427 | 1.4646 | 4.9971 | 0 | 836924 | 836.924 | 11191.4 | -734681 | 72.1118 | 910621 | 1.5859 | 5.4111 | 0 | 853119 | 853.119 | 12118.6 | -744770 | -32.3249 | -31.0802 | -29.5882
[20 empty] | 2020-02-08 16:00 | 929 | 2 | 8 | 17 | 34244.076 | 34.2441 | 67.7028 | 839263 | 1.3684 | 4.669 | 0 | 806612 | 806.612 | 10456.7 | -709815 | 68.8164 | 855731 | 1.4778 | 5.0421 | 0 | 823080 | 823.08 | 11292.2 | -720735 | 70.2578 | 869415 | 1.5992 | 5.4564 | 0 | 836764 | 836.764 | 12219.9 | -728516 | 33.4587 | 34.5723 | 36.0137
[20 empty] | 2020-02-08 17:00 | 930 | 2 | 8 | 18 | 0 | 0 | 14.694 | 33091 | 0 | 0 | 0 | 0 | 0 | 0 | 0 | 14.694 | 33091 | 0 | 0 | 0 | 0 | 0 | 0 | 0 | 14.694 | 33091 | 0 | 0 | 0 | 0 | 0 | 0 | 0 | 14.694 | 14.694 | 14.694
[20 empty] | 2020-02-08 18:00 | 931 | 2 | 8 | 19 | 0 | 0 | 13.7827 | 33237.7 | 0 | 0 | 0 | 0 | 0 | 0 | 0 | 13.7827 | 33237.7 | 0 | 0 | 0 | 0 | 0 | 0 | 0 | 13.7827 | 33237.7 | 0 | 0 | 0 | 0 | 0 | 0 | 0 | 13.7827 | 13.7827 | 13.7827
[20 empty] | 2020-02-08 19:00 | 932 | 2 | 8 | 20 | 0 | 0 | 10.3847 | 33237.7 | 0 | 0 | 0 | 0 | 0 | 0 | 0 | 10.3847 | 33237.7 | 0 | 0 | 0 | 0 | 0 | 0 | 0 | 10.3847 | 33237.7 | 0 | 0 | 0 | 0 | 0 | 0 | 0 | 10.3847 | 10.3847 | 10.3847
[20 empty] | 2020-02-08 20:00 | 933 | 2 | 8 | 21 | 0 | 0 | 8.8655 | 10948.9 | 0 | 0 | 0 | 0 | 0 | 0 | 0 | 8.8655 | 10948.9 | 0 | 0 | 0 | 0 | 0 | 0 | 0 | 8.8655 | 10948.9 | 0 | 0 | 0 | 0 | 0 | 0 | 0 | 8.8655 | 8.8655 | 8.8655
[20 empty] | 2020-02-08 21:00 | 934 | 2 | 8 | 22 | 0 | 0 | 7.3463 | 11095.6 | 0 | 0 | 0 | 0 | 0 | 0 | 0 | 7.3463 | 11095.6 | 0 | 0 | 0 | 0 | 0 | 0 | 0 | 7.3463 | 11095.6 | 0 | 0 | 0 | 0 | 0 | 0 | 0 | 7.3463 | 7.3463 | 7.3463
[20 empty] | 2020-02-08 22:00 | 935 | 2 | 8 | 23 | 0 | 0 | 7.3463 | 11095.6 | 0 | 0 | 0 | 0 | 0 | 0 | 0 | 7.3463 | 11095.6 | 0 | 0 | 0 | 0 | 0 | 0 | 0 | 7.3463 | 11095.6 | 0 | 0 | 0 | 0 | 0 | 0 | 0 | 7.3463 | 7.3463 | 7.3463
[20 empty] | 2020-02-08 23:00 | 936 | 2 | 8 | 24 | 0 | 0 | 7.3463 | 11168.9 | 0 | 0 | 0 | 0 | 0 | 0 | 0 | 7.3463 | 11168.9 | 0 | 0 | 0 | 0 | 0 | 0 | 0 | 7.3463 | 11168.9 | 0 | 0 | 0 | 0 | 0 | 0 | 0 | 7.3463 | 7.3463 | 7.3463
[20 empty] | 2020-02-09 | 937 | 2 | 9 | 1 | 0 | 0 | 7.3463 | 11242.2 | 0 | 0 | 0 | 0 | 0 | 0 | 0 | 7.3463 | 11242.2 | 0 | 0 | 0 | 0 | 0 | 0 | 0 | 7.3463 | 11242.2 | 0 | 0 | 0 | 0 | 0 | 0 | 0 | 7.3463 | 7.3463 | 7.3463
[20 empty] | 2020-02-09 01:00 | 938 | 2 | 9 | 2 | 0 | 0 | 7.3463 | 11242.2 | 0 | 0 | 0 | 0 | 0 | 0 | 0 | 7.3463 | 11242.2 | 0 | 0 | 0 | 0 | 0 | 0 | 0 | 7.3463 | 11242.2 | 0 | 0 | 0 | 0 | 0 | 0 | 0 | 7.3463 | 7.3463 | 7.3463
[20 empty] | 2020-02-09 02:00 | 939 | 2 | 9 | 3 | 0 | 0 | 7.3463 | 11388.9 | 0 | 0 | 0 | 0 | 0 | 0 | 0 | 7.3463 | 11388.9 | 0 | 0 | 0 | 0 | 0 | 0 | 0 | 7.3463 | 11388.9 | 0 | 0 | 0 | 0 | 0 | 0 | 0 | 7.3463 | 7.3463 | 7.3463
[20 empty] | 2020-02-09 03:00 | 940 | 2 | 9 | 4 | 0 | 0 | 7.3463 | 11388.9 | 0 | 0 | 0 | 0 | 0 | 0 | 0 | 7.3463 | 11388.9 | 0 | 0 | 0 | 0 | 0 | 0 | 0 | 7.3463 | 11388.9 | 0 | 0 | 0 | 0 | 0 | 0 | 0 | 7.3463 | 7.3463 | 7.3463
[20 empty] | 2020-02-09 04:00 | 941 | 2 | 9 | 5 | 0 | 0 | 36.9364 | 927540 | 16.2658 | 55.4989 | 0 | 916151 | 916.151 | 124293 | -736250 | 39.9927 | 978233 | 18.0521 | 61.5938 | 0 | 966844 | 966.844 | 137944 | -777585 | 43.3786 | 1034010 | 20.0285 | 68.3372 | 0 | 1022620 | 1022.62 | 153045 | -822943 | 36.9364 | 39.9927 | 43.3786
[20 empty] | 2020-02-09 05:00 | 942 | 2 | 9 | 6 | 0 | 0 | 41.886 | 816898 | 19.7287 | 67.3143 | 0 | 805363 | 805.363 | 150755 | -703918 | 45.5883 | 859921 | 22.1629 | 75.6198 | 0 | 848386 | 848.386 | 169355 | -741528 | 49.7179 | 905088 | 24.8886 | 84.9199 | 0 | 893552 | 893.552 | 190184 | -780680 | 41.886 | 45.5883 | 49.7179
[20 empty] | 2020-02-09 06:00 | 943 | 2 | 9 | 7 | 0 | 0 | 44.5273 | 820864 | 20.2452 | 69.0766 | 0 | 786820 | 786.82 | 154701 | -686119 | 48.2657 | 862439 | 22.7176 | 77.5125 | 0 | 828394 | 828.394 | 173594 | -722369 | 52.3912 | 903292 | 25.4465 | 86.8235 | 0 | 869247 | 869.247 | 194447 | -757324 | 44.5273 | 48.2657 | 52.3912
[20 empty] | 2020-02-09 07:00 | 944 | 2 | 9 | 8 | 20038.686 | 20.0387 | 98.1625 | 899491 | 0.95415 | 3.2556 | 0 | 815736 | 815.736 | 7291.07 | -717730 | 99.2418 | 951150 | 1.0585 | 3.6117 | 0 | 867396 | 867.396 | 8088.76 | -764366 | 100.365 | 1008420 | 1.1743 | 4.0067 | 0 | 924664 | 924.664 | 8973.37 | -815949 | 78.1238 | 79.2031 | 80.3263
[20 empty] | 2020-02-09 08:00 | 945 | 2 | 9 | 9 | 97300.402 | 97.3004 | 127.901 | 959868 | 1.3639 | 4.6535 | 0 | 876553 | 876.553 | 10421.9 | -790401 | 127.947 | 1003910 | 1.4732 | 5.0265 | 0 | 920601 | 920.601 | 11257.2 | -829985 | 128.909 | 1052070 | 1.5946 | 5.4407 | 0 | 968759 | 968.759 | 12184.8 | -873111 | 30.6006 | 30.6466 | 31.6086
[20 empty] | 2020-02-09 09:00 | 946 | 2 | 9 | 10 | 166787.405 | 166.7874 | 134.461 | 863556 | 1.3641 | 4.6543 | 0 | 805246 | 805.246 | 10423.7 | -710787 | 134.529 | 900011 | 1.4734 | 5.0274 | 0 | 841701 | 841.701 | 11259.2 | -742175 | 134.892 | 940328 | 1.5949 | 5.4416 | 0 | 882018 | 882.018 | 12186.9 | -776868 | -32.3264 | -32.2584 | -31.8954
[20 empty] | 2020-02-09 10:00 | 947 | 2 | 9 | 11 | 209719.926 | 209.7199 | 133.941 | 832221 | 1.3641 | 4.6543 | 0 | 773911 | 773.911 | 10423.7 | -676211 | 134.434 | 865411 | 1.4734 | 5.0274 | 0 | 807102 | 807.102 | 11259.1 | -704188 | 135.561 | 902908 | 1.5948 | 5.4416 | 0 | 844598 | 844.598 | 12186.8 | -735866 | -75.7789 | -75.2859 | -74.1589
[20 empty] | 2020-02-09 11:00 | 948 | 2 | 9 | 12 | 231527.405 | 231.5274 | 112.189 | 849963 | 1.1532 | 3.9348 | 0 | 723304 | 723.304 | 8812.16 | -629625 | 113.096 | 876466 | 1.2626 | 4.3078 | 0 | 749807 | 749.807 | 9647.66 | -651338 | 114.337 | 906056 | 1.384 | 4.7221 | 0 | 779397 | 779.397 | 10575.4 | -675621 | -119.3384 | -118.4314 | -117.1904
[20 empty] | 2020-02-09 12:00 | 949 | 2 | 9 | 13 | 232908.767 | 232.9088 | 135.392 | 770900 | 1.1532 | 3.9348 | 0 | 644241 | 644.241 | 8812.16 | -550108 | 136.313 | 788326 | 1.2626 | 4.3078 | 0 | 661667 | 661.667 | 9647.62 | -563055 | 137.618 | 807518 | 1.384 | 4.722 | 0 | 680859 | 680.859 | 10575.3 | -577608 | -97.5168 | -96.5958 | -95.2908
[20 empty] | 2020-02-09 13:00 | 950 | 2 | 9 | 14 | 216315.885 | 216.3159 | 86.8425 | 717477 | 1.1532 | 3.9348 | 0 | 623279 | 623.279 | 8812.16 | -528272 | 87.7915 | 729446 | 1.2626 | 4.3078 | 0 | 635249 | 635.249 | 9647.66 | -536286 | 89.1098 | 744054 | 1.384 | 4.722 | 0 | 649856 | 649.856 | 10575.3 | -546399 | -129.4734 | -128.5244 | -127.2061
[20 empty] | 2020-02-09 14:00 | 951 | 2 | 9 | 15 | 174468.462 | 174.4685 | 81.8726 | 649228 | 1.153 | 3.934 | 0 | 591432 | 591.432 | 8810.51 | -502788 | 82.8826 | 654737 | 1.2623 | 4.307 | 0 | 596941 | 596.941 | 9645.85 | -505052 | 84.2461 | 661982 | 1.3837 | 4.7212 | 0 | 604186 | 604.186 | 10573.3 | -508830 | -92.5959 | -91.5859 | -90.2224
[20 empty] | 2020-02-09 15:00 | 952 | 2 | 9 | 16 | 112078.834 | 112.0788 | 69.2132 | 674842 | 1.3641 | 4.6544 | 0 | 616972 | 616.972 | 10423.8 | -520830 | 70.3906 | 681279 | 1.4735 | 5.0274 | 0 | 623410 | 623.41 | 11259.3 | -523518 | 71.8272 | 689929 | 1.5949 | 5.4417 | 0 | 632059 | 632.059 | 12187 | -528028 | -42.8656 | -41.6882 | -40.2516
[20 empty] | 2020-02-09 16:00 | 953 | 2 | 9 | 17 | 38672.789 | 38.6728 | 67.4106 | 646301 | 1.3641 | 4.6544 | 0 | 613283 | 613.283 | 10423.8 | -518927 | 68.473 | 655174 | 1.4734 | 5.0274 | 0 | 622156 | 622.156 | 11259.3 | -523996 | 69.9043 | 666263 | 1.5949 | 5.4417 | 0 | 633246 | 633.246 | 12186.9 | -530916 | 28.7378 | 29.8002 | 31.2315
[20 empty] | 2020-02-09 17:00 | 954 | 2 | 9 | 18 | 0 | 0 | 14.694 | 33237.7 | 0 | 0 | 0 | 0 | 0 | 0 | 0 | 14.694 | 33237.7 | 0 | 0 | 0 | 0 | 0 | 0 | 0 | 14.694 | 33237.7 | 0 | 0 | 0 | 0 | 0 | 0 | 0 | 14.694 | 14.694 | 14.694
[20 empty] | 2020-02-09 18:00 | 955 | 2 | 9 | 19 | 0 | 0 | 13.7827 | 33677.8 | 0 | 0 | 0 | 0 | 0 | 0 | 0 | 13.7827 | 33677.8 | 0 | 0 | 0 | 0 | 0 | 0 | 0 | 13.7827 | 33677.8 | 0 | 0 | 0 | 0 | 0 | 0 | 0 | 13.7827 | 13.7827 | 13.7827
[20 empty] | 2020-02-09 19:00 | 956 | 2 | 9 | 20 | 0 | 0 | 10.3847 | 33677.8 | 0 | 0 | 0 | 0 | 0 | 0 | 0 | 10.3847 | 33677.8 | 0 | 0 | 0 | 0 | 0 | 0 | 0 | 10.3847 | 33677.8 | 0 | 0 | 0 | 0 | 0 | 0 | 0 | 10.3847 | 10.3847 | 10.3847
[20 empty] | 2020-02-09 20:00 | 957 | 2 | 9 | 21 | 0 | 0 | 8.8655 | 11315.6 | 0 | 0 | 0 | 0 | 0 | 0 | 0 | 8.8655 | 11315.6 | 0 | 0 | 0 | 0 | 0 | 0 | 0 | 8.8655 | 11315.6 | 0 | 0 | 0 | 0 | 0 | 0 | 0 | 8.8655 | 8.8655 | 8.8655
[20 empty] | 2020-02-09 21:00 | 958 | 2 | 9 | 22 | 0 | 0 | 7.3463 | 11535.5 | 0 | 0 | 0 | 0 | 0 | 0 | 0 | 7.3463 | 11535.5 | 0 | 0 | 0 | 0 | 0 | 0 | 0 | 7.3463 | 11535.5 | 0 | 0 | 0 | 0 | 0 | 0 | 0 | 7.3463 | 7.3463 | 7.3463
[20 empty] | 2020-02-09 22:00 | 959 | 2 | 9 | 23 | 0 | 0 | 7.3463 | 11535.5 | 0 | 0 | 0 | 0 | 0 | 0 | 0 | 7.3463 | 11535.5 | 0 | 0 | 0 | 0 | 0 | 0 | 0 | 7.3463 | 11535.5 | 0 | 0 | 0 | 0 | 0 | 0 | 0 | 7.3463 | 7.3463 | 7.3463
[20 empty] | 2020-02-09 23:00 | 960 | 2 | 9 | 24 | 0 | 0 | 7.3463 | 11388.9 | 0 | 0 | 0 | 0 | 0 | 0 | 0 | 7.3463 | 11388.9 | 0 | 0 | 0 | 0 | 0 | 0 | 0 | 7.3463 | 11388.9 | 0 | 0 | 0 | 0 | 0 | 0 | 0 | 7.3463 | 7.3463 | 7.3463
[20 empty] | 2020-02-10 | 961 | 2 | 10 | 1 | 0 | 0 | 7.3463 | 11388.9 | 0 | 0 | 0 | 0 | 0 | 0 | 0 | 7.3463 | 11388.9 | 0 | 0 | 0 | 0 | 0 | 0 | 0 | 7.3463 | 11388.9 | 0 | 0 | 0 | 0 | 0 | 0 | 0 | 7.3463 | 7.3463 | 7.3463
[20 empty] | 2020-02-10 01:00 | 962 | 2 | 10 | 2 | 0 | 0 | 7.3463 | 11388.9 | 0 | 0 | 0 | 0 | 0 | 0 | 0 | 7.3463 | 11388.9 | 0 | 0 | 0 | 0 | 0 | 0 | 0 | 7.3463 | 11388.9 | 0 | 0 | 0 | 0 | 0 | 0 | 0 | 7.3463 | 7.3463 | 7.3463
[20 empty] | 2020-02-10 02:00 | 963 | 2 | 10 | 3 | 0 | 0 | 7.3463 | 11462.2 | 0 | 0 | 0 | 0 | 0 | 0 | 0 | 7.3463 | 11462.2 | 0 | 0 | 0 | 0 | 0 | 0 | 0 | 7.3463 | 11462.2 | 0 | 0 | 0 | 0 | 0 | 0 | 0 | 7.3463 | 7.3463 | 7.3463
[20 empty] | 2020-02-10 03:00 | 964 | 2 | 10 | 4 | 0 | 0 | 7.3463 | 11535.5 | 0 | 0 | 0 | 0 | 0 | 0 | 0 | 7.3463 | 11535.5 | 0 | 0 | 0 | 0 | 0 | 0 | 0 | 7.3463 | 11535.5 | 0 | 0 | 0 | 0 | 0 | 0 | 0 | 7.3463 | 7.3463 | 7.3463
[20 empty] | 2020-02-10 04:00 | 965 | 2 | 10 | 5 | 0 | 0 | 39.774 | 843031 | 19.2255 | 65.5974 | 0 | 831496 | 831.496 | 146910 | -650091 | 42.9842 | 881946 | 21.1812 | 72.2703 | 0 | 870411 | 870.411 | 161854 | -679390 | 46.5196 | 925030 | 23.3239 | 79.5811 | 0 | 913494 | 913.494 | 178227 | -711858 | 39.774 | 42.9842 | 46.5196
[20 empty] | 2020-02-10 05:00 | 966 | 2 | 10 | 6 | 0 | 0 | 43.201 | 699857 | 21.4438 | 73.1662 | 0 | 688322 | 688.322 | 163861 | -590407 | 46.8884 | 729274 | 23.8804 | 81.4799 | 0 | 717739 | 717.739 | 182480 | -614800 | 50.9816 | 761518 | 26.5857 | 90.7104 | 0 | 749983 | 749.983 | 203152 | -641493 | 43.201 | 46.8884 | 50.9816
[20 empty] | 2020-02-10 06:00 | 967 | 2 | 10 | 7 | 0 | 0 | 45.5301 | 703140 | 21.6479 | 73.8626 | 0 | 669095 | 669.095 | 165421 | -569513 | 49.2139 | 732075 | 24.082 | 82.1678 | 0 | 698030 | 698.03 | 184020 | -593380 | 53.3024 | 764468 | 26.7825 | 91.3819 | 0 | 730423 | 730.423 | 204656 | -620108 | 45.5301 | 49.2139 | 53.3024
[20 empty] | 2020-02-10 07:00 | 968 | 2 | 10 | 8 | 8752.958 | 8.753 | 98.1087 | 791608 | 0.95417 | 3.2556 | 0 | 707854 | 707.854 | 7291.18 | -609321 | 99.1769 | 836154 | 1.0586 | 3.6118 | 0 | 752400 | 752.4 | 8088.91 | -648404 | 100.381 | 886131 | 1.1743 | 4.0068 | 0 | 802376 | 802.376 | 8973.49 | -692340 | 89.3557 | 90.4239 | 91.628
[20 empty] | 2020-02-10 08:00 | 969 | 2 | 10 | 9 | 2890.55 | 2.8906 | 132.379 | 827948 | 1.3585 | 4.6353 | 0 | 744708 | 744.708 | 10381.1 | -657043 | 132.9 | 870025 | 1.4681 | 5.0091 | 0 | 786784 | 786.784 | 11218.2 | -694489 | 133.506 | 917347 | 1.5897 | 5.4241 | 0 | 834107 | 834.107 | 12147.6 | -736681 | 129.4885 | 130.0095 | 130.6155
[20 empty] | 2020-02-10 09:00 | 970 | 2 | 10 | 10 | 85923.774 | 85.9238 | 131.288 | 721889 | 1.3588 | 4.6363 | 0 | 663725 | 663.725 | 10383.2 | -571092 | 132.188 | 758259 | 1.4682 | 5.0093 | 0 | 700096 | 700.096 | 11218.7 | -602560 | 133.414 | 799491 | 1.5896 | 5.4235 | 0 | 741328 | 741.328 | 12146.4 | -638288 | 45.3642 | 46.2642 | 47.4902
[20 empty] | 2020-02-10 10:00 | 971 | 2 | 10 | 11 | 119875.051 | 119.8751 | 131.941 | 697206 | 1.3275 | 4.5293 | 0 | 639043 | 639.043 | 10143.7 | -543227 | 133.183 | 730634 | 1.4601 | 4.9819 | 0 | 672471 | 672.471 | 11157.2 | -571711 | 134.587 | 768336 | 1.5815 | 5.3961 | 0 | 710173 | 710.173 | 12084.9 | -603887 | 12.0659 | 13.3079 | 14.7119
[20 empty] | 2020-02-10 11:00 | 972 | 2 | 10 | 12 | 20513.305 | 20.5133 | 111.768 | 728137 | 1.1294 | 3.8533 | 0 | 601478 | 601.478 | 8629.83 | -511910 | 112.582 | 758479 | 1.2386 | 4.2261 | 0 | 631820 | 631.82 | 9464.67 | -537567 | 113.965 | 792398 | 1.3833 | 4.7196 | 0 | 665739 | 665.739 | 10570 | -566307 | 91.2547 | 92.0687 | 93.4517
[20 empty] | 2020-02-10 12:00 | 973 | 2 | 10 | 13 | 33326.845 | 33.3268 | 135.801 | 664379 | 1.1184 | 3.816 | 0 | 537721 | 537.721 | 8546.15 | -449044 | 136.72 | 692580 | 1.24 | 4.2307 | 0 | 565921 | 565.921 | 9475.07 | -472518 | 137.812 | 724008 | 1.3614 | 4.6451 | 0 | 597349 | 597.349 | 10403.1 | -498716 | 102.4742 | 103.3932 | 104.4852
[20 empty] | 2020-02-10 13:00 | 974 | 2 | 10 | 14 | 105735.626 | 105.7356 | 86.7623 | 634600 | 1.1152 | 3.805 | 0 | 540827 | 540.827 | 8521.58 | -450527 | 87.6308 | 662510 | 1.2244 | 4.1778 | 0 | 568737 | 568.737 | 9356.42 | -473702 | 88.9137 | 693806 | 1.3607 | 4.6426 | 0 | 600033 | 600.033 | 10397.4 | -499750 | -18.9733 | -18.1048 | -16.8219
[20 empty] | 2020-02-10 14:00 | 975 | 2 | 10 | 15 | 100553.881 | 100.5539 | 81.17 | 578177 | 1.1113 | 3.7916 | 0 | 520454 | 520.454 | 8491.49 | -434671 | 82.3382 | 600093 | 1.2251 | 4.1801 | 0 | 542370 | 542.37 | 9361.55 | -452454 | 83.9077 | 624924 | 1.3614 | 4.6451 | 0 | 567201 | 567.201 | 10403.1 | -472680 | -19.3839 | -18.2157 | -16.6462
[20 empty] | 2020-02-10 15:00 | 976 | 2 | 10 | 16 | 12265.285 | 12.2653 | 68.6998 | 611608 | 1.3073 | 4.4606 | 0 | 553812 | 553.812 | 9989.81 | -461179 | 69.9518 | 633746 | 1.4212 | 4.8493 | 0 | 575950 | 575.95 | 10860.3 | -478885 | 71.5166 | 658910 | 1.5576 | 5.3146 | 0 | 601114 | 601.114 | 11902.4 | -499090 | 56.4345 | 57.6865 | 59.2513
[20 empty] | 2020-02-10 16:00 | 977 | 2 | 10 | 17 | 13089.667 | 13.0897 | 67.718 | 586699 | 1.3233 | 4.5152 | 0 | 553755 | 553.755 | 10112.2 | -462592 | 68.7827 | 610004 | 1.4474 | 4.9386 | 0 | 577059 | 577.059 | 11060.4 | -481507 | 69.9615 | 636450 | 1.5688 | 5.3528 | 0 | 603506 | 603.506 | 11987.9 | -502982 | 54.6283 | 55.693 | 56.8718
[20 empty] | 2020-02-10 17:00 | 978 | 2 | 10 | 18 | 0 | 0 | 14.694 | 33237.7 | 0 | 0 | 0 | 0 | 0 | 0 | 0 | 14.694 | 33237.7 | 0 | 0 | 0 | 0 | 0 | 0 | 0 | 14.694 | 33237.7 | 0 | 0 | 0 | 0 | 0 | 0 | 0 | 14.694 | 14.694 | 14.694
[20 empty] | 2020-02-10 18:00 | 979 | 2 | 10 | 19 | 0 | 0 | 13.7827 | 33384.4 | 0 | 0 | 0 | 0 | 0 | 0 | 0 | 13.7827 | 33384.4 | 0 | 0 | 0 | 0 | 0 | 0 | 0 | 13.7827 | 33384.4 | 0 | 0 | 0 | 0 | 0 | 0 | 0 | 13.7827 | 13.7827 | 13.7827
[20 empty] | 2020-02-10 19:00 | 980 | 2 | 10 | 20 | 0 | 0 | 10.3847 | 33384.4 | 0 | 0 | 0 | 0 | 0 | 0 | 0 | 10.3847 | 33384.4 | 0 | 0 | 0 | 0 | 0 | 0 | 0 | 10.3847 | 33384.4 | 0 | 0 | 0 | 0 | 0 | 0 | 0 | 10.3847 | 10.3847 | 10.3847
[20 empty] | 2020-02-10 20:00 | 981 | 2 | 10 | 21 | 0 | 0 | 8.8655 | 11022.3 | 0 | 0 | 0 | 0 | 0 | 0 | 0 | 8.8655 | 11022.3 | 0 | 0 | 0 | 0 | 0 | 0 | 0 | 8.8655 | 11022.3 | 0 | 0 | 0 | 0 | 0 | 0 | 0 | 8.8655 | 8.8655 | 8.8655
[20 empty] | 2020-02-10 21:00 | 982 | 2 | 10 | 22 | 0 | 0 | 7.3463 | 11022.3 | 0 | 0 | 0 | 0 | 0 | 0 | 0 | 7.3463 | 11022.3 | 0 | 0 | 0 | 0 | 0 | 0 | 0 | 7.3463 | 11022.3 | 0 | 0 | 0 | 0 | 0 | 0 | 0 | 7.3463 | 7.3463 | 7.3463
[20 empty] | 2020-02-10 22:00 | 983 | 2 | 10 | 23 | 0 | 0 | 7.3463 | 11022.3 | 0 | 0 | 0 | 0 | 0 | 0 | 0 | 7.3463 | 11022.3 | 0 | 0 | 0 | 0 | 0 | 0 | 0 | 7.3463 | 11022.3 | 0 | 0 | 0 | 0 | 0 | 0 | 0 | 7.3463 | 7.3463 | 7.3463
[20 empty] | 2020-02-10 23:00 | 984 | 2 | 10 | 24 | 0 | 0 | 7.3463 | 11095.6 | 0 | 0 | 0 | 0 | 0 | 0 | 0 | 7.3463 | 11095.6 | 0 | 0 | 0 | 0 | 0 | 0 | 0 | 7.3463 | 11095.6 | 0 | 0 | 0 | 0 | 0 | 0 | 0 | 7.3463 | 7.3463 | 7.3463
[20 empty] | 2020-02-11 | 985 | 2 | 11 | 1 | 0 | 0 | 7.3463 | 10875.6 | 0 | 0 | 0 | 0 | 0 | 0 | 0 | 7.3463 | 10875.6 | 0 | 0 | 0 | 0 | 0 | 0 | 0 | 7.3463 | 10875.6 | 0 | 0 | 0 | 0 | 0 | 0 | 0 | 7.3463 | 7.3463 | 7.3463
[20 empty] | 2020-02-11 01:00 | 986 | 2 | 11 | 2 | 0 | 0 | 7.3463 | 10875.6 | 0 | 0 | 0 | 0 | 0 | 0 | 0 | 7.3463 | 10875.6 | 0 | 0 | 0 | 0 | 0 | 0 | 0 | 7.3463 | 10875.6 | 0 | 0 | 0 | 0 | 0 | 0 | 0 | 7.3463 | 7.3463 | 7.3463
[20 empty] | 2020-02-11 02:00 | 987 | 2 | 11 | 3 | 0 | 0 | 7.3463 | 11095.6 | 0 | 0 | 0 | 0 | 0 | 0 | 0 | 7.3463 | 11095.6 | 0 | 0 | 0 | 0 | 0 | 0 | 0 | 7.3463 | 11095.6 | 0 | 0 | 0 | 0 | 0 | 0 | 0 | 7.3463 | 7.3463 | 7.3463
[20 empty] | 2020-02-11 03:00 | 988 | 2 | 11 | 4 | 0 | 0 | 7.3463 | 11168.9 | 0 | 0 | 0 | 0 | 0 | 0 | 0 | 7.3463 | 11168.9 | 0 | 0 | 0 | 0 | 0 | 0 | 0 | 7.3463 | 11168.9 | 0 | 0 | 0 | 0 | 0 | 0 | 0 | 7.3463 | 7.3463 | 7.3463
[20 empty] | 2020-02-11 04:00 | 989 | 2 | 11 | 5 | 0 | 0 | 40.6783 | 777602 | 20.289 | 69.2261 | 0 | 766434 | 766.434 | 155036 | -589152 | 43.91 | 820142 | 22.2442 | 75.8972 | 0 | 808973 | 808.973 | 169977 | -622433 | 47.7372 | 866671 | 24.5448 | 83.7469 | 0 | 855502 | 855.502 | 187556 | -658622 | 40.6783 | 43.91 | 47.7372
[20 empty] | 2020-02-11 05:00 | 990 | 2 | 11 | 6 | 0 | 0 | 43.9321 | 620991 | 22.2659 | 75.9713 | 0 | 609969 | 609.969 | 170142 | -518183 | 47.7741 | 653555 | 24.7805 | 84.5511 | 0 | 642532 | 642.532 | 189358 | -545872 | 51.8484 | 689505 | 27.4589 | 93.6898 | 0 | 678482 | 678.482 | 209825 | -576380 | 43.9321 | 47.7741 | 51.8484
[20 empty] | 2020-02-11 06:00 | 991 | 2 | 11 | 7 | 0 | 0 | 46.4203 | 617014 | 22.5387 | 76.902 | 0 | 583703 | 583.703 | 172228 | -492173 | 50.0967 | 648250 | 24.958 | 85.1567 | 0 | 614939 | 614.939 | 190714 | -518536 | 54.1791 | 682682 | 27.6456 | 94.3268 | 0 | 649371 | 649.371 | 211251 | -547570 | 46.4203 | 50.0967 | 54.1791
[20 empty] | 2020-02-11 07:00 | 992 | 2 | 11 | 8 | 16868.464 | 16.8685 | 97.3954 | 664014 | 0.93094 | 3.1764 | 0 | 580993 | 580.993 | 7113.66 | -487896 | 98.5301 | 704123 | 1.0586 | 3.612 | 0 | 621103 | 621.103 | 8089.29 | -522457 | 99.5758 | 748733 | 1.1744 | 4.007 | 0 | 665712 | 665.712 | 8973.93 | -560922 | 80.5269 | 81.6616 | 82.7073
[20 empty] | 2020-02-11 08:00 | 993 | 2 | 11 | 9 | 81316.657 | 81.3167 | 124.295 | 663650 | 1.1119 | 3.7937 | 0 | 581217 | 581.217 | 8496.2 | -500058 | 125.126 | 695537 | 1.2258 | 4.1824 | 0 | 613103 | 613.103 | 9366.76 | -527607 | 126.279 | 729903 | 1.3622 | 4.6477 | 0 | 647469 | 647.469 | 10408.8 | -557175 | 42.9783 | 43.8093 | 44.9623
[20 empty] | 2020-02-11 09:00 | 994 | 2 | 11 | 10 | 144678.861 | 144.6789 | 129.061 | 544218 | 1.0768 | 3.6739 | 0 | 487009 | 487.009 | 8227.98 | -400800 | 130.196 | 566277 | 1.2084 | 4.123 | 0 | 509067 | 509.067 | 9233.78 | -418660 | 131.455 | 589178 | 1.3296 | 4.5367 | 0 | 531969 | 531.969 | 10160.2 | -437024 | -15.6179 | -14.4829 | -13.2239
[20 empty] | 2020-02-11 10:00 | 995 | 2 | 11 | 11 | 157136.527 | 157.1365 | 129.517 | 496747 | 1.0099 | 3.4458 | 0 | 439538 | 439.538 | 7717.08 | -357412 | 130.657 | 513639 | 1.1184 | 3.816 | 0 | 456429 | 456.429 | 8546.16 | -370481 | 132.25 | 532081 | 1.2611 | 4.3029 | 0 | 474871 | 474.871 | 9636.7 | -384775 | -27.6195 | -26.4795 | -24.8865
[20 empty] | 2020-02-11 11:00 | 996 | 2 | 11 | 12 | 210369.313 | 210.3693 | 109.835 | 532895 | 1.0099 | 3.4457 | 0 | 406236 | 406.236 | 7717.01 | -327826 | 111.068 | 543245 | 1.1177 | 3.8136 | 0 | 416587 | 416.587 | 8540.82 | -335819 | 112.539 | 554488 | 1.2382 | 4.2248 | 0 | 427829 | 427.829 | 9461.68 | -344481 | -100.5343 | -99.3013 | -97.8303
[20 empty] | 2020-02-11 12:00 | 997 | 2 | 11 | 13 | 214028.573 | 214.0286 | 133.202 | 450218 | 1.0103 | 3.447 | 0 | 323559 | 323.559 | 7719.86 | -257107 | 134.456 | 454845 | 1.1181 | 3.815 | 0 | 328186 | 328.186 | 8543.96 | -259927 | 135.907 | 460149 | 1.238 | 4.224 | 0 | 333490 | 333.49 | 9459.86 | -263240 | -80.8266 | -79.5726 | -78.1216
[20 empty] | 2020-02-11 13:00 | 998 | 2 | 11 | 14 | 197587.107 | 197.5871 | 84.6199 | 399722 | 0.99199 | 3.3847 | 0 | 308353 | 308.353 | 7580.21 | -244238 | 85.9068 | 400198 | 1.0994 | 3.751 | 0 | 308828 | 308.828 | 8400.55 | -243580 | 87.0331 | 401873 | 1.1691 | 3.9889 | 0 | 310504 | 310.504 | 8933.52 | -243828 | -112.9672 | -111.6803 | -110.554
[20 empty] | 2020-02-11 14:00 | 999 | 2 | 11 | 15 | 112569.87 | 112.5699 | 79.8981 | 385938 | 0.99234 | 3.3859 | 0 | 328582 | 328.582 | 7582.9 | -261347 | 81.1586 | 388576 | 1.0997 | 3.7523 | 0 | 331220 | 331.22 | 8403.52 | -262568 | 82.1854 | 392291 | 1.1521 | 3.9309 | 0 | 334935 | 334.935 | 8803.5 | -264576 | -32.6718 | -31.4113 | -30.3845
[20 empty] | 2020-02-11 15:00 | 1000 | 2 | 11 | 16 | 58468.744 | 58.4687 | 66.4865 | 438094 | 1.0076 | 3.4379 | 0 | 380518 | 380.518 | 7699.29 | -305700 | 67.7063 | 444785 | 1.1153 | 3.8053 | 0 | 387209 | 387.209 | 8522.26 | -310388 | 69.1756 | 452965 | 1.235 | 4.2138 | 0 | 395388 | 395.388 | 9437 | -316252 | 8.0178 | 9.2376 | 10.7069
[20 empty] | 2020-02-11 16:00 | 1001 | 2 | 11 | 17 | 15500.49 | 15.5005 | 64.8544 | 412836 | 1.0099 | 3.4458 | 0 | 380112 | 380.112 | 7717.02 | -305564 | 65.8895 | 421776 | 1.1177 | 3.8136 | 0 | 389052 | 389.052 | 8540.78 | -312163 | 67.3006 | 432147 | 1.2375 | 4.2224 | 0 | 399423 | 399.423 | 9456.32 | -319858 | 49.3539 | 50.389 | 51.8001
[20 empty] | 2020-02-11 17:00 | 1002 | 2 | 11 | 18 | 0 | 0 | 14.694 | 33091 | 0 | 0 | 0 | 0 | 0 | 0 | 0 | 14.694 | 33091 | 0 | 0 | 0 | 0 | 0 | 0 | 0 | 14.694 | 33091 | 0 | 0 | 0 | 0 | 0 | 0 | 0 | 14.694 | 14.694 | 14.694
[20 empty] | 2020-02-11 18:00 | 1003 | 2 | 11 | 19 | 0 | 0 | 13.7827 | 33091 | 0 | 0 | 0 | 0 | 0 | 0 | 0 | 13.7827 | 33091 | 0 | 0 | 0 | 0 | 0 | 0 | 0 | 13.7827 | 33091 | 0 | 0 | 0 | 0 | 0 | 0 | 0 | 13.7827 | 13.7827 | 13.7827
[20 empty] | 2020-02-11 19:00 | 1004 | 2 | 11 | 20 | 0 | 0 | 10.3847 | 33091 | 0 | 0 | 0 | 0 | 0 | 0 | 0 | 10.3847 | 33091 | 0 | 0 | 0 | 0 | 0 | 0 | 0 | 10.3847 | 33091 | 0 | 0 | 0 | 0 | 0 | 0 | 0 | 10.3847 | 10.3847 | 10.3847
[20 empty] | 2020-02-11 20:00 | 1005 | 2 | 11 | 21 | 0 | 0 | 8.8655 | 10802.3 | 0 | 0 | 0 | 0 | 0 | 0 | 0 | 8.8655 | 10802.3 | 0 | 0 | 0 | 0 | 0 | 0 | 0 | 8.8655 | 10802.3 | 0 | 0 | 0 | 0 | 0 | 0 | 0 | 8.8655 | 8.8655 | 8.8655
[20 empty] | 2020-02-11 21:00 | 1006 | 2 | 11 | 22 | 0 | 0 | 7.3463 | 10875.6 | 0 | 0 | 0 | 0 | 0 | 0 | 0 | 7.3463 | 10875.6 | 0 | 0 | 0 | 0 | 0 | 0 | 0 | 7.3463 | 10875.6 | 0 | 0 | 0 | 0 | 0 | 0 | 0 | 7.3463 | 7.3463 | 7.3463
[20 empty] | 2020-02-11 22:00 | 1007 | 2 | 11 | 23 | 0 | 0 | 7.3463 | 10875.6 | 0 | 0 | 0 | 0 | 0 | 0 | 0 | 7.3463 | 10875.6 | 0 | 0 | 0 | 0 | 0 | 0 | 0 | 7.3463 | 10875.6 | 0 | 0 | 0 | 0 | 0 | 0 | 0 | 7.3463 | 7.3463 | 7.3463
[20 empty] | 2020-02-11 23:00 | 1008 | 2 | 11 | 24 | 0 | 0 | 7.3463 | 10655.6 | 0 | 0 | 0 | 0 | 0 | 0 | 0 | 7.3463 | 10655.6 | 0 | 0 | 0 | 0 | 0 | 0 | 0 | 7.3463 | 10655.6 | 0 | 0 | 0 | 0 | 0 | 0 | 0 | 7.3463 | 7.3463 | 7.3463
[20 empty] | 2020-02-12 | 1009 | 2 | 12 | 1 | 0 | 0 | 7.3463 | 10728.9 | 0 | 0 | 0 | 0 | 0 | 0 | 0 | 7.3463 | 10728.9 | 0 | 0 | 0 | 0 | 0 | 0 | 0 | 7.3463 | 10728.9 | 0 | 0 | 0 | 0 | 0 | 0 | 0 | 7.3463 | 7.3463 | 7.3463
[20 empty] | 2020-02-12 01:00 | 1010 | 2 | 12 | 2 | 0 | 0 | 7.3463 | 10728.9 | 0 | 0 | 0 | 0 | 0 | 0 | 0 | 7.3463 | 10728.9 | 0 | 0 | 0 | 0 | 0 | 0 | 0 | 7.3463 | 10728.9 | 0 | 0 | 0 | 0 | 0 | 0 | 0 | 7.3463 | 7.3463 | 7.3463
[20 empty] | 2020-02-12 02:00 | 1011 | 2 | 12 | 3 | 0 | 0 | 7.3463 | 10728.9 | 0 | 0 | 0 | 0 | 0 | 0 | 0 | 7.3463 | 10728.9 | 0 | 0 | 0 | 0 | 0 | 0 | 0 | 7.3463 | 10728.9 | 0 | 0 | 0 | 0 | 0 | 0 | 0 | 7.3463 | 7.3463 | 7.3463
[20 empty] | 2020-02-12 03:00 | 1012 | 2 | 12 | 4 | 0 | 0 | 7.3463 | 10509 | 0 | 0 | 0 | 0 | 0 | 0 | 0 | 7.3463 | 10509 | 0 | 0 | 0 | 0 | 0 | 0 | 0 | 7.3463 | 10509 | 0 | 0 | 0 | 0 | 0 | 0 | 0 | 7.3463 | 7.3463 | 7.3463
[20 empty] | 2020-02-12 04:00 | 1013 | 2 | 12 | 5 | 0 | 0 | 22.9648 | 402948 | 9.291 | 31.7009 | 0 | 392439 | 392.439 | 70996.3 | -244737 | 24.3955 | 418303 | 10.1747 | 34.7161 | 0 | 407794 | 407.794 | 77749 | -253174 | 26.0058 | 435252 | 11.1693 | 38.1097 | 0 | 424743 | 424.743 | 85349.2 | -262537 | 22.9648 | 24.3955 | 26.0058
[20 empty] | 2020-02-12 05:00 | 1014 | 2 | 12 | 6 | 0 | 0 | 27.7943 | 378412 | 11.7746 | 40.1749 | 0 | 368123 | 368.123 | 89974.6 | -299125 | 29.9168 | 395473 | 13.1103 | 44.7323 | 0 | 385184 | 385.184 | 100181 | -312909 | 43.783 | 555055 | 22.0779 | 75.3298 | 0 | 544766 | 544.766 | 168706 | -453318 | 27.7943 | 29.9168 | 43.783
[20 empty] | 2020-02-12 06:00 | 1015 | 2 | 12 | 7 | 0 | 0 | 21.063 | 360842 | 5.8149 | 19.8403 | 0 | 328338 | 328.338 | 44433.7 | -261384 | 21.9458 | 373413 | 6.3688 | 21.7303 | 0 | 340909 | 340.909 | 48666.5 | -271026 | 23.068 | 492236 | 7.0091 | 23.9151 | 0 | 459732 | 459.732 | 53559.4 | -371733 | 21.063 | 21.9458 | 23.068
[20 empty] | 2020-02-12 07:00 | 1016 | 2 | 12 | 8 | 20291.362 | 20.2914 | 96.4582 | 507529 | 0.81046 | 2.7653 | 0 | 425315 | 425.315 | 6193.01 | -345388 | 97.4323 | 534795 | 0.91327 | 3.1161 | 0 | 452582 | 452.582 | 6978.69 | -367939 | 98.431 | 532152 | 1.0271 | 3.5045 | 0 | 449939 | 449.939 | 7848.58 | -363140 | 76.1668 | 77.1409 | 78.1396
[20 empty] | 2020-02-12 08:00 | 1017 | 2 | 12 | 9 | 90052.939 | 90.0529 | 123.509 | 541796 | 1.0068 | 3.4352 | 0 | 459582 | 459.582 | 7693.44 | -374486 | 124.266 | 566678 | 1.1144 | 3.8025 | 0 | 484465 | 484.465 | 8515.85 | -394961 | 125.283 | 577816 | 1.2341 | 4.2106 | 0 | 495602 | 495.602 | 9429.83 | -402652 | 33.4561 | 34.2131 | 35.2301
[20 empty] | 2020-02-12 09:00 | 1018 | 2 | 12 | 10 | 42782.656 | 42.7827 | 129.081 | 431152 | 0.99159 | 3.3833 | 0 | 373869 | 373.869 | 7577.12 | -300216 | 129.994 | 452555 | 1.1157 | 3.8066 | 0 | 395272 | 395.272 | 8525.11 | -317350 | 131.08 | 462367 | 1.2354 | 4.2152 | 0 | 405084 | 405.084 | 9440.11 | -324541 | 86.2983 | 87.2113 | 88.2973
[20 empty] | 2020-02-12 10:00 | 1019 | 2 | 12 | 11 | 19387.919 | 19.3879 | 130.081 | 395322 | 0.97384 | 3.3227 | 0 | 338039 | 338.039 | 7441.48 | -269433 | 130.991 | 414991 | 1.0993 | 3.7508 | 0 | 357708 | 357.708 | 8400.24 | -285184 | 132.135 | 424594 | 1.2187 | 4.1582 | 0 | 367311 | 367.311 | 9312.47 | -292224 | 110.6931 | 111.6031 | 112.7471
[20 empty] | 2020-02-12 11:00 | 1020 | 2 | 12 | 12 | 37908.017 | 37.908 | 109.836 | 468706 | 0.96974 | 3.3088 | 0 | 342047 | 342.047 | 7410.19 | -272957 | 110.881 | 488155 | 1.0807 | 3.6872 | 0 | 361496 | 361.496 | 8257.68 | -288546 | 112.112 | 498842 | 1.1806 | 4.0282 | 0 | 372183 | 372.183 | 9021.45 | -296527 | 71.928 | 72.973 | 74.204
[20 empty] | 2020-02-12 12:00 | 1021 | 2 | 12 | 13 | 56860.463 | 56.8605 | 133.55 | 408141 | 0.9499 | 3.2411 | 0 | 281482 | 281.482 | 7258.56 | -220783 | 134.415 | 426631 | 1.0583 | 3.6109 | 0 | 299972 | 299.972 | 8086.84 | -235547 | 135.647 | 437789 | 1.1771 | 4.0163 | 0 | 311130 | 311.13 | 8994.67 | -243942 | 76.6895 | 77.5545 | 78.7865
[20 empty] | 2020-02-12 13:00 | 1022 | 2 | 12 | 14 | 23856.717 | 23.8567 | 84.6082 | 377683 | 0.91817 | 3.1328 | 0 | 285464 | 285.464 | 7016.1 | -224507 | 85.801 | 395849 | 1.0568 | 3.6059 | 0 | 303630 | 303.63 | 8075.63 | -239000 | 87.1596 | 407432 | 1.1756 | 4.0112 | 0 | 315213 | 315.213 | 8983.45 | -247746 | 60.7515 | 61.9443 | 63.3029
[20 empty] | 2020-02-12 14:00 | 1023 | 2 | 12 | 15 | 34732.333 | 34.7323 | 79.7965 | 349846 | 0.94974 | 3.2405 | 0 | 292417 | 292.417 | 7257.32 | -230407 | 80.9062 | 366830 | 1.0564 | 3.6046 | 0 | 309400 | 309.4 | 8072.74 | -243891 | 82.3508 | 378231 | 1.1752 | 4.0098 | 0 | 320802 | 320.802 | 8980.25 | -252479 | 45.0642 | 46.1739 | 47.6185
[20 empty] | 2020-02-12 15:00 | 1024 | 2 | 12 | 16 | 7437.047 | 7.437 | 66.0668 | 390515 | 0.95009 | 3.2417 | 0 | 333012 | 333.012 | 7259.99 | -265205 | 67.2613 | 408757 | 1.0568 | 3.6059 | 0 | 351254 | 351.254 | 8075.69 | -279759 | 68.6983 | 422215 | 1.1756 | 4.0113 | 0 | 364712 | 364.712 | 8983.54 | -290100 | 58.6298 | 59.8243 | 61.2613
[20 empty] | 2020-02-12 16:00 | 1025 | 2 | 12 | 17 | 974.324 | 0.97432 | 65.3361 | 366674 | 0.96841 | 3.3042 | 0 | 334023 | 334.023 | 7400 | -265969 | 66.3263 | 386264 | 1.0756 | 3.6698 | 0 | 353613 | 353.613 | 8218.83 | -281688 | 67.3514 | 401955 | 1.1757 | 4.0113 | 0 | 369304 | 369.304 | 8983.58 | -293953 | 64.3618 | 65.352 | 66.3771
[20 empty] | 2020-02-12 17:00 | 1026 | 2 | 12 | 18 | 0 | 0 | 14.694 | 32724.3 | 0 | 0 | 0 | 0 | 0 | 0 | 0 | 14.694 | 32724.3 | 0 | 0 | 0 | 0 | 0 | 0 | 0 | 14.694 | 32724.3 | 0 | 0 | 0 | 0 | 0 | 0 | 0 | 14.694 | 14.694 | 14.694
[20 empty] | 2020-02-12 18:00 | 1027 | 2 | 12 | 19 | 0 | 0 | 13.7827 | 32797.7 | 0 | 0 | 0 | 0 | 0 | 0 | 0 | 13.7827 | 32797.7 | 0 | 0 | 0 | 0 | 0 | 0 | 0 | 13.7827 | 32797.7 | 0 | 0 | 0 | 0 | 0 | 0 | 0 | 13.7827 | 13.7827 | 13.7827
[20 empty] | 2020-02-12 19:00 | 1028 | 2 | 12 | 20 | 0 | 0 | 10.3847 | 32797.7 | 0 | 0 | 0 | 0 | 0 | 0 | 0 | 10.3847 | 32797.7 | 0 | 0 | 0 | 0 | 0 | 0 | 0 | 10.3847 | 32797.7 | 0 | 0 | 0 | 0 | 0 | 0 | 0 | 10.3847 | 10.3847 | 10.3847
[20 empty] | 2020-02-12 20:00 | 1029 | 2 | 12 | 21 | 0 | 0 | 8.8655 | 10655.6 | 0 | 0 | 0 | 0 | 0 | 0 | 0 | 8.8655 | 10655.6 | 0 | 0 | 0 | 0 | 0 | 0 | 0 | 8.8655 | 10655.6 | 0 | 0 | 0 | 0 | 0 | 0 | 0 | 8.8655 | 8.8655 | 8.8655
[20 empty] | 2020-02-12 21:00 | 1030 | 2 | 12 | 22 | 0 | 0 | 7.3463 | 10655.6 | 0 | 0 | 0 | 0 | 0 | 0 | 0 | 7.3463 | 10655.6 | 0 | 0 | 0 | 0 | 0 | 0 | 0 | 7.3463 | 10655.6 | 0 | 0 | 0 | 0 | 0 | 0 | 0 | 7.3463 | 7.3463 | 7.3463
[20 empty] | 2020-02-12 22:00 | 1031 | 2 | 12 | 23 | 0 | 0 | 7.3463 | 10655.6 | 0 | 0 | 0 | 0 | 0 | 0 | 0 | 7.3463 | 10655.6 | 0 | 0 | 0 | 0 | 0 | 0 | 0 | 7.3463 | 10655.6 | 0 | 0 | 0 | 0 | 0 | 0 | 0 | 7.3463 | 7.3463 | 7.3463
[20 empty] | 2020-02-12 23:00 | 1032 | 2 | 12 | 24 | 0 | 0 | 7.3463 | 10728.9 | 0 | 0 | 0 | 0 | 0 | 0 | 0 | 7.3463 | 10728.9 | 0 | 0 | 0 | 0 | 0 | 0 | 0 | 7.3463 | 10728.9 | 0 | 0 | 0 | 0 | 0 | 0 | 0 | 7.3463 | 7.3463 | 7.3463
[20 empty] | 2020-02-13 | 1033 | 2 | 13 | 1 | 0 | 0 | 7.7516 | 10728.9 | 0 | 0 | 0 | 0 | 0 | 0 | 0 | 7.7516 | 10728.9 | 0 | 0 | 0 | 0 | 0 | 0 | 0 | 7.7516 | 10728.9 | 0 | 0 | 0 | 0 | 0 | 0 | 0 | 7.7516 | 7.7516 | 7.7516
[20 empty] | 2020-02-13 01:00 | 1034 | 2 | 13 | 2 | 0 | 0 | 7.7516 | 10728.9 | 0 | 0 | 0 | 0 | 0 | 0 | 0 | 7.7516 | 10728.9 | 0 | 0 | 0 | 0 | 0 | 0 | 0 | 7.7516 | 10728.9 | 0 | 0 | 0 | 0 | 0 | 0 | 0 | 7.7516 | 7.7516 | 7.7516
[20 empty] | 2020-02-13 02:00 | 1035 | 2 | 13 | 3 | 0 | 0 | 7.7516 | 10802.3 | 0 | 0 | 0 | 0 | 0 | 0 | 0 | 7.7516 | 10802.3 | 0 | 0 | 0 | 0 | 0 | 0 | 0 | 7.7516 | 10802.3 | 0 | 0 | 0 | 0 | 0 | 0 | 0 | 7.7516 | 7.7516 | 7.7516
[20 empty] | 2020-02-13 03:00 | 1036 | 2 | 13 | 4 | 0 | 0 | 7.7516 | 10802.3 | 0 | 0 | 0 | 0 | 0 | 0 | 0 | 7.7516 | 10802.3 | 0 | 0 | 0 | 0 | 0 | 0 | 0 | 7.7516 | 10802.3 | 0 | 0 | 0 | 0 | 0 | 0 | 0 | 7.7516 | 7.7516 | 7.7516
[20 empty] | 2020-02-13 04:00 | 1037 | 2 | 13 | 5 | 0 | 0 | 7.7516 | 10802.3 | 0 | 0 | 0 | 0 | 0 | 0 | 0 | 7.7516 | 10802.3 | 0 | 0 | 0 | 0 | 0 | 0 | 0 | 7.7516 | 10802.3 | 0 | 0 | 0 | 0 | 0 | 0 | 0 | 7.7516 | 7.7516 | 7.7516
[20 empty] | 2020-02-13 05:00 | 1038 | 2 | 13 | 6 | 0 | 0 | 7.7516 | 10875.6 | 0 | 0 | 0 | 0 | 0 | 0 | 0 | 7.7516 | 10875.6 | 0 | 0 | 0 | 0 | 0 | 0 | 0 | 7.7516 | 10875.6 | 0 | 0 | 0 | 0 | 0 | 0 | 0 | 7.7516 | 7.7516 | 7.7516
[20 empty] | 2020-02-13 06:00 | 1039 | 2 | 13 | 7 | 0 | 0 | 7.7516 | 10802.3 | 0 | 0 | 0 | 0 | 0 | 0 | 0 | 7.7516 | 10802.3 | 0 | 0 | 0 | 0 | 0 | 0 | 0 | 7.7516 | 10802.3 | 0 | 0 | 0 | 0 | 0 | 0 | 0 | 7.7516 | 7.7516 | 7.7516
[20 empty] | 2020-02-13 07:00 | 1040 | 2 | 13 | 8 | 8297.324 | 8.2973 | 7.7516 | 10802.3 | 0 | 0 | 0 | 0 | 0 | 0 | 0 | 7.7516 | 10802.3 | 0 | 0 | 0 | 0 | 0 | 0 | 0 | 7.7516 | 10802.3 | 0 | 0 | 0 | 0 | 0 | 0 | 0 | -0.54572 | -0.54572 | -0.54572
[20 empty] | 2020-02-13 08:00 | 1041 | 2 | 13 | 9 | 103342.647 | 103.3426 | 7.4844 | 10802.3 | 0 | 0 | 0 | 0 | 0 | 0 | 0 | 7.4679 | 10802.3 | 0 | 0 | 0 | 0 | 0 | 0 | 0 | 7.4679 | 10802.3 | 0 | 0 | 0 | 0 | 0 | 0 | 0 | -95.8582 | -95.8748 | -95.8748
[20 empty] | 2020-02-13 09:00 | 1042 | 2 | 13 | 10 | 177135.771 | 177.1358 | 7.4679 | 10802.3 | 0 | 0 | 0 | 0 | 0 | 0 | 0 | 7.4679 | 10802.3 | 0 | 0 | 0 | 0 | 0 | 0 | 0 | 7.4679 | 10802.3 | 0 | 0 | 0 | 0 | 0 | 0 | 0 | -169.6679 | -169.6679 | -169.6679
[20 empty] | 2020-02-13 10:00 | 1043 | 2 | 13 | 11 | 224311.533 | 224.3115 | 7.4679 | 10802.3 | 0 | 0 | 0 | 0 | 0 | 0 | 0 | 7.4679 | 10802.3 | 0 | 0 | 0 | 0 | 0 | 0 | 0 | 7.4679 | 10802.3 | 0 | 0 | 0 | 0 | 0 | 0 | 0 | -216.8437 | -216.8437 | -216.8437
[20 empty] | 2020-02-13 11:00 | 1044 | 2 | 13 | 12 | 250110.014 | 250.11 | 7.4705 | 10802.3 | 0 | 0 | 0 | 0 | 0 | 0 | 0 | 7.4679 | 10802.3 | 0 | 0 | 0 | 0 | 0 | 0 | 0 | 7.4679 | 10802.3 | 0 | 0 | 0 | 0 | 0 | 0 | 0 | -242.6395 | -242.6421 | -242.6421
[20 empty] | 2020-02-13 12:00 | 1045 | 2 | 13 | 13 | 253556.285 | 253.5563 | 7.4751 | 10728.9 | 0 | 0 | 0 | 0 | 0 | 0 | 0 | 7.4679 | 10728.9 | 0 | 0 | 0 | 0 | 0 | 0 | 0 | 7.4679 | 10728.9 | 0 | 0 | 0 | 0 | 0 | 0 | 0 | -246.0812 | -246.0884 | -246.0884
[20 empty] | 2020-02-13 13:00 | 1046 | 2 | 13 | 14 | 235273.327 | 235.2733 | 7.4775 | 10728.9 | 0 | 0 | 0 | 0 | 0 | 0 | 0 | 7.4687 | 10728.9 | 0 | 0 | 0 | 0 | 0 | 0 | 0 | 7.4679 | 10728.9 | 0 | 0 | 0 | 0 | 0 | 0 | 0 | -227.7958 | -227.8047 | -227.8054
[20 empty] | 2020-02-13 14:00 | 1047 | 2 | 13 | 15 | 195989.209 | 195.9892 | 7.4742 | 10728.9 | 0 | 0 | 0 | 0 | 0 | 0 | 0 | 7.4679 | 10728.9 | 0 | 0 | 0 | 0 | 0 | 0 | 0 | 7.4679 | 10728.9 | 0 | 0 | 0 | 0 | 0 | 0 | 0 | -188.515 | -188.5213 | -188.5213
[20 empty] | 2020-02-13 15:00 | 1048 | 2 | 13 | 16 | 131948.417 | 131.9484 | 7.4711 | 10802.3 | 0 | 0 | 0 | 0 | 0 | 0 | 0 | 7.4679 | 10802.3 | 0 | 0 | 0 | 0 | 0 | 0 | 0 | 7.4679 | 10802.3 | 0 | 0 | 0 | 0 | 0 | 0 | 0 | -124.4773 | -124.4805 | -124.4805
[20 empty] | 2020-02-13 16:00 | 1049 | 2 | 13 | 17 | 50871.084 | 50.8711 | 7.4718 | 10802.3 | 0 | 0 | 0 | 0 | 0 | 0 | 0 | 7.4679 | 10802.3 | 0 | 0 | 0 | 0 | 0 | 0 | 0 | 7.4679 | 10802.3 | 0 | 0 | 0 | 0 | 0 | 0 | 0 | -43.3993 | -43.4032 | -43.4032
[20 empty] | 2020-02-13 17:00 | 1050 | 2 | 13 | 18 | 0 | 0 | 8.9057 | 11168.9 | 0 | 0 | 0 | 0 | 0 | 0 | -256.17 | 8.9684 | 11168.9 | 0 | 0 | 0 | 0 | 0 | 0 | -256.127 | 9.038 | 11168.9 | 0 | 0 | 0 | 0 | 0 | 0 | -256.166 | 8.9057 | 8.9684 | 9.038
[20 empty] | 2020-02-13 18:00 | 1051 | 2 | 13 | 19 | 0 | 0 | 8.9057 | 11242.2 | 0 | 0 | 0 | 0 | 0 | 0 | -417.957 | 8.9684 | 11242.2 | 0 | 0 | 0 | 0 | 0 | 0 | -417.925 | 9.038 | 11242.2 | 0 | 0 | 0 | 0 | 0 | 0 | -417.965 | 8.9057 | 8.9684 | 9.038
[20 empty] | 2020-02-13 19:00 | 1052 | 2 | 13 | 20 | 0 | 0 | 8.9057 | 11315.6 | 0 | 0 | 0 | 0 | 0 | 0 | -634.016 | 8.9684 | 11315.6 | 0 | 0 | 0 | 0 | 0 | 0 | -633.988 | 9.038 | 11315.6 | 0 | 0 | 0 | 0 | 0 | 0 | -634.032 | 8.9057 | 8.9684 | 9.038
[20 empty] | 2020-02-13 20:00 | 1053 | 2 | 13 | 21 | 0 | 0 | 8.9057 | 11462.2 | 0 | 0 | 0 | 0 | 0 | 0 | -917.099 | 8.9684 | 11462.2 | 0 | 0 | 0 | 0 | 0 | 0 | -917.067 | 9.038 | 11462.2 | 0 | 0 | 0 | 0 | 0 | 0 | -917.116 | 8.9057 | 8.9684 | 9.038
[20 empty] | 2020-02-13 21:00 | 1054 | 2 | 13 | 22 | 0 | 0 | 8.9057 | 11535.5 | 0 | 0 | 0 | 0 | 0 | 0 | -1164.63 | 8.9684 | 11535.5 | 0 | 0 | 0 | 0 | 0 | 0 | -1164.59 | 9.038 | 11535.5 | 0 | 0 | 0 | 0 | 0 | 0 | -1164.63 | 8.9057 | 8.9684 | 9.038
[20 empty] | 2020-02-13 22:00 | 1055 | 2 | 13 | 23 | 0 | 0 | 8.9057 | 11535.5 | 0 | 0 | 0 | 0 | 0 | 0 | -1375.33 | 8.9684 | 11535.5 | 0 | 0 | 0 | 0 | 0 | 0 | -1375.29 | 9.038 | 11535.5 | 0 | 0 | 0 | 0 | 0 | 0 | -1375.33 | 8.9057 | 8.9684 | 9.038
[20 empty] | 2020-02-13 23:00 | 1056 | 2 | 13 | 24 | 0 | 0 | 8.9057 | 11682.2 | 0 | 0 | 0 | 0 | 0 | 0 | -1677.52 | 8.9684 | 11682.2 | 0 | 0 | 0 | 0 | 0 | 0 | -1677.48 | 9.038 | 11682.2 | 0 | 0 | 0 | 0 | 0 | 0 | -1677.52 | 8.9057 | 8.9684 | 9.038
[20 empty] | 2020-02-14 | 1057 | 2 | 14 | 1 | 0 | 0 | 8.9057 | 11682.2 | 0 | 0 | 0 | 0 | 0 | 0 | -1875.42 | 8.9684 | 11682.2 | 0 | 0 | 0 | 0 | 0 | 0 | -1875.38 | 9.038 | 11682.2 | 0 | 0 | 0 | 0 | 0 | 0 | -1875.42 | 8.9057 | 8.9684 | 9.038
[20 empty] | 2020-02-14 01:00 | 1058 | 2 | 14 | 2 | 0 | 0 | 8.9057 | 11682.2 | 0 | 0 | 0 | 0 | 0 | 0 | -2067.47 | 8.9684 | 11682.2 | 0 | 0 | 0 | 0 | 0 | 0 | -2067.43 | 9.038 | 11682.2 | 0 | 0 | 0 | 0 | 0 | 0 | -2067.47 | 8.9057 | 8.9684 | 9.038
[20 empty] | 2020-02-14 02:00 | 1059 | 2 | 14 | 3 | 0 | 0 | 8.9057 | 11828.9 | 0 | 0 | 0 | 0 | 0 | 0 | -2349.94 | 8.9684 | 11828.9 | 0 | 0 | 0 | 0 | 0 | 0 | -2349.89 | 9.038 | 11828.9 | 0 | 0 | 0 | 0 | 0 | 0 | -2349.94 | 8.9057 | 8.9684 | 9.038
[20 empty] | 2020-02-14 03:00 | 1060 | 2 | 14 | 4 | 0 | 0 | 8.9057 | 11828.9 | 0 | 0 | 0 | 0 | 0 | 0 | -2521.66 | 8.9684 | 11828.9 | 0 | 0 | 0 | 0 | 0 | 0 | -2521.61 | 9.038 | 11828.9 | 0 | 0 | 0 | 0 | 0 | 0 | -2521.66 | 8.9057 | 8.9684 | 9.038
[20 empty] | 2020-02-14 04:00 | 1061 | 2 | 14 | 5 | 0 | 0 | 8.9057 | 11828.9 | 0 | 0 | 0 | 0 | 0 | 0 | -2684.38 | 8.9684 | 11828.9 | 0 | 0 | 0 | 0 | 0 | 0 | -2684.34 | 9.038 | 11828.9 | 0 | 0 | 0 | 0 | 0 | 0 | -2684.38 | 8.9057 | 8.9684 | 9.038
[20 empty] | 2020-02-14 05:00 | 1062 | 2 | 14 | 6 | 0 | 0 | 8.9057 | 11902.2 | 0 | 0 | 0 | 0 | 0 | 0 | -2874 | 8.9684 | 11902.2 | 0 | 0 | 0 | 0 | 0 | 0 | -2873.97 | 9.038 | 11902.2 | 0 | 0 | 0 | 0 | 0 | 0 | -2874 | 8.9057 | 8.9684 | 9.038
[20 empty] | 2020-02-14 06:00 | 1063 | 2 | 14 | 7 | 0 | 0 | 8.9057 | 11902.2 | 0 | 0 | 0 | 0 | 0 | 0 | -3024.04 | 8.9684 | 11902.2 | 0 | 0 | 0 | 0 | 0 | 0 | -3024.01 | 9.038 | 11902.2 | 0 | 0 | 0 | 0 | 0 | 0 | -3024.04 | 8.9057 | 8.9684 | 9.038
[20 empty] | 2020-02-14 07:00 | 1064 | 2 | 14 | 8 | 0 | 0 | 8.7027 | 11902.2 | 0 | 0 | 0 | 0 | 0 | 0 | -3161.33 | 8.7293 | 11902.2 | 0 | 0 | 0 | 0 | 0 | 0 | -3161.31 | 8.773 | 11902.2 | 0 | 0 | 0 | 0 | 0 | 0 | -3161.33 | 8.7027 | 8.7293 | 8.773
[20 empty] | 2020-02-14 08:00 | 1065 | 2 | 14 | 9 | 25239.8 | 25.2398 | 8.6246 | 11608.9 | 0 | 0 | 0 | 0 | 0 | 0 | -3117.95 | 8.6846 | 11608.9 | 0 | 0 | 0 | 0 | 0 | 0 | -3117.93 | 8.7542 | 11608.9 | 0 | 0 | 0 | 0 | 0 | 0 | -3117.95 | -16.6152 | -16.5551 | -16.4856
[20 empty] | 2020-02-14 09:00 | 1066 | 2 | 14 | 10 | 172035.867 | 172.0359 | 8.622 | 11462.2 | 0 | 0 | 0 | 0 | 0 | 0 | -3130 | 8.6846 | 11462.2 | 0 | 0 | 0 | 0 | 0 | 0 | -3129.98 | 8.7542 | 11462.2 | 0 | 0 | 0 | 0 | 0 | 0 | -3130 | -163.4139 | -163.3512 | -163.2816
[20 empty] | 2020-02-14 10:00 | 1067 | 2 | 14 | 11 | 217412.508 | 217.4125 | 8.622 | 11462.2 | 0 | 0 | 0 | 0 | 0 | 0 | -3294.82 | 8.6846 | 11462.2 | 0 | 0 | 0 | 0 | 0 | 0 | -3294.81 | 8.7542 | 11462.2 | 0 | 0 | 0 | 0 | 0 | 0 | -3294.82 | -208.7905 | -208.7279 | -208.6583
[20 empty] | 2020-02-14 11:00 | 1068 | 2 | 14 | 12 | 127982.689 | 127.9827 | 8.622 | 11168.9 | 0 | 0 | 0 | 0 | 0 | 0 | -3193.6 | 8.6846 | 11168.9 | 0 | 0 | 0 | 0 | 0 | 0 | -3193.59 | 8.7542 | 11168.9 | 0 | 0 | 0 | 0 | 0 | 0 | -3193.6 | -119.3607 | -119.298 | -119.2285
[20 empty] | 2020-02-14 12:00 | 1069 | 2 | 14 | 13 | 159315.975 | 159.316 | 8.622 | 11095.6 | 0 | 0 | 0 | 0 | 0 | 0 | -3208.95 | 8.6846 | 11095.6 | 0 | 0 | 0 | 0 | 0 | 0 | -3208.92 | 8.7542 | 11095.6 | 0 | 0 | 0 | 0 | 0 | 0 | -3208.95 | -150.694 | -150.6313 | -150.5617
[20 empty] | 2020-02-14 13:00 | 1070 | 2 | 14 | 14 | 219947.588 | 219.9476 | 8.622 | 11095.6 | 0 | 0 | 0 | 0 | 0 | 0 | -3214.76 | 8.6846 | 11095.6 | 0 | 0 | 0 | 0 | 0 | 0 | -3214.74 | 8.7542 | 11095.6 | 0 | 0 | 0 | 0 | 0 | 0 | -3214.76 | -211.3256 | -211.2629 | -211.1934
[20 empty] | 2020-02-14 14:00 | 1071 | 2 | 14 | 15 | 183364.233 | 183.3642 | 8.6231 | 11022.3 | 0 | 0 | 0 | 0 | 0 | 0 | -3087.42 | 8.6846 | 11022.3 | 0 | 0 | 0 | 0 | 0 | 0 | -3087.39 | 8.7542 | 11022.3 | 0 | 0 | 0 | 0 | 0 | 0 | -3087.42 | -174.7412 | -174.6796 | -174.61
[20 empty] | 2020-02-14 15:00 | 1072 | 2 | 14 | 16 | 123042.052 | 123.0421 | 8.622 | 10948.9 | 0 | 0 | 0 | 0 | 0 | 0 | -2861.52 | 8.6846 | 10948.9 | 0 | 0 | 0 | 0 | 0 | 0 | -2861.5 | 8.7542 | 10948.9 | 0 | 0 | 0 | 0 | 0 | 0 | -2861.52 | -114.4201 | -114.3574 | -114.2878
[20 empty] | 2020-02-14 16:00 | 1073 | 2 | 14 | 17 | 46801.581 | 46.8016 | 8.6247 | 10948.9 | 0 | 0 | 0 | 0 | 0 | 0 | -2665.2 | 8.6846 | 10948.9 | 0 | 0 | 0 | 0 | 0 | 0 | -2665.19 | 8.7542 | 10948.9 | 0 | 0 | 0 | 0 | 0 | 0 | -2665.2 | -38.1769 | -38.1169 | -38.0474
[20 empty] | 2020-02-14 17:00 | 1074 | 2 | 14 | 18 | 0 | 0 | 8.9057 | 11242.2 | 0 | 0 | 0 | 0 | 0 | 0 | -2734.79 | 8.9684 | 11242.2 | 0 | 0 | 0 | 0 | 0 | 0 | -2734.78 | 9.038 | 11242.2 | 0 | 0 | 0 | 0 | 0 | 0 | -2734.79 | 8.9057 | 8.9684 | 9.038
[20 empty] | 2020-02-14 18:00 | 1075 | 2 | 14 | 19 | 0 | 0 | 8.9057 | 11168.9 | 0 | 0 | 0 | 0 | 0 | 0 | -2590.43 | 8.9684 | 11168.9 | 0 | 0 | 0 | 0 | 0 | 0 | -2590.42 | 9.038 | 11168.9 | 0 | 0 | 0 | 0 | 0 | 0 | -2590.43 | 8.9057 | 8.9684 | 9.038
[20 empty] | 2020-02-14 19:00 | 1076 | 2 | 14 | 20 | 0 | 0 | 8.9057 | 11168.9 | 0 | 0 | 0 | 0 | 0 | 0 | -2623.93 | 8.9684 | 11168.9 | 0 | 0 | 0 | 0 | 0 | 0 | -2623.93 | 9.038 | 11168.9 | 0 | 0 | 0 | 0 | 0 | 0 | -2623.93 | 8.9057 | 8.9684 | 9.038
[20 empty] | 2020-02-14 20:00 | 1077 | 2 | 14 | 21 | 0 | 0 | 8.9057 | 11095.6 | 0 | 0 | 0 | 0 | 0 | 0 | -2663.64 | 8.9684 | 11095.6 | 0 | 0 | 0 | 0 | 0 | 0 | -2663.63 | 9.038 | 11095.6 | 0 | 0 | 0 | 0 | 0 | 0 | -2663.64 | 8.9057 | 8.9684 | 9.038
[20 empty] | 2020-02-14 21:00 | 1078 | 2 | 14 | 22 | 0 | 0 | 8.9057 | 11168.9 | 0 | 0 | 0 | 0 | 0 | 0 | -2919.52 | 8.9684 | 11168.9 | 0 | 0 | 0 | 0 | 0 | 0 | -2891.03 | 9.038 | 11168.9 | 0 | 0 | 0 | 0 | 0 | 0 | -2879.59 | 8.9057 | 8.9684 | 9.038
[20 empty] | 2020-02-14 22:00 | 1079 | 2 | 14 | 23 | 0 | 0 | 8.9057 | 11168.9 | 0 | 0 | 0 | 0 | 0 | 0 | -3115.85 | 8.9684 | 11168.9 | 0 | 0 | 0 | 0 | 0 | 0 | -3090.31 | 9.038 | 11168.9 | 0 | 0 | 0 | 0 | 0 | 0 | -3063.52 | 8.9057 | 8.9684 | 9.038
[20 empty] | 2020-02-14 23:00 | 1080 | 2 | 14 | 24 | 0 | 0 | 8.9057 | 11315.6 | 0 | 0 | 0 | 0 | 0 | 0 | -3430.13 | 8.9684 | 11315.6 | 0 | 0 | 0 | 0 | 0 | 0 | -3406.93 | 9.038 | 11315.6 | 0 | 0 | 0 | 0 | 0 | 0 | -3382.86 | 8.9057 | 8.9684 | 9.038
[20 empty] | 2020-02-15 | 1081 | 2 | 15 | 1 | 0 | 0 | 8.9057 | 11315.6 | 0 | 0 | 0 | 0 | 0 | 0 | -3599.46 | 8.9684 | 11315.6 | 0 | 0 | 0 | 0 | 0 | 0 | -3578.37 | 9.038 | 11315.6 | 0 | 0 | 0 | 0 | 0 | 0 | -3556.76 | 8.9057 | 8.9684 | 9.038
[20 empty] | 2020-02-15 01:00 | 1082 | 2 | 15 | 2 | 0 | 0 | 8.9057 | 11315.6 | 0 | 0 | 0 | 0 | 0 | 0 | -3786.73 | 8.9684 | 11315.6 | 0 | 0 | 0 | 0 | 0 | 0 | -3767.44 | 9.038 | 11315.6 | 0 | 0 | 0 | 0 | 0 | 0 | -3747.77 | 8.9057 | 8.9684 | 9.038
[20 empty] | 2020-02-15 02:00 | 1083 | 2 | 15 | 3 | 0 | 0 | 8.9057 | 125795 | 0 | 0 | 0 | 114259 | 114.259 | 0 | -4235.23 | 8.9684 | 128883 | 0 | 0 | 0 | 117348 | 117.348 | 0 | -4217.58 | 9.038 | 11535.5 | 0 | 0 | 0 | 0 | 0 | 0 | -4199.64 | 8.9057 | 8.9684 | 9.038
[20 empty] | 2020-02-15 03:00 | 1084 | 2 | 15 | 4 | 0 | 0 | 8.9057 | 44183.5 | 0 | 0 | 0 | 32501.3 | 32.5013 | 0 | -4586.08 | 8.9684 | 45598.1 | 0 | 0 | 0 | 33915.9 | 33.9159 | 0 | -4570.26 | 9.038 | 137270 | 0 | 0 | 0 | 125588 | 125.588 | 0 | -4554.22 | 8.9057 | 8.9684 | 9.038
[20 empty] | 2020-02-15 04:00 | 1085 | 2 | 15 | 5 | 0 | 0 | 8.9057 | 40102.7 | 0 | 0 | 0 | 28420.5 | 28.4205 | 0 | -4801.35 | 8.9684 | 41281.8 | 0 | 0 | 0 | 29599.6 | 29.5996 | 0 | -4787.3 | 9.038 | 42596.5 | 0 | 0 | 0 | 30914.3 | 30.9143 | 0 | -4773.12 | 8.9057 | 8.9684 | 9.038
[20 empty] | 2020-02-15 05:00 | 1086 | 2 | 15 | 6 | 0 | 0 | 8.9057 | 45024.5 | 0 | 0 | 0 | 33195.6 | 33.1956 | 0 | -5186.29 | 8.9684 | 46442.9 | 0 | 0 | 0 | 34614 | 34.614 | 0 | -5173.73 | 9.038 | 48023.1 | 0 | 0 | 0 | 36194.3 | 36.1943 | 0 | -5161.12 | 8.9057 | 8.9684 | 9.038
[20 empty] | 2020-02-15 06:00 | 1087 | 2 | 15 | 7 | 0 | 0 | 8.9057 | 43650.4 | 0 | 0 | 0 | 31748.2 | 31.7482 | 0 | -5899.1 | 8.9684 | 44952.1 | 0 | 0 | 0 | 33049.9 | 33.0499 | 0 | -5888.31 | 9.038 | 46402.2 | 0 | 0 | 0 | 34500 | 34.5 | 0 | -5877.08 | 8.9057 | 8.9684 | 9.038
[20 empty] | 2020-02-15 07:00 | 1088 | 2 | 15 | 8 | 29395.155 | 29.3952 | 8.6881 | 42335.6 | 0 | 0 | 0 | 30433.5 | 30.4335 | 0 | -6652.49 | 8.7125 | 43520.4 | 0 | 0 | 0 | 31618.2 | 31.6182 | 0 | -6643.1 | 8.7632 | 44840.4 | 0 | 0 | 0 | 32938.2 | 32.9382 | 0 | -6633.43 | -20.707 | -20.6827 | -20.632
[20 empty] | 2020-02-15 08:00 | 1089 | 2 | 15 | 9 | 111341.964 | 111.342 | 8.6322 | 11608.9 | 0 | 0 | 0 | 0 | 0 | 0 | -6770.37 | 8.6846 | 11608.9 | 0 | 0 | 0 | 0 | 0 | 0 | -6762.11 | 8.7542 | 11608.9 | 0 | 0 | 0 | 0 | 0 | 0 | -6753.69 | -102.7098 | -102.6573 | -102.5877
[20 empty] | 2020-02-15 09:00 | 1090 | 2 | 15 | 10 | 184434.539 | 184.4345 | 8.7175 | 11388.9 | 0 | 0 | 0 | 0 | 0 | 0 | -6937.17 | 8.7441 | 11388.9 | 0 | 0 | 0 | 0 | 0 | 0 | -6929.36 | 8.7782 | 11388.9 | 0 | 0 | 0 | 0 | 0 | 0 | -6967.36 | -175.717 | -175.6904 | -175.6563
[20 empty] | 2020-02-15 10:00 | 1091 | 2 | 15 | 11 | 230349.004 | 230.349 | 8.622 | 11388.9 | 0 | 0 | 0 | 0 | 0 | 0 | -7329.85 | 8.6846 | 11388.9 | 0 | 0 | 0 | 0 | 0 | 0 | -7418.55 | 8.7542 | 11388.9 | 0 | 0 | 0 | 0 | 0 | 0 | -7547.76 | -221.727 | -221.6644 | -221.5948
[20 empty] | 2020-02-15 11:00 | 1092 | 2 | 15 | 12 | 254432.734 | 254.4327 | 8.622 | 11095.6 | 0 | 0 | 0 | 0 | 0 | 0 | -6994.55 | 8.6846 | 11095.6 | 0 | 0 | 0 | 0 | 0 | 0 | -7120.1 | 8.7542 | 11095.6 | 0 | 0 | 0 | 0 | 0 | 0 | -7236.41 | -245.8108 | -245.7481 | -245.6785
[20 empty] | 2020-02-15 12:00 | 1093 | 2 | 15 | 13 | 256559.308 | 256.5593 | 8.622 | 10948.9 | 0 | 0 | 0 | 0 | 0 | 0 | -6882.39 | 8.6846 | 10948.9 | 0 | 0 | 0 | 0 | 0 | 0 | -6993.22 | 8.7542 | 10948.9 | 0 | 0 | 0 | 0 | 0 | 0 | -7096.29 | -247.9373 | -247.8747 | -247.8051
[20 empty] | 2020-02-15 13:00 | 1094 | 2 | 15 | 14 | 236372.337 | 236.3723 | 8.622 | 10948.9 | 0 | 0 | 0 | 0 | 0 | 0 | -6921.32 | 8.6846 | 10948.9 | 0 | 0 | 0 | 0 | 0 | 0 | -7019.38 | 8.7542 | 10948.9 | 0 | 0 | 0 | 0 | 0 | 0 | -7110.99 | -227.7504 | -227.6877 | -227.6181
[20 empty] | 2020-02-15 14:00 | 1095 | 2 | 15 | 15 | 196211.057 | 196.2111 | 8.6251 | 10875.6 | 0 | 0 | 0 | 0 | 0 | 0 | -6680.35 | 8.6846 | 10875.6 | 0 | 0 | 0 | 0 | 0 | 0 | -6761.54 | 8.7542 | 10875.6 | 0 | 0 | 0 | 0 | 0 | 0 | -6836.92 | -187.5859 | -187.5264 | -187.4568
[20 empty] | 2020-02-15 15:00 | 1096 | 2 | 15 | 16 | 132924.343 | 132.9243 | 8.6245 | 10875.6 | 0 | 0 | 0 | 0 | 0 | 0 | -6452.94 | 8.6846 | 10875.6 | 0 | 0 | 0 | 0 | 0 | 0 | -6516.62 | 8.7542 | 10875.6 | 0 | 0 | 0 | 0 | 0 | 0 | -6575.07 | -124.2999 | -124.2397 | -124.1701
[20 empty] | 2020-02-15 16:00 | 1097 | 2 | 15 | 17 | 53189.26 | 53.1893 | 8.625 | 10875.6 | 0 | 0 | 0 | 0 | 0 | 0 | -6112.34 | 8.6846 | 10875.6 | 0 | 0 | 0 | 0 | 0 | 0 | -6163.72 | 8.7542 | 10875.6 | 0 | 0 | 0 | 0 | 0 | 0 | -6210.36 | -44.5643 | -44.5046 | -44.435
[20 empty] | 2020-02-15 17:00 | 1098 | 2 | 15 | 18 | 0 | 0 | 8.9057 | 128597 | 0 | 0 | 0 | 117428 | 117.428 | 0 | -6436.69 | 8.9684 | 131241 | 0 | 0 | 0 | 120072 | 120.072 | 0 | -6483.17 | 9.038 | 134160 | 0 | 0 | 0 | 122991 | 122.991 | 0 | -6525.42 | 8.9057 | 8.9684 | 9.038
[20 empty] | 2020-02-15 18:00 | 1099 | 2 | 15 | 19 | 0 | 0 | 8.9057 | 41458.8 | 0 | 0 | 0 | 30289.9 | 30.2899 | 0 | -6307.51 | 8.9684 | 42708.8 | 0 | 0 | 0 | 31539.9 | 31.5399 | 0 | -6353.14 | 9.038 | 44089.8 | 0 | 0 | 0 | 32920.9 | 32.9209 | 0 | -6394.94 | 8.9057 | 8.9684 | 9.038
[20 empty] | 2020-02-15 19:00 | 1100 | 2 | 15 | 20 | 0 | 0 | 8.9057 | 41522.3 | 0 | 0 | 0 | 30353.4 | 30.3534 | 0 | -6423.42 | 8.9684 | 42770.3 | 0 | 0 | 0 | 31601.4 | 31.6014 | 0 | -6467.11 | 9.038 | 44149.9 | 0 | 0 | 0 | 32981 | 32.981 | 0 | -6507.38 | 8.9057 | 8.9684 | 9.038
[20 empty] | 2020-02-15 20:00 | 1101 | 2 | 15 | 21 | 0 | 0 | 8.9057 | 46594.9 | 0 | 0 | 0 | 35279.4 | 35.2794 | 0 | -7013.88 | 8.9684 | 48078.2 | 0 | 0 | 0 | 36762.6 | 36.7626 | 0 | -7055.71 | 9.038 | 49719.7 | 0 | 0 | 0 | 38404.1 | 38.4041 | 0 | -7094.44 | 8.9057 | 8.9684 | 9.038
[20 empty] | 2020-02-15 21:00 | 1102 | 2 | 15 | 22 | 0 | 0 | 8.9057 | 45116.3 | 0 | 0 | 0 | 33727.4 | 33.7274 | 0 | -7538.19 | 8.9684 | 46479.5 | 0 | 0 | 0 | 35090.6 | 35.0906 | 0 | -7579.04 | 9.038 | 47988 | 0 | 0 | 0 | 36599.1 | 36.5991 | 0 | -7617.15 | 8.9057 | 8.9684 | 9.038
[20 empty] | 2020-02-15 22:00 | 1103 | 2 | 15 | 23 | 0 | 0 | 8.9057 | 43444.9 | 0 | 0 | 0 | 32056 | 32.056 | 0 | -7948.63 | 8.9684 | 44688.3 | 0 | 0 | 0 | 33299.4 | 33.2994 | 0 | -7988.65 | 9.038 | 46064.4 | 0 | 0 | 0 | 34675.5 | 34.6755 | 0 | -8026.21 | 8.9057 | 8.9684 | 9.038
[20 empty] | 2020-02-15 23:00 | 1104 | 2 | 15 | 24 | 0 | 0 | 8.9057 | 53587.7 | 0 | 0 | 0 | 41905.5 | 41.9055 | 0 | -9066.48 | 8.9684 | 55305.1 | 0 | 0 | 0 | 43622.9 | 43.6229 | 0 | -9105.63 | 9.038 | 57207.9 | 0 | 0 | 0 | 45525.6 | 45.5256 | 0 | -9142.6 | 8.9057 | 8.9684 | 9.038
[20 empty] | 2020-02-16 | 1105 | 2 | 16 | 1 | 0 | 0 | 8.5004 | 48030.3 | 0 | 0 | 0 | 36274.8 | 36.2748 | 0 | -9748.83 | 8.5631 | 49391.9 | 0 | 0 | 0 | 37636.4 | 37.6364 | 0 | -9788.81 | 8.6326 | 50899.9 | 0 | 0 | 0 | 39144.4 | 39.1444 | 0 | -9826.88 | 8.5004 | 8.5631 | 8.6326
[20 empty] | 2020-02-16 01:00 | 1106 | 2 | 16 | 2 | 0 | 0 | 8.5004 | 46548.8 | 0 | 0 | 0 | 34793.3 | 34.7933 | 0 | -10322.4 | 8.5631 | 47728.7 | 0 | 0 | 0 | 35973.2 | 35.9732 | 0 | -10290.4 | 8.6326 | 49105.8 | 0 | 0 | 0 | 37350.2 | 37.3502 | 0 | -10329.1 | 8.5004 | 8.5631 | 8.6326
[20 empty] | 2020-02-16 02:00 | 1107 | 2 | 16 | 3 | 0 | 0 | 8.5004 | 49813.7 | 0 | 0 | 0 | 37984.9 | 37.9849 | 0 | -11274.1 | 8.5631 | 51029.2 | 0 | 0 | 0 | 39200.3 | 39.2003 | 0 | -11171.5 | 8.6326 | 52485.8 | 0 | 0 | 0 | 40657 | 40.657 | 0 | -11150.4 | 8.5004 | 8.5631 | 8.6326
[20 empty] | 2020-02-16 03:00 | 1108 | 2 | 16 | 4 | 0 | 0 | 8.5004 | 51087.1 | 0 | 0 | 0 | 39184.9 | 39.1849 | 0 | -12320.6 | 8.5631 | 52325 | 0 | 0 | 0 | 40422.8 | 40.4228 | 0 | -12267.5 | 8.6326 | 53803.4 | 0 | 0 | 0 | 41901.2 | 41.9012 | 0 | -12291.4 | 8.5004 | 8.5631 | 8.6326
[20 empty] | 2020-02-16 04:00 | 1109 | 2 | 16 | 5 | 0 | 0 | 32.103 | 853044 | 11.7392 | 40.0542 | 0 | 841142 | 841.142 | 89704.2 | -773535 | 34.5601 | 914878 | 12.9178 | 44.0755 | 0 | 902975 | 902.975 | 98709.9 | -832641 | 37.2903 | 982459 | 14.2728 | 48.6988 | 0 | 970557 | 970.557 | 109064 | -897217 | 32.103 | 34.5601 | 37.2903
[20 empty] | 2020-02-16 05:00 | 1110 | 2 | 16 | 6 | 0 | 0 | 37.9367 | 870219 | 15.8128 | 53.9533 | 0 | 858317 | 858.317 | 120832 | -760265 | 41.3537 | 931297 | 17.9421 | 61.2184 | 0 | 919395 | 919.395 | 137103 | -816772 | 45.2848 | 996980 | 20.4463 | 69.7628 | 0 | 985078 | 985.078 | 156238 | -877368 | 37.9367 | 41.3537 | 45.2848
[20 empty] | 2020-02-16 06:00 | 1111 | 2 | 16 | 7 | 0 | 0 | 41.0169 | 890876 | 16.728 | 57.0759 | 0 | 856538 | 856.538 | 127826 | -758370 | 44.5757 | 950968 | 19.0003 | 64.829 | 0 | 916630 | 916.63 | 145189 | -813956 | 48.6046 | 1011380 | 21.61 | 73.7333 | 0 | 977045 | 977.045 | 165131 | -869220 | 41.0169 | 44.5757 | 48.6046
[20 empty] | 2020-02-16 07:00 | 1112 | 2 | 16 | 8 | 28763.08 | 28.7631 | 97.2932 | 967175 | 0.95415 | 3.2555 | 0 | 883127 | 883.127 | 7291.01 | -787357 | 98.2387 | 1031040 | 1.0585 | 3.6117 | 0 | 946996 | 946.996 | 8088.68 | -847151 | 99.3031 | 1100790 | 1.1743 | 4.0067 | 0 | 1016740 | 1016.74 | 8973.26 | -912301 | 68.5301 | 69.4756 | 70.54
[20 empty] | 2020-02-16 08:00 | 1113 | 2 | 16 | 9 | 107785.819 | 107.7858 | 126.036 | 1080950 | 1.3512 | 4.6103 | 0 | 997124 | 997.124 | 10325.1 | -915155 | 126.856 | 1145200 | 1.4606 | 4.9835 | 0 | 1061370 | 1061.37 | 11160.9 | -976392 | 127.969 | 1212360 | 1.582 | 5.3979 | 0 | 1128540 | 1128.54 | 12088.9 | -1039840 | 18.2502 | 19.0702 | 20.1832
[20 empty] | 2020-02-16 09:00 | 1114 | 2 | 16 | 10 | 129582.602 | 129.5826 | 131.639 | 1044840 | 1.3507 | 4.6086 | 0 | 985947 | 985.947 | 10321.3 | -899467 | 132.573 | 1100990 | 1.46 | 4.9817 | 0 | 1042100 | 1042.1 | 11156.8 | -951626 | 133.809 | 1161850 | 1.5815 | 5.3959 | 0 | 1102950 | 1102.95 | 12084.5 | -1007800 | 2.0564 | 2.9904 | 4.2264
[20 empty] | 2020-02-16 10:00 | 1115 | 2 | 16 | 11 | 170110.482 | 170.1105 | 132.303 | 1034660 | 1.3507 | 4.6086 | 0 | 975762 | 975.762 | 10321.3 | -887184 | 133.451 | 1088600 | 1.46 | 4.9817 | 0 | 1029700 | 1029.7 | 11156.8 | -936710 | 134.874 | 1145660 | 1.5814 | 5.3959 | 0 | 1086770 | 1086.77 | 12084.4 | -988624 | -37.8075 | -36.6595 | -35.2365
[20 empty] | 2020-02-16 11:00 | 1116 | 2 | 16 | 12 | 186795.739 | 186.7957 | 112.52 | 1067310 | 1.3507 | 4.6086 | 0 | 940651 | 940.651 | 10321.3 | -851918 | 113.83 | 1114450 | 1.46 | 4.9817 | 0 | 987793 | 987.793 | 11156.7 | -894301 | 115.336 | 1161070 | 1.5814 | 5.3959 | 0 | 1034410 | 1034.41 | 12084.4 | -935261 | -74.2757 | -72.9657 | -71.4597
[20 empty] | 2020-02-16 12:00 | 1117 | 2 | 16 | 13 | 193438.604 | 193.4386 | 134.817 | 1004430 | 1.1534 | 3.9355 | 0 | 877766 | 877.766 | 8813.76 | -788501 | 136.084 | 1036170 | 1.2628 | 4.3086 | 0 | 909509 | 909.509 | 9649.38 | -815019 | 137.565 | 1070840 | 1.3842 | 4.7229 | 0 | 944182 | 944.182 | 10577.2 | -843787 | -58.6216 | -57.3546 | -55.8736
[20 empty] | 2020-02-16 13:00 | 1118 | 2 | 16 | 14 | 233057.886 | 233.0579 | 86.536 | 953018 | 1.1404 | 3.8911 | 0 | 857342 | 857.342 | 8714.42 | -761499 | 87.7727 | 980240 | 1.2626 | 4.3078 | 0 | 884564 | 884.564 | 9647.63 | -782963 | 89.1847 | 1010530 | 1.384 | 4.722 | 0 | 914854 | 914.854 | 10575.3 | -806964 | -146.5219 | -145.2852 | -143.8732
[20 empty] | 2020-02-16 14:00 | 1119 | 2 | 16 | 15 | 193227.711 | 193.2277 | 81.7598 | 893069 | 1.1402 | 3.8904 | 0 | 834832 | 834.832 | 8712.8 | -742310 | 82.9898 | 914431 | 1.2623 | 4.307 | 0 | 856194 | 856.194 | 9645.85 | -758104 | 84.4391 | 938185 | 1.3837 | 4.7212 | 0 | 879948 | 879.948 | 10573.4 | -775882 | -111.4679 | -110.2379 | -108.7886
[20 empty] | 2020-02-16 15:00 | 1120 | 2 | 16 | 16 | 131279.643 | 131.2796 | 69.3873 | 902466 | 1.3502 | 4.6069 | 0 | 844156 | 844.156 | 10317.4 | -746527 | 70.5555 | 924176 | 1.4595 | 4.9798 | 0 | 865866 | 865.866 | 11152.6 | -762333 | 71.9941 | 948229 | 1.5809 | 5.3939 | 0 | 889919 | 889.919 | 12079.9 | -780061 | -61.8923 | -60.7241 | -59.2855
[20 empty] | 2020-02-16 16:00 | 1121 | 2 | 16 | 17 | 52749.192 | 52.7492 | 67.3692 | 866721 | 1.3507 | 4.6086 | 0 | 833263 | 833.263 | 10321.3 | -736817 | 68.5644 | 888860 | 1.46 | 4.9816 | 0 | 855402 | 855.402 | 11156.7 | -753254 | 70.0259 | 913147 | 1.5814 | 5.3959 | 0 | 879689 | 879.689 | 12084.4 | -771398 | 14.62 | 15.8152 | 17.2767
[20 empty] | 2020-02-16 17:00 | 1122 | 2 | 16 | 18 | 0 | 0 | 14.694 | 33677.8 | 0 | 0 | 0 | 0 | 0 | 0 | 0 | 14.694 | 33677.8 | 0 | 0 | 0 | 0 | 0 | 0 | 0 | 14.694 | 33677.8 | 0 | 0 | 0 | 0 | 0 | 0 | 0 | 14.694 | 14.694 | 14.694
[20 empty] | 2020-02-16 18:00 | 1123 | 2 | 16 | 19 | 0 | 0 | 13.7827 | 33751.1 | 0 | 0 | 0 | 0 | 0 | 0 | 0 | 13.7827 | 33751.1 | 0 | 0 | 0 | 0 | 0 | 0 | 0 | 13.7827 | 33751.1 | 0 | 0 | 0 | 0 | 0 | 0 | 0 | 13.7827 | 13.7827 | 13.7827
[20 empty] | 2020-02-16 19:00 | 1124 | 2 | 16 | 20 | 0 | 0 | 10.3847 | 33751.1 | 0 | 0 | 0 | 0 | 0 | 0 | 0 | 10.3847 | 33751.1 | 0 | 0 | 0 | 0 | 0 | 0 | 0 | 10.3847 | 33751.1 | 0 | 0 | 0 | 0 | 0 | 0 | 0 | 10.3847 | 10.3847 | 10.3847
[20 empty] | 2020-02-16 20:00 | 1125 | 2 | 16 | 21 | 0 | 0 | 8.8655 | 11535.5 | 0 | 0 | 0 | 0 | 0 | 0 | 0 | 8.8655 | 11535.5 | 0 | 0 | 0 | 0 | 0 | 0 | 0 | 8.8655 | 11535.5 | 0 | 0 | 0 | 0 | 0 | 0 | 0 | 8.8655 | 8.8655 | 8.8655
[20 empty] | 2020-02-16 21:00 | 1126 | 2 | 16 | 22 | 0 | 0 | 7.3463 | 11608.9 | 0 | 0 | 0 | 0 | 0 | 0 | 0 | 7.3463 | 11608.9 | 0 | 0 | 0 | 0 | 0 | 0 | 0 | 7.3463 | 11608.9 | 0 | 0 | 0 | 0 | 0 | 0 | 0 | 7.3463 | 7.3463 | 7.3463
[20 empty] | 2020-02-16 22:00 | 1127 | 2 | 16 | 23 | 0 | 0 | 7.3463 | 11608.9 | 0 | 0 | 0 | 0 | 0 | 0 | 0 | 7.3463 | 11608.9 | 0 | 0 | 0 | 0 | 0 | 0 | 0 | 7.3463 | 11608.9 | 0 | 0 | 0 | 0 | 0 | 0 | 0 | 7.3463 | 7.3463 | 7.3463
[20 empty] | 2020-02-16 23:00 | 1128 | 2 | 16 | 24 | 0 | 0 | 8.5004 | 11682.2 | 0 | 0 | 0 | 0 | 0 | 0 | -156.187 | 8.5631 | 11682.2 | 0 | 0 | 0 | 0 | 0 | 0 | -156.189 | 8.6326 | 11682.2 | 0 | 0 | 0 | 0 | 0 | 0 | -156.19 | 8.5004 | 8.5631 | 8.6326
[20 empty] | 2020-02-17 | 1129 | 2 | 17 | 1 | 0 | 0 | 8.5004 | 11755.5 | 0 | 0 | 0 | 0 | 0 | 0 | -576.995 | 8.5631 | 11755.5 | 0 | 0 | 0 | 0 | 0 | 0 | -576.995 | 8.6326 | 11755.5 | 0 | 0 | 0 | 0 | 0 | 0 | -576.991 | 8.5004 | 8.5631 | 8.6326
[20 empty] | 2020-02-17 01:00 | 1130 | 2 | 17 | 2 | 0 | 0 | 8.5004 | 11755.5 | 0 | 0 | 0 | 0 | 0 | 0 | -903.077 | 8.5631 | 11755.5 | 0 | 0 | 0 | 0 | 0 | 0 | -903.077 | 8.6326 | 11755.5 | 0 | 0 | 0 | 0 | 0 | 0 | -903.069 | 8.5004 | 8.5631 | 8.6326
[20 empty] | 2020-02-17 02:00 | 1131 | 2 | 17 | 3 | 0 | 0 | 8.5004 | 11902.2 | 0 | 0 | 0 | 0 | 0 | 0 | -1289.49 | 8.5631 | 11902.2 | 0 | 0 | 0 | 0 | 0 | 0 | -1289.49 | 8.6326 | 11902.2 | 0 | 0 | 0 | 0 | 0 | 0 | -1289.47 | 8.5004 | 8.5631 | 8.6326
[20 empty] | 2020-02-17 03:00 | 1132 | 2 | 17 | 4 | 0 | 0 | 8.5004 | 11975.5 | 0 | 0 | 0 | 0 | 0 | 0 | -1608.36 | 8.5631 | 11975.5 | 0 | 0 | 0 | 0 | 0 | 0 | -1608.36 | 8.6326 | 11975.5 | 0 | 0 | 0 | 0 | 0 | 0 | -1608.35 | 8.5004 | 8.5631 | 8.6326
[20 empty] | 2020-02-17 04:00 | 1133 | 2 | 17 | 5 | 0 | 0 | 37.3759 | 926537 | 16.7884 | 57.282 | 0 | 914561 | 914.561 | 128287 | -753602 | 40.4199 | 982081 | 18.5595 | 63.325 | 0 | 970105 | 970.105 | 141821 | -801310 | 43.7397 | 1036560 | 20.4766 | 69.8662 | 0 | 1024580 | 1024.58 | 156470 | -846724 | 37.3759 | 40.4199 | 43.7397
[20 empty] | 2020-02-17 05:00 | 1134 | 2 | 17 | 6 | 0 | 0 | 42.4203 | 836290 | 20.3256 | 69.3509 | 0 | 824241 | 824.241 | 155316 | -724155 | 46.1238 | 878274 | 22.767 | 77.681 | 0 | 866225 | 866.225 | 173972 | -760909 | 50.199 | 921560 | 25.4462 | 86.8224 | 0 | 909511 | 909.511 | 194444 | -798194 | 42.4203 | 46.1238 | 50.199
[20 empty] | 2020-02-17 06:00 | 1135 | 2 | 17 | 7 | 0 | 0 | 45.0656 | 840043 | 20.8288 | 71.0679 | 0 | 805558 | 805.558 | 159161 | -706278 | 48.7394 | 877779 | 23.2462 | 79.316 | 0 | 843294 | 843.294 | 177634 | -738757 | 52.8018 | 918036 | 25.9161 | 88.4257 | 0 | 883551 | 883.551 | 198035 | -773099 | 45.0656 | 48.7394 | 52.8018
[20 empty] | 2020-02-17 07:00 | 1136 | 2 | 17 | 8 | 32618.23 | 32.6182 | 97.0814 | 935182 | 0.95415 | 3.2555 | 0 | 850987 | 850.987 | 7291.01 | -753599 | 97.968 | 990043 | 1.0585 | 3.6117 | 0 | 905849 | 905.849 | 8088.68 | -803531 | 99 | 1048810 | 1.1743 | 4.0067 | 0 | 964611 | 964.611 | 8973.27 | -856773 | 64.4632 | 65.3498 | 66.3818
[20 empty] | 2020-02-17 08:00 | 1137 | 2 | 17 | 9 | 115242.133 | 115.2421 | 126.516 | 1014760 | 1.3507 | 4.6086 | 0 | 930856 | 930.856 | 10321.2 | -845096 | 127.337 | 1066120 | 1.46 | 4.9816 | 0 | 982216 | 982.216 | 11156.7 | -892150 | 128.322 | 1122580 | 1.5814 | 5.3959 | 0 | 1038680 | 1038.68 | 12084.4 | -943736 | 11.2739 | 12.0949 | 13.0799
[20 empty] | 2020-02-17 09:00 | 1138 | 2 | 17 | 10 | 187268.112 | 187.2681 | 135.317 | 918911 | 1.3507 | 4.6086 | 0 | 860015 | 860.015 | 10321.3 | -767047 | 135.579 | 964247 | 1.46 | 4.9817 | 0 | 905351 | 905.351 | 11156.8 | -807500 | 135.974 | 1015230 | 1.5814 | 5.3959 | 0 | 956338 | 956.338 | 12084.4 | -853045 | -51.9511 | -51.6891 | -51.2941
[20 empty] | 2020-02-17 10:00 | 1139 | 2 | 17 | 11 | 232726.505 | 232.7265 | 132.8 | 895882 | 1.3507 | 4.6086 | 0 | 836985 | 836.985 | 10321.3 | -740066 | 133.766 | 938744 | 1.46 | 4.9817 | 0 | 879847 | 879.847 | 11156.8 | -777788 | 135.005 | 986547 | 1.5814 | 5.3959 | 0 | 927650 | 927.65 | 12084.4 | -819884 | -99.9265 | -98.9605 | -97.7215
[20 empty] | 2020-02-17 11:00 | 1140 | 2 | 17 | 12 | 255373.737 | 255.3737 | 112.689 | 904387 | 1.3377 | 4.5641 | 0 | 777728 | 777.728 | 10221.6 | -685068 | 113.869 | 939425 | 1.4598 | 4.9807 | 0 | 812766 | 812.766 | 11154.6 | -715226 | 115.242 | 978289 | 1.5811 | 5.3948 | 0 | 851630 | 851.63 | 12082.1 | -748656 | -142.6847 | -141.5047 | -140.1317
[20 empty] | 2020-02-17 12:00 | 1141 | 2 | 17 | 13 | 255876.6 | 255.8766 | 134.56 | 825462 | 1.1297 | 3.8546 | 0 | 698803 | 698.803 | 8632.62 | -604338 | 135.753 | 852508 | 1.239 | 4.2275 | 0 | 725850 | 725.85 | 9467.68 | -626543 | 137.348 | 882777 | 1.3837 | 4.7212 | 0 | 756118 | 756.118 | 10573.3 | -651476 | -121.3166 | -120.1236 | -118.5286
[20 empty] | 2020-02-17 13:00 | 1142 | 2 | 17 | 14 | 235625.941 | 235.6259 | 86.0669 | 780905 | 1.1273 | 3.8462 | 0 | 685365 | 685.365 | 8613.95 | -587960 | 87.3007 | 803949 | 1.2392 | 4.2282 | 0 | 708409 | 708.409 | 9469.36 | -606187 | 88.7637 | 828832 | 1.3606 | 4.6423 | 0 | 733292 | 733.292 | 10396.8 | -625889 | -149.559 | -148.3252 | -146.8622
[20 empty] | 2020-02-17 14:00 | 1143 | 2 | 17 | 15 | 195314.882 | 195.3149 | 81.4266 | 723962 | 1.1194 | 3.8193 | 0 | 665726 | 665.726 | 8553.58 | -573043 | 82.5906 | 739426 | 1.2366 | 4.2192 | 0 | 681190 | 681.19 | 9449.23 | -584358 | 84.0252 | 756736 | 1.3606 | 4.6424 | 0 | 698499 | 698.499 | 10396.9 | -597131 | -113.8883 | -112.7243 | -111.2897
[20 empty] | 2020-02-17 15:00 | 1144 | 2 | 17 | 16 | 132265.938 | 132.2659 | 68.9645 | 736255 | 1.3223 | 4.5117 | 0 | 678019 | 678.019 | 10104.2 | -580996 | 70.16 | 750523 | 1.4343 | 4.8937 | 0 | 692287 | 692.287 | 10959.8 | -590788 | 71.5986 | 766948 | 1.5556 | 5.3079 | 0 | 708711 | 708.711 | 11887.4 | -602277 | -63.3014 | -62.1059 | -60.6673
[20 empty] | 2020-02-17 16:00 | 1145 | 2 | 17 | 17 | 54503.2 | 54.5032 | 66.9857 | 704962 | 1.3248 | 4.5201 | 0 | 671577 | 671.577 | 10123.1 | -574956 | 68.1997 | 720211 | 1.4367 | 4.9021 | 0 | 686826 | 686.826 | 10978.5 | -585702 | 69.8085 | 737616 | 1.5814 | 5.3958 | 0 | 704231 | 704.231 | 12084.4 | -598191 | 12.4825 | 13.6965 | 15.3053
[20 empty] | 2020-02-17 17:00 | 1146 | 2 | 17 | 18 | 0 | 0 | 14.694 | 33677.8 | 0 | 0 | 0 | 0 | 0 | 0 | 0 | 14.694 | 33677.8 | 0 | 0 | 0 | 0 | 0 | 0 | 0 | 14.694 | 33677.8 | 0 | 0 | 0 | 0 | 0 | 0 | 0 | 14.694 | 14.694 | 14.694
[20 empty] | 2020-02-17 18:00 | 1147 | 2 | 17 | 19 | 0 | 0 | 13.7827 | 33897.8 | 0 | 0 | 0 | 0 | 0 | 0 | 0 | 13.7827 | 33897.8 | 0 | 0 | 0 | 0 | 0 | 0 | 0 | 13.7827 | 33897.8 | 0 | 0 | 0 | 0 | 0 | 0 | 0 | 13.7827 | 13.7827 | 13.7827
[20 empty] | 2020-02-17 19:00 | 1148 | 2 | 17 | 20 | 0 | 0 | 10.3847 | 33897.8 | 0 | 0 | 0 | 0 | 0 | 0 | 0 | 10.3847 | 33897.8 | 0 | 0 | 0 | 0 | 0 | 0 | 0 | 10.3847 | 33897.8 | 0 | 0 | 0 | 0 | 0 | 0 | 0 | 10.3847 | 10.3847 | 10.3847
[20 empty] | 2020-02-17 20:00 | 1149 | 2 | 17 | 21 | 0 | 0 | 8.8655 | 11608.9 | 0 | 0 | 0 | 0 | 0 | 0 | 0 | 8.8655 | 11608.9 | 0 | 0 | 0 | 0 | 0 | 0 | 0 | 8.8655 | 11608.9 | 0 | 0 | 0 | 0 | 0 | 0 | 0 | 8.8655 | 8.8655 | 8.8655
[20 empty] | 2020-02-17 21:00 | 1150 | 2 | 17 | 22 | 0 | 0 | 7.3463 | 11682.2 | 0 | 0 | 0 | 0 | 0 | 0 | 0 | 7.3463 | 11682.2 | 0 | 0 | 0 | 0 | 0 | 0 | 0 | 7.3463 | 11682.2 | 0 | 0 | 0 | 0 | 0 | 0 | 0 | 7.3463 | 7.3463 | 7.3463
[20 empty] | 2020-02-17 22:00 | 1151 | 2 | 17 | 23 | 0 | 0 | 7.3463 | 11682.2 | 0 | 0 | 0 | 0 | 0 | 0 | 0 | 7.3463 | 11682.2 | 0 | 0 | 0 | 0 | 0 | 0 | 0 | 7.3463 | 11682.2 | 0 | 0 | 0 | 0 | 0 | 0 | 0 | 7.3463 | 7.3463 | 7.3463
[20 empty] | 2020-02-17 23:00 | 1152 | 2 | 17 | 24 | 0 | 0 | 7.3463 | 11682.2 | 0 | 0 | 0 | 0 | 0 | 0 | 0 | 7.3463 | 11682.2 | 0 | 0 | 0 | 0 | 0 | 0 | 0 | 7.3463 | 11682.2 | 0 | 0 | 0 | 0 | 0 | 0 | 0 | 7.3463 | 7.3463 | 7.3463
[20 empty] | 2020-02-18 | 1153 | 2 | 18 | 1 | 0 | 0 | 7.3463 | 11682.2 | 0 | 0 | 0 | 0 | 0 | 0 | 0 | 7.3463 | 11682.2 | 0 | 0 | 0 | 0 | 0 | 0 | 0 | 7.3463 | 11682.2 | 0 | 0 | 0 | 0 | 0 | 0 | 0 | 7.3463 | 7.3463 | 7.3463
[20 empty] | 2020-02-18 01:00 | 1154 | 2 | 18 | 2 | 0 | 0 | 8.5004 | 11682.2 | 0 | 0 | 0 | 0 | 0 | 0 | -406.131 | 8.5631 | 11682.2 | 0 | 0 | 0 | 0 | 0 | 0 | -406.134 | 8.6326 | 11682.2 | 0 | 0 | 0 | 0 | 0 | 0 | -406.137 | 8.5004 | 8.5631 | 8.6326
[20 empty] | 2020-02-18 02:00 | 1155 | 2 | 18 | 3 | 0 | 0 | 8.5004 | 11828.9 | 0 | 0 | 0 | 0 | 0 | 0 | -827.337 | 8.5631 | 11828.9 | 0 | 0 | 0 | 0 | 0 | 0 | -827.345 | 8.6326 | 11828.9 | 0 | 0 | 0 | 0 | 0 | 0 | -827.353 | 8.5004 | 8.5631 | 8.6326
[20 empty] | 2020-02-18 03:00 | 1156 | 2 | 18 | 4 | 0 | 0 | 8.5004 | 11902.2 | 0 | 0 | 0 | 0 | 0 | 0 | -1241.45 | 8.5631 | 11902.2 | 0 | 0 | 0 | 0 | 0 | 0 | -1241.46 | 8.6326 | 11902.2 | 0 | 0 | 0 | 0 | 0 | 0 | -1241.47 | 8.5004 | 8.5631 | 8.6326
[20 empty] | 2020-02-18 04:00 | 1157 | 2 | 18 | 5 | 0 | 0 | 39.3942 | 871345 | 18.9278 | 64.5817 | 0 | 859442 | 859.442 | 144635 | -688529 | 42.6935 | 913173 | 20.9013 | 71.3152 | 0 | 901271 | 901.271 | 159715 | -721453 | 46.1295 | 959204 | 22.9433 | 78.2825 | 0 | 947302 | 947.302 | 175319 | -757610 | 39.3942 | 42.6935 | 46.1295
[20 empty] | 2020-02-18 05:00 | 1158 | 2 | 18 | 6 | 0 | 0 | 44.032 | 742712 | 22.0057 | 75.0834 | 0 | 730883 | 730.883 | 168154 | -633308 | 47.6985 | 776805 | 24.4176 | 83.3129 | 0 | 764977 | 764.977 | 186584 | -662237 | 51.7709 | 814188 | 27.098 | 92.4584 | 0 | 802359 | 802.359 | 207066 | -693890 | 44.032 | 47.6985 | 51.7709
[20 empty] | 2020-02-18 06:00 | 1159 | 2 | 18 | 7 | 0 | 0 | 46.4523 | 737139 | 22.2756 | 76.0043 | 0 | 703021 | 703.021 | 170217 | -606676 | 50.1232 | 769654 | 24.693 | 84.2525 | 0 | 735536 | 735.536 | 188689 | -634194 | 54.1952 | 805273 | 27.3743 | 93.4011 | 0 | 771155 | 771.155 | 209178 | -664278 | 46.4523 | 50.1232 | 54.1952
[20 empty] | 2020-02-18 07:00 | 1160 | 2 | 18 | 8 | 15752.657 | 15.7527 | 97.5449 | 828620 | 0.95417 | 3.2556 | 0 | 744792 | 744.792 | 7291.15 | -645894 | 98.514 | 876758 | 1.0586 | 3.6118 | 0 | 792930 | 792.93 | 8088.87 | -688651 | 99.5764 | 930576 | 1.1743 | 4.0068 | 0 | 846748 | 846.748 | 8973.47 | -736495 | 81.7922 | 82.7613 | 83.8237
[20 empty] | 2020-02-18 08:00 | 1161 | 2 | 18 | 9 | 78707.047 | 78.707 | 125.667 | 852948 | 1.3289 | 4.5342 | 0 | 769707 | 769.707 | 10154.7 | -683608 | 126.527 | 895666 | 1.4489 | 4.9435 | 0 | 812425 | 812.425 | 11071.4 | -721836 | 127.716 | 942878 | 1.5832 | 5.4019 | 0 | 859637 | 859.637 | 12098 | -764081 | 46.96 | 47.82 | 49.009
[20 empty] | 2020-02-18 09:00 | 1162 | 2 | 18 | 10 | 99931.985 | 99.932 | 130.433 | 758724 | 1.3064 | 4.4574 | 0 | 700414 | 700.414 | 9982.66 | -604381 | 131.594 | 796631 | 1.4278 | 4.8716 | 0 | 738321 | 738.321 | 10910.3 | -637228 | 132.96 | 838917 | 1.5518 | 5.2946 | 0 | 780608 | 780.608 | 11857.7 | -673858 | 30.501 | 31.662 | 33.028
[20 empty] | 2020-02-18 10:00 | 1163 | 2 | 18 | 11 | 97096.36 | 97.0964 | 131.465 | 730638 | 1.2943 | 4.4162 | 0 | 672329 | 672.329 | 9890.24 | -575433 | 132.678 | 766102 | 1.4035 | 4.7888 | 0 | 707792 | 707.792 | 10724.8 | -605793 | 134.205 | 805043 | 1.5294 | 5.2183 | 0 | 746733 | 746.733 | 11686.9 | -639116 | 34.3686 | 35.5816 | 37.1086
[20 empty] | 2020-02-18 11:00 | 1164 | 2 | 18 | 12 | 39759.33 | 39.7593 | 111.402 | 777576 | 1.1116 | 3.7929 | 0 | 650917 | 650.917 | 8494.44 | -555979 | 112.3 | 810912 | 1.2209 | 4.1659 | 0 | 684253 | 684.253 | 9329.8 | -584429 | 113.598 | 848082 | 1.3424 | 4.5801 | 0 | 721423 | 721.423 | 10257.5 | -616099 | 71.6427 | 72.5407 | 73.8387
[20 empty] | 2020-02-18 12:00 | 1165 | 2 | 18 | 13 | 8940.65 | 8.9406 | 135.372 | 716558 | 1.109 | 3.784 | 0 | 589899 | 589.899 | 8474.47 | -496616 | 136.261 | 749590 | 1.2199 | 4.1621 | 0 | 622931 | 622.931 | 9321.36 | -524571 | 137.338 | 786653 | 1.3412 | 4.576 | 0 | 659994 | 659.994 | 10248.3 | -555976 | 126.4314 | 127.3203 | 128.3973
[20 empty] | 2020-02-18 13:00 | 1166 | 2 | 18 | 14 | 13044.911 | 13.0449 | 87.3987 | 688598 | 1.109 | 3.784 | 0 | 593831 | 593.831 | 8474.47 | -500114 | 88.2808 | 722542 | 1.2182 | 4.1566 | 0 | 627776 | 627.776 | 9309.02 | -528961 | 89.3804 | 760525 | 1.3412 | 4.576 | 0 | 665758 | 665.758 | 10248.3 | -561272 | 74.3538 | 75.2359 | 76.3355
[20 empty] | 2020-02-18 14:00 | 1167 | 2 | 18 | 15 | 13515.707 | 13.5157 | 82.7298 | 680341 | 1.1086 | 3.7825 | 0 | 622032 | 622.032 | 8471.07 | -525507 | 83.5698 | 716345 | 1.2189 | 4.1589 | 0 | 658035 | 658.035 | 9314.12 | -556261 | 84.6511 | 756519 | 1.3419 | 4.5785 | 0 | 698209 | 698.209 | 10253.9 | -590588 | 69.2141 | 70.0541 | 71.1354
[20 empty] | 2020-02-18 15:00 | 1168 | 2 | 18 | 16 | 13946.684 | 13.9467 | 69.3265 | 718627 | 1.2968 | 4.4247 | 0 | 660244 | 660.244 | 9909.44 | -562117 | 70.3205 | 756184 | 1.4077 | 4.803 | 0 | 697801 | 697.801 | 10756.7 | -594378 | 71.5871 | 797945 | 1.529 | 5.2171 | 0 | 739562 | 739.562 | 11683.9 | -630254 | 55.3798 | 56.3738 | 57.6404
[20 empty] | 2020-02-18 16:00 | 1169 | 2 | 18 | 17 | 441.242 | 0.44124 | 74.1849 | 714553 | 1.3139 | 4.4831 | 0 | 680876 | 680.876 | 10040.2 | -580887 | 75.2789 | 755366 | 1.4232 | 4.8559 | 0 | 721688 | 721.688 | 10875.2 | -616273 | 76.5694 | 800857 | 1.5445 | 5.27 | 0 | 767179 | 767.179 | 11802.4 | -655729 | 73.7437 | 74.8377 | 76.1282
[20 empty] | 2020-02-18 17:00 | 1170 | 2 | 18 | 18 | 0 | 0 | 14.694 | 33531.1 | 0 | 0 | 0 | 0 | 0 | 0 | 0 | 14.694 | 33531.1 | 0 | 0 | 0 | 0 | 0 | 0 | 0 | 14.694 | 33531.1 | 0 | 0 | 0 | 0 | 0 | 0 | 0 | 14.694 | 14.694 | 14.694
[20 empty] | 2020-02-18 18:00 | 1171 | 2 | 18 | 19 | 0 | 0 | 13.7827 | 33531.1 | 0 | 0 | 0 | 0 | 0 | 0 | 0 | 13.7827 | 33531.1 | 0 | 0 | 0 | 0 | 0 | 0 | 0 | 13.7827 | 33531.1 | 0 | 0 | 0 | 0 | 0 | 0 | 0 | 13.7827 | 13.7827 | 13.7827
[20 empty] | 2020-02-18 19:00 | 1172 | 2 | 18 | 20 | 0 | 0 | 10.3847 | 33311 | 0 | 0 | 0 | 0 | 0 | 0 | 0 | 10.3847 | 33311 | 0 | 0 | 0 | 0 | 0 | 0 | 0 | 10.3847 | 33311 | 0 | 0 | 0 | 0 | 0 | 0 | 0 | 10.3847 | 10.3847 | 10.3847
[20 empty] | 2020-02-18 20:00 | 1173 | 2 | 18 | 21 | 0 | 0 | 8.8655 | 10875.6 | 0 | 0 | 0 | 0 | 0 | 0 | 0 | 8.8655 | 10875.6 | 0 | 0 | 0 | 0 | 0 | 0 | 0 | 8.8655 | 10875.6 | 0 | 0 | 0 | 0 | 0 | 0 | 0 | 8.8655 | 8.8655 | 8.8655
[20 empty] | 2020-02-18 21:00 | 1174 | 2 | 18 | 22 | 0 | 0 | 7.3463 | 10875.6 | 0 | 0 | 0 | 0 | 0 | 0 | 0 | 7.3463 | 10875.6 | 0 | 0 | 0 | 0 | 0 | 0 | 0 | 7.3463 | 10875.6 | 0 | 0 | 0 | 0 | 0 | 0 | 0 | 7.3463 | 7.3463 | 7.3463
[20 empty] | 2020-02-18 22:00 | 1175 | 2 | 18 | 23 | 0 | 0 | 7.3463 | 10875.6 | 0 | 0 | 0 | 0 | 0 | 0 | 0 | 7.3463 | 10875.6 | 0 | 0 | 0 | 0 | 0 | 0 | 0 | 7.3463 | 10875.6 | 0 | 0 | 0 | 0 | 0 | 0 | 0 | 7.3463 | 7.3463 | 7.3463
[20 empty] | 2020-02-18 23:00 | 1176 | 2 | 18 | 24 | 0 | 0 | 7.3463 | 10948.9 | 0 | 0 | 0 | 0 | 0 | 0 | 0 | 7.3463 | 10948.9 | 0 | 0 | 0 | 0 | 0 | 0 | 0 | 7.3463 | 10948.9 | 0 | 0 | 0 | 0 | 0 | 0 | 0 | 7.3463 | 7.3463 | 7.3463
[20 empty] | 2020-02-19 | 1177 | 2 | 19 | 1 | 0 | 0 | 7.3463 | 10875.6 | 0 | 0 | 0 | 0 | 0 | 0 | 0 | 7.3463 | 10875.6 | 0 | 0 | 0 | 0 | 0 | 0 | 0 | 7.3463 | 10875.6 | 0 | 0 | 0 | 0 | 0 | 0 | 0 | 7.3463 | 7.3463 | 7.3463
[20 empty] | 2020-02-19 01:00 | 1178 | 2 | 19 | 2 | 0 | 0 | 7.3463 | 10948.9 | 0 | 0 | 0 | 0 | 0 | 0 | 0 | 7.3463 | 10948.9 | 0 | 0 | 0 | 0 | 0 | 0 | 0 | 7.3463 | 10948.9 | 0 | 0 | 0 | 0 | 0 | 0 | 0 | 7.3463 | 7.3463 | 7.3463
[20 empty] | 2020-02-19 02:00 | 1179 | 2 | 19 | 3 | 0 | 0 | 7.3463 | 10948.9 | 0 | 0 | 0 | 0 | 0 | 0 | 0 | 7.3463 | 10948.9 | 0 | 0 | 0 | 0 | 0 | 0 | 0 | 7.3463 | 10948.9 | 0 | 0 | 0 | 0 | 0 | 0 | 0 | 7.3463 | 7.3463 | 7.3463
[20 empty] | 2020-02-19 03:00 | 1180 | 2 | 19 | 4 | 0 | 0 | 8.5004 | 11022.3 | 0 | 0 | 0 | 0 | 0 | 0 | -41.5073 | 8.5631 | 11022.3 | 0 | 0 | 0 | 0 | 0 | 0 | -41.5522 | 8.6326 | 11022.3 | 0 | 0 | 0 | 0 | 0 | 0 | -41.5242 | 8.5004 | 8.5631 | 8.6326
[20 empty] | 2020-02-19 04:00 | 1181 | 2 | 19 | 5 | 0 | 0 | 40.3393 | 792622 | 19.9646 | 68.1192 | 0 | 781600 | 781.6 | 152558 | -624883 | 43.4823 | 836765 | 21.842 | 74.5249 | 0 | 825743 | 825.743 | 166904 | -660951 | 46.9964 | 884594 | 23.9278 | 81.6417 | 0 | 873572 | 873.572 | 182842 | -699805 | 40.3393 | 43.4823 | 46.9964
[20 empty] | 2020-02-19 05:00 | 1182 | 2 | 19 | 6 | 0 | 0 | 43.6217 | 644982 | 22.0286 | 75.1616 | 0 | 634253 | 634.253 | 168329 | -544413 | 41.1004 | 670321 | 20.3238 | 69.3448 | 0 | 659592 | 659.592 | 155302 | -565479 | 44.5887 | 705393 | 22.5899 | 77.0767 | 0 | 694665 | 694.665 | 172618 | -595329 | 43.6217 | 41.1004 | 44.5887
[20 empty] | 2020-02-19 06:00 | 1183 | 2 | 19 | 7 | 0 | 0 | 40.283 | 642234 | 18.4632 | 62.9964 | 0 | 608997 | 608.997 | 141084 | -512267 | 49.6549 | 682600 | 24.6728 | 84.1836 | 0 | 649362 | 649.362 | 188535 | -546877 | 53.897 | 718893 | 27.4513 | 93.6638 | 0 | 685656 | 685.656 | 209766 | -577452 | 40.283 | 49.6549 | 53.897
[20 empty] | 2020-02-19 07:00 | 1184 | 2 | 19 | 8 | 28873.668 | 28.8737 | 96.2446 | 689748 | 0.91144 | 3.1098 | 0 | 606727 | 606.727 | 6964.65 | -511002 | 97.0437 | 731673 | 1.0158 | 3.466 | 0 | 648652 | 648.652 | 7762.39 | -547381 | 98.1102 | 777367 | 1.1404 | 3.8909 | 0 | 694346 | 694.346 | 8714.01 | -586870 | 67.3709 | 68.17 | 69.2365
[20 empty] | 2020-02-19 08:00 | 1185 | 2 | 19 | 9 | 102640.546 | 102.6405 | 123.924 | 729524 | 1.1095 | 3.7855 | 0 | 646723 | 646.723 | 8477.86 | -554832 | 124.853 | 768787 | 1.2203 | 4.1638 | 0 | 685986 | 685.986 | 9325.11 | -589081 | 125.963 | 812096 | 1.3417 | 4.5778 | 0 | 729296 | 729.296 | 10252.4 | -626832 | 21.2835 | 22.2125 | 23.3225
[20 empty] | 2020-02-19 09:00 | 1186 | 2 | 19 | 10 | 169150.39 | 169.1504 | 130.746 | 614956 | 1.285 | 4.3845 | 0 | 557160 | 557.16 | 9819.44 | -469051 | 131.674 | 646683 | 1.3949 | 4.7595 | 0 | 588886 | 588.886 | 10659.1 | -496063 | 132.941 | 681604 | 1.5172 | 5.1767 | 0 | 623808 | 623.808 | 11593.5 | -525743 | -38.4044 | -37.4764 | -36.2094
[20 empty] | 2020-02-19 10:00 | 1187 | 2 | 19 | 11 | 213238.794 | 213.2388 | 130.902 | 580022 | 1.192 | 4.067 | 0 | 522225 | 522.225 | 9108.32 | -433152 | 132.012 | 606718 | 1.2998 | 4.4348 | 0 | 548922 | 548.922 | 9932.08 | -455084 | 133.693 | 635930 | 1.4644 | 4.9964 | 0 | 578134 | 578.134 | 11189.8 | -479059 | -82.3368 | -81.2268 | -79.5458
[20 empty] | 2020-02-19 11:00 | 1188 | 2 | 19 | 12 | 56976.759 | 56.9768 | 110.256 | 618435 | 1.0086 | 3.4413 | 0 | 491776 | 491.776 | 7707.08 | -407996 | 111.334 | 641543 | 1.1163 | 3.8087 | 0 | 514884 | 514.884 | 8529.8 | -426929 | 112.714 | 666490 | 1.2359 | 4.217 | 0 | 539831 | 539.831 | 9444.13 | -447553 | 53.2792 | 54.3572 | 55.7372
[20 empty] | 2020-02-19 12:00 | 1189 | 2 | 19 | 13 | 94623.176 | 94.6232 | 133.309 | 550673 | 1.0099 | 3.4457 | 0 | 424014 | 424.014 | 7716.83 | -343716 | 134.596 | 570825 | 1.1177 | 3.8135 | 0 | 444166 | 444.166 | 8540.63 | -360047 | 136.079 | 593501 | 1.2375 | 4.2223 | 0 | 466842 | 466.842 | 9456.08 | -378144 | 38.6858 | 39.9728 | 41.4558
[20 empty] | 2020-02-19 13:00 | 1190 | 2 | 19 | 14 | 158960.526 | 158.9605 | 84.8349 | 504916 | 1.0099 | 3.4457 | 0 | 411848 | 411.848 | 7716.83 | -333033 | 86.1574 | 521400 | 1.1177 | 3.8135 | 0 | 428332 | 428.332 | 8540.63 | -345836 | 87.6346 | 539860 | 1.2375 | 4.2223 | 0 | 446792 | 446.792 | 9456.08 | -360382 | -74.1256 | -72.8031 | -71.3259
[20 empty] | 2020-02-19 14:00 | 1191 | 2 | 19 | 15 | 72263.898 | 72.2639 | 80.0713 | 462393 | 1.0089 | 3.4425 | 0 | 404743 | 404.743 | 7709.73 | -326608 | 81.3782 | 475425 | 1.1166 | 3.81 | 0 | 417775 | 417.775 | 8532.74 | -336640 | 82.8677 | 490420 | 1.2363 | 4.2184 | 0 | 432770 | 432.77 | 9447.4 | -348259 | 7.8074 | 9.1143 | 10.6038
[20 empty] | 2020-02-19 15:00 | 1192 | 2 | 19 | 16 | 19584.658 | 19.5847 | 66.5172 | 511332 | 1.009 | 3.4425 | 0 | 453536 | 453.536 | 7709.75 | -367368 | 67.7629 | 528370 | 1.1166 | 3.81 | 0 | 470574 | 470.574 | 8532.8 | -380510 | 69.2421 | 547772 | 1.2364 | 4.2184 | 0 | 489976 | 489.976 | 9447.43 | -395538 | 46.9325 | 48.1782 | 49.6574
[20 empty] | 2020-02-19 16:00 | 1193 | 2 | 19 | 17 | 3121.76 | 3.1218 | 66.0715 | 484503 | 1.192 | 4.0669 | 0 | 451559 | 451.559 | 9108.16 | -368556 | 67.1349 | 502086 | 1.2997 | 4.4347 | 0 | 469142 | 469.142 | 9931.92 | -382311 | 68.5697 | 521798 | 1.4196 | 4.8435 | 0 | 488854 | 488.854 | 10847.4 | -397789 | 62.9497 | 64.0131 | 65.4479
[20 empty] | 2020-02-19 17:00 | 1194 | 2 | 19 | 18 | 0 | 0 | 14.694 | 33531.1 | 0 | 0 | 0 | 0 | 0 | 0 | 0 | 14.694 | 33531.1 | 0 | 0 | 0 | 0 | 0 | 0 | 0 | 14.694 | 33531.1 | 0 | 0 | 0 | 0 | 0 | 0 | 0 | 14.694 | 14.694 | 14.694
[20 empty] | 2020-02-19 18:00 | 1195 | 2 | 19 | 19 | 0 | 0 | 13.7827 | 33604.4 | 0 | 0 | 0 | 0 | 0 | 0 | 0 | 13.7827 | 33604.4 | 0 | 0 | 0 | 0 | 0 | 0 | 0 | 13.7827 | 33604.4 | 0 | 0 | 0 | 0 | 0 | 0 | 0 | 13.7827 | 13.7827 | 13.7827
[20 empty] | 2020-02-19 19:00 | 1196 | 2 | 19 | 20 | 0 | 0 | 10.3847 | 33604.4 | 0 | 0 | 0 | 0 | 0 | 0 | 0 | 10.3847 | 33604.4 | 0 | 0 | 0 | 0 | 0 | 0 | 0 | 10.3847 | 33604.4 | 0 | 0 | 0 | 0 | 0 | 0 | 0 | 10.3847 | 10.3847 | 10.3847
[20 empty] | 2020-02-19 20:00 | 1197 | 2 | 19 | 21 | 0 | 0 | 8.8655 | 11608.9 | 0 | 0 | 0 | 0 | 0 | 0 | 0 | 8.8655 | 11608.9 | 0 | 0 | 0 | 0 | 0 | 0 | 0 | 8.8655 | 11608.9 | 0 | 0 | 0 | 0 | 0 | 0 | 0 | 8.8655 | 8.8655 | 8.8655
[20 empty] | 2020-02-19 21:00 | 1198 | 2 | 19 | 22 | 0 | 0 | 7.3463 | 11755.5 | 0 | 0 | 0 | 0 | 0 | 0 | 0 | 7.3463 | 11755.5 | 0 | 0 | 0 | 0 | 0 | 0 | 0 | 7.3463 | 11755.5 | 0 | 0 | 0 | 0 | 0 | 0 | 0 | 7.3463 | 7.3463 | 7.3463
[20 empty] | 2020-02-19 22:00 | 1199 | 2 | 19 | 23 | 0 | 0 | 7.3463 | 11755.5 | 0 | 0 | 0 | 0 | 0 | 0 | 0 | 7.3463 | 11755.5 | 0 | 0 | 0 | 0 | 0 | 0 | 0 | 7.3463 | 11755.5 | 0 | 0 | 0 | 0 | 0 | 0 | 0 | 7.3463 | 7.3463 | 7.3463
[20 empty] | 2020-02-19 23:00 | 1200 | 2 | 19 | 24 | 0 | 0 | 7.3463 | 11975.5 | 0 | 0 | 0 | 0 | 0 | 0 | 0 | 7.3463 | 11975.5 | 0 | 0 | 0 | 0 | 0 | 0 | 0 | 7.3463 | 11975.5 | 0 | 0 | 0 | 0 | 0 | 0 | 0 | 7.3463 | 7.3463 | 7.3463
[20 empty] | 2020-02-20 | 1201 | 2 | 20 | 1 | 0 | 0 | 7.7516 | 12048.8 | 0 | 0 | 0 | 0 | 0 | 0 | 0 | 7.7516 | 12048.8 | 0 | 0 | 0 | 0 | 0 | 0 | 0 | 7.7516 | 12048.8 | 0 | 0 | 0 | 0 | 0 | 0 | 0 | 7.7516 | 7.7516 | 7.7516
[20 empty] | 2020-02-20 01:00 | 1202 | 2 | 20 | 2 | 0 | 0 | 7.7516 | 12048.8 | 0 | 0 | 0 | 0 | 0 | 0 | 0 | 7.7516 | 12048.8 | 0 | 0 | 0 | 0 | 0 | 0 | 0 | 7.7516 | 12048.8 | 0 | 0 | 0 | 0 | 0 | 0 | 0 | 7.7516 | 7.7516 | 7.7516
[20 empty] | 2020-02-20 02:00 | 1203 | 2 | 20 | 3 | 0 | 0 | 8.9057 | 12122.2 | 0 | 0 | 0 | 0 | 0 | 0 | -314.986 | 8.9684 | 12122.2 | 0 | 0 | 0 | 0 | 0 | 0 | -314.985 | 9.038 | 12122.2 | 0 | 0 | 0 | 0 | 0 | 0 | -314.983 | 8.9057 | 8.9684 | 9.038
[20 empty] | 2020-02-20 03:00 | 1204 | 2 | 20 | 4 | 0 | 0 | 8.9057 | 12195.5 | 0 | 0 | 0 | 0 | 0 | 0 | -817.803 | 8.9684 | 12195.5 | 0 | 0 | 0 | 0 | 0 | 0 | -817.795 | 9.038 | 12195.5 | 0 | 0 | 0 | 0 | 0 | 0 | -817.795 | 8.9057 | 8.9684 | 9.038
[20 empty] | 2020-02-20 04:00 | 1205 | 2 | 20 | 5 | 0 | 0 | 8.9057 | 12195.5 | 0 | 0 | 0 | 0 | 0 | 0 | -1217.44 | 8.9684 | 12195.5 | 0 | 0 | 0 | 0 | 0 | 0 | -1217.43 | 9.038 | 12195.5 | 0 | 0 | 0 | 0 | 0 | 0 | -1217.43 | 8.9057 | 8.9684 | 9.038
[20 empty] | 2020-02-20 05:00 | 1206 | 2 | 20 | 6 | 0 | 0 | 8.9057 | 12268.8 | 0 | 0 | 0 | 0 | 0 | 0 | -1629.99 | 8.9684 | 12268.8 | 0 | 0 | 0 | 0 | 0 | 0 | -1629.98 | 9.038 | 12268.8 | 0 | 0 | 0 | 0 | 0 | 0 | -1629.98 | 8.9057 | 8.9684 | 9.038
[20 empty] | 2020-02-20 06:00 | 1207 | 2 | 20 | 7 | 0 | 0 | 8.9057 | 12268.8 | 0 | 0 | 0 | 0 | 0 | 0 | -1961.74 | 8.9684 | 12268.8 | 0 | 0 | 0 | 0 | 0 | 0 | -1961.73 | 9.038 | 12268.8 | 0 | 0 | 0 | 0 | 0 | 0 | -1961.73 | 8.9057 | 8.9684 | 9.038
[20 empty] | 2020-02-20 07:00 | 1208 | 2 | 20 | 8 | 35271.928 | 35.2719 | 8.6436 | 12268.8 | 0 | 0 | 0 | 0 | 0 | 0 | -2266.5 | 8.6858 | 12268.8 | 0 | 0 | 0 | 0 | 0 | 0 | -2266.49 | 8.7542 | 12268.8 | 0 | 0 | 0 | 0 | 0 | 0 | -2266.49 | -26.6284 | -26.5862 | -26.5177
[20 empty] | 2020-02-20 08:00 | 1209 | 2 | 20 | 9 | 117777.459 | 117.7775 | 8.622 | 12122.2 | 0 | 0 | 0 | 0 | 0 | 0 | -2452.39 | 8.6846 | 12122.2 | 0 | 0 | 0 | 0 | 0 | 0 | -2452.39 | 8.7542 | 12122.2 | 0 | 0 | 0 | 0 | 0 | 0 | -2452.39 | -109.1555 | -109.0928 | -109.0232
[20 empty] | 2020-02-20 09:00 | 1210 | 2 | 20 | 10 | 80390.478 | 80.3905 | 8.622 | 11975.5 | 0 | 0 | 0 | 0 | 0 | 0 | -2608.66 | 8.6846 | 11975.5 | 0 | 0 | 0 | 0 | 0 | 0 | -2608.65 | 8.7542 | 11975.5 | 0 | 0 | 0 | 0 | 0 | 0 | -2608.65 | -71.7685 | -71.7058 | -71.6362
[20 empty] | 2020-02-20 10:00 | 1211 | 2 | 20 | 11 | 155420.956 | 155.421 | 8.622 | 11975.5 | 0 | 0 | 0 | 0 | 0 | 0 | -2809.67 | 8.6846 | 11975.5 | 0 | 0 | 0 | 0 | 0 | 0 | -2809.66 | 8.7542 | 11975.5 | 0 | 0 | 0 | 0 | 0 | 0 | -2809.66 | -146.799 | -146.7363 | -146.6667
[20 empty] | 2020-02-20 11:00 | 1212 | 2 | 20 | 12 | 142901.405 | 142.9014 | 8.622 | 11755.5 | 0 | 0 | 0 | 0 | 0 | 0 | -2828.36 | 8.6846 | 11755.5 | 0 | 0 | 0 | 0 | 0 | 0 | -2828.35 | 8.7542 | 11755.5 | 0 | 0 | 0 | 0 | 0 | 0 | -2828.35 | -134.2794 | -134.2168 | -134.1472
[20 empty] | 2020-02-20 12:00 | 1213 | 2 | 20 | 13 | 185520.239 | 185.5202 | 8.622 | 11608.9 | 0 | 0 | 0 | 0 | 0 | 0 | -2867.41 | 8.6846 | 11608.9 | 0 | 0 | 0 | 0 | 0 | 0 | -2867.41 | 8.7542 | 11608.9 | 0 | 0 | 0 | 0 | 0 | 0 | -2867.41 | -176.8983 | -176.8356 | -176.766
[20 empty] | 2020-02-20 13:00 | 1214 | 2 | 20 | 14 | 243057.47 | 243.0575 | 8.622 | 11608.9 | 0 | 0 | 0 | 0 | 0 | 0 | -2943.24 | 8.6846 | 11608.9 | 0 | 0 | 0 | 0 | 0 | 0 | -2943.24 | 8.7542 | 11608.9 | 0 | 0 | 0 | 0 | 0 | 0 | -2943.24 | -234.4355 | -234.3728 | -234.3032
[20 empty] | 2020-02-20 14:00 | 1215 | 2 | 20 | 15 | 151724.089 | 151.7241 | 8.622 | 11462.2 | 0 | 0 | 0 | 0 | 0 | 0 | -2881.86 | 8.6846 | 11462.2 | 0 | 0 | 0 | 0 | 0 | 0 | -2881.86 | 8.7542 | 11462.2 | 0 | 0 | 0 | 0 | 0 | 0 | -2881.86 | -143.1021 | -143.0394 | -142.9699
[20 empty] | 2020-02-20 15:00 | 1216 | 2 | 20 | 16 | 138333.601 | 138.3336 | 8.622 | 11535.5 | 0 | 0 | 0 | 0 | 0 | 0 | -2925.58 | 8.6846 | 11535.5 | 0 | 0 | 0 | 0 | 0 | 0 | -2925.58 | 8.7542 | 11535.5 | 0 | 0 | 0 | 0 | 0 | 0 | -2925.58 | -129.7116 | -129.649 | -129.5794
[20 empty] | 2020-02-20 16:00 | 1217 | 2 | 20 | 17 | 46199.14 | 46.1991 | 8.6248 | 11535.5 | 0 | 0 | 0 | 0 | 0 | 0 | -2904.03 | 8.6846 | 11535.5 | 0 | 0 | 0 | 0 | 0 | 0 | -2904.03 | 8.7542 | 11535.5 | 0 | 0 | 0 | 0 | 0 | 0 | -2904.03 | -37.5743 | -37.5145 | -37.4449
[20 empty] | 2020-02-20 17:00 | 1218 | 2 | 20 | 18 | 0 | 0 | 8.9057 | 11608.9 | 0 | 0 | 0 | 0 | 0 | 0 | -2934.09 | 8.9684 | 11608.9 | 0 | 0 | 0 | 0 | 0 | 0 | -2934.09 | 9.038 | 11608.9 | 0 | 0 | 0 | 0 | 0 | 0 | -2934.09 | 8.9057 | 8.9684 | 9.038
[20 empty] | 2020-02-20 18:00 | 1219 | 2 | 20 | 19 | 0 | 0 | 8.9057 | 11682.2 | 0 | 0 | 0 | 0 | 0 | 0 | -2997.03 | 8.9684 | 11682.2 | 0 | 0 | 0 | 0 | 0 | 0 | -2997.03 | 9.038 | 11682.2 | 0 | 0 | 0 | 0 | 0 | 0 | -2997.03 | 8.9057 | 8.9684 | 9.038
[20 empty] | 2020-02-20 19:00 | 1220 | 2 | 20 | 20 | 0 | 0 | 8.9057 | 11682.2 | 0 | 0 | 0 | 0 | 0 | 0 | -3070.58 | 8.9684 | 11682.2 | 0 | 0 | 0 | 0 | 0 | 0 | -3070.58 | 9.038 | 11682.2 | 0 | 0 | 0 | 0 | 0 | 0 | -3070.58 | 8.9057 | 8.9684 | 9.038
[20 empty] | 2020-02-20 20:00 | 1221 | 2 | 20 | 21 | 0 | 0 | 8.9057 | 11755.5 | 0 | 0 | 0 | 0 | 0 | 0 | -3398.65 | 8.9684 | 11755.5 | 0 | 0 | 0 | 0 | 0 | 0 | -3398.65 | 9.038 | 11755.5 | 0 | 0 | 0 | 0 | 0 | 0 | -3398.64 | 8.9057 | 8.9684 | 9.038
[20 empty] | 2020-02-20 21:00 | 1222 | 2 | 20 | 22 | 0 | 0 | 8.9057 | 11828.9 | 0 | 0 | 0 | 0 | 0 | 0 | -3713.9 | 8.9684 | 11828.9 | 0 | 0 | 0 | 0 | 0 | 0 | -3713.9 | 9.038 | 11828.9 | 0 | 0 | 0 | 0 | 0 | 0 | -3713.9 | 8.9057 | 8.9684 | 9.038
[20 empty] | 2020-02-20 22:00 | 1223 | 2 | 20 | 23 | 0 | 0 | 8.9057 | 148331 | 0 | 0 | 0 | 136503 | 136.503 | 0 | -3961.1 | 8.9684 | 11828.9 | 0 | 0 | 0 | 0 | 0 | 0 | -3961.1 | 9.038 | 11828.9 | 0 | 0 | 0 | 0 | 0 | 0 | -3961.1 | 8.9057 | 8.9684 | 9.038
[20 empty] | 2020-02-20 23:00 | 1224 | 2 | 20 | 24 | 0 | 0 | 8.9057 | 39584.3 | 0 | 0 | 0 | 27755.4 | 27.7554 | 0 | -4254.22 | 8.9684 | 152325 | 0 | 0 | 0 | 140496 | 140.496 | 0 | -4261.3 | 9.038 | 11828.9 | 0 | 0 | 0 | 0 | 0 | 0 | -4269.22 | 8.9057 | 8.9684 | 9.038
[20 empty] | 2020-02-21 | 1225 | 2 | 21 | 1 | 0 | 0 | 8.9057 | 39992.5 | 0 | 0 | 0 | 28163.6 | 28.1636 | 0 | -4620.58 | 8.9684 | 41196.8 | 0 | 0 | 0 | 29368 | 29.368 | 0 | -4627.54 | 9.038 | 156643 | 0 | 0 | 0 | 144814 | 144.814 | 0 | -4635.26 | 8.9057 | 8.9684 | 9.038
[20 empty] | 2020-02-21 01:00 | 1226 | 2 | 21 | 2 | 0 | 0 | 8.9057 | 40395.2 | 0 | 0 | 0 | 28566.3 | 28.5663 | 0 | -4955.88 | 8.9684 | 41599.6 | 0 | 0 | 0 | 29770.7 | 29.7707 | 0 | -4962.87 | 9.038 | 42940.5 | 0 | 0 | 0 | 31111.6 | 31.1116 | 0 | -4970.57 | 8.9057 | 8.9684 | 9.038
[20 empty] | 2020-02-21 02:00 | 1227 | 2 | 21 | 3 | 0 | 0 | 8.9057 | 43102 | 0 | 0 | 0 | 31199.8 | 31.1998 | 0 | -5351.9 | 8.9684 | 44425.3 | 0 | 0 | 0 | 32523.1 | 32.5231 | 0 | -5359.08 | 9.038 | 45898.1 | 0 | 0 | 0 | 33996 | 33.996 | 0 | -5366.93 | 8.9057 | 8.9684 | 9.038
[20 empty] | 2020-02-21 03:00 | 1228 | 2 | 21 | 4 | 0 | 0 | 8.9057 | 43612.6 | 0 | 0 | 0 | 31637.1 | 31.6371 | 0 | -5716.55 | 8.9684 | 44936.2 | 0 | 0 | 0 | 32960.7 | 32.9607 | 0 | -5724.1 | 9.038 | 46409.4 | 0 | 0 | 0 | 34433.9 | 34.4339 | 0 | -5732.26 | 8.9057 | 8.9684 | 9.038
[20 empty] | 2020-02-21 04:00 | 1229 | 2 | 21 | 5 | 0 | 0 | 8.9057 | 41777 | 0 | 0 | 0 | 29801.5 | 29.8015 | 0 | -5993.82 | 8.9684 | 42982.4 | 0 | 0 | 0 | 31006.9 | 31.0069 | 0 | -6001.84 | 9.038 | 44324.2 | 0 | 0 | 0 | 32348.7 | 32.3487 | 0 | -6010.45 | 8.9057 | 8.9684 | 9.038
[20 empty] | 2020-02-21 05:00 | 1230 | 2 | 21 | 6 | 0 | 0 | 8.9057 | 44433.9 | 0 | 0 | 0 | 32385 | 32.385 | 0 | -6352.39 | 8.9684 | 45758.5 | 0 | 0 | 0 | 33709.7 | 33.7097 | 0 | -6360.83 | 9.038 | 47275 | 0 | 0 | 0 | 35226.2 | 35.2262 | 0 | -6418.1 | 8.9057 | 8.9684 | 9.038
[20 empty] | 2020-02-21 06:00 | 1231 | 2 | 21 | 7 | 0 | 0 | 8.9057 | 42576.8 | 0 | 0 | 0 | 30527.9 | 30.5279 | 0 | -6607.17 | 8.9684 | 43783.3 | 0 | 0 | 0 | 31734.4 | 31.7344 | 0 | -6616.14 | 9.038 | 45967.3 | 0 | 0 | 0 | 33918.5 | 33.9185 | 0 | -7568.13 | 8.9057 | 8.9684 | 9.038
[20 empty] | 2020-02-21 07:00 | 1232 | 2 | 21 | 8 | 36455.19 | 36.4552 | 8.6443 | 42970.9 | 0 | 0 | 0 | 30922.1 | 30.9221 | 0 | -6970.45 | 8.6846 | 44552.6 | 0 | 0 | 0 | 32503.7 | 32.5037 | 0 | -7406.79 | 8.7542 | 47211.5 | 0 | 0 | 0 | 35162.7 | 35.1627 | 0 | -8598.1 | -27.8109 | -27.7705 | -27.701
[20 empty] | 2020-02-21 08:00 | 1233 | 2 | 21 | 9 | 118216.342 | 118.2163 | 8.622 | 11755.5 | 0 | 0 | 0 | 0 | 0 | 0 | -7121.11 | 8.6846 | 11755.5 | 0 | 0 | 0 | 0 | 0 | 0 | -7558.48 | 8.7542 | 11755.5 | 0 | 0 | 0 | 0 | 0 | 0 | -8551.38 | -109.5944 | -109.5317 | -109.4621
[20 empty] | 2020-02-21 09:00 | 1234 | 2 | 21 | 10 | 189691.27 | 189.6913 | 8.622 | 11608.9 | 0 | 0 | 0 | 0 | 0 | 0 | -7330.86 | 8.6846 | 11608.9 | 0 | 0 | 0 | 0 | 0 | 0 | -7725.96 | 8.7542 | 11608.9 | 0 | 0 | 0 | 0 | 0 | 0 | -8396.81 | -181.0693 | -181.0066 | -180.937
[20 empty] | 2020-02-21 10:00 | 1235 | 2 | 21 | 11 | 238773.045 | 238.773 | 8.622 | 11608.9 | 0 | 0 | 0 | 0 | 0 | 0 | -7785.78 | 8.6846 | 11608.9 | 0 | 0 | 0 | 0 | 0 | 0 | -8138.18 | 8.7542 | 11608.9 | 0 | 0 | 0 | 0 | 0 | 0 | -8450.32 | -230.1511 | -230.0884 | -230.0188
[20 empty] | 2020-02-21 11:00 | 1236 | 2 | 21 | 12 | 263487.352 | 263.4874 | 8.622 | 11242.2 | 0 | 0 | 0 | 0 | 0 | 0 | -7400.86 | 8.6846 | 11242.2 | 0 | 0 | 0 | 0 | 0 | 0 | -7581.07 | 8.7542 | 11242.2 | 0 | 0 | 0 | 0 | 0 | 0 | -7795.4 | -254.8654 | -254.8027 | -254.7331
[20 empty] | 2020-02-21 12:00 | 1237 | 2 | 21 | 13 | 264620.664 | 264.6207 | 8.622 | 11095.6 | 0 | 0 | 0 | 0 | 0 | 0 | -7241.93 | 8.6846 | 11095.6 | 0 | 0 | 0 | 0 | 0 | 0 | -7249.21 | 8.7542 | 11095.6 | 0 | 0 | 0 | 0 | 0 | 0 | -7256.74 | -255.9987 | -255.936 | -255.8664
[20 empty] | 2020-02-21 13:00 | 1238 | 2 | 21 | 14 | 242394.858 | 242.3949 | 8.622 | 11095.6 | 0 | 0 | 0 | 0 | 0 | 0 | -7213.97 | 8.6846 | 11095.6 | 0 | 0 | 0 | 0 | 0 | 0 | -7219.84 | 8.7542 | 11095.6 | 0 | 0 | 0 | 0 | 0 | 0 | -7225.94 | -233.7729 | -233.7102 | -233.6406
[20 empty] | 2020-02-21 14:00 | 1239 | 2 | 21 | 15 | 200841.886 | 200.8419 | 8.6234 | 11022.3 | 0 | 0 | 0 | 0 | 0 | 0 | -6926.78 | 8.6846 | 11022.3 | 0 | 0 | 0 | 0 | 0 | 0 | -6924.55 | 8.7542 | 11022.3 | 0 | 0 | 0 | 0 | 0 | 0 | -6922.53 | -192.2185 | -192.1572 | -192.0877
[20 empty] | 2020-02-21 15:00 | 1240 | 2 | 21 | 16 | 138081.686 | 138.0817 | 8.622 | 119788 | 0 | 0 | 0 | 108692 | 108.692 | 0 | -6768.36 | 8.6846 | 123565 | 0 | 0 | 0 | 112469 | 112.469 | 0 | -6756.73 | 8.7542 | 11095.6 | 0 | 0 | 0 | 0 | 0 | 0 | -6753.47 | -129.4597 | -129.397 | -129.3275
[20 empty] | 2020-02-21 16:00 | 1241 | 2 | 21 | 17 | 47633.517 | 47.6335 | 8.622 | 41657.4 | 0 | 0 | 0 | 30561.9 | 30.5619 | 0 | -6505.5 | 8.6846 | 42837.8 | 0 | 0 | 0 | 31742.2 | 31.7422 | 0 | -6491.46 | 8.7542 | 131416 | 0 | 0 | 0 | 120321 | 120.321 | 0 | -6594.73 | -39.0115 | -38.9489 | -38.8793
[20 empty] | 2020-02-21 17:00 | 1242 | 2 | 21 | 18 | 0 | 0 | 8.767 | 53477.5 | 0 | 0 | 0 | 42015.3 | 42.0153 | 0 | -7186.28 | 8.8265 | 55355.1 | 0 | 0 | 0 | 43892.8 | 43.8928 | 0 | -7290.87 | 8.8924 | 57457.5 | 0 | 0 | 0 | 45995.3 | 45.9953 | 0 | -7382.92 | 8.767 | 8.8265 | 8.8924
[20 empty] | 2020-02-21 18:00 | 1243 | 2 | 21 | 19 | 0 | 0 | 8.9057 | 40413.5 | 0 | 0 | 0 | 29024.6 | 29.0246 | 0 | -7104.81 | 8.9684 | 41606.6 | 0 | 0 | 0 | 30217.7 | 30.2177 | 0 | -7201.3 | 9.038 | 42909 | 0 | 0 | 0 | 31520.1 | 31.5201 | 0 | -7286.98 | 8.9057 | 8.9684 | 9.038
[20 empty] | 2020-02-21 19:00 | 1244 | 2 | 21 | 20 | 0 | 0 | 8.9057 | 42812.2 | 0 | 0 | 0 | 31423.3 | 31.4233 | 0 | -7373.75 | 8.9684 | 44114.9 | 0 | 0 | 0 | 32726 | 32.726 | 0 | -7462.7 | 9.038 | 45542.8 | 0 | 0 | 0 | 34153.9 | 34.1539 | 0 | -7543.27 | 8.9057 | 8.9684 | 9.038
[20 empty] | 2020-02-21 20:00 | 1245 | 2 | 21 | 21 | 0 | 0 | 8.9057 | 43228.7 | 0 | 0 | 0 | 31839.8 | 31.8398 | 0 | -7757.74 | 8.9684 | 44524.4 | 0 | 0 | 0 | 33135.5 | 33.1355 | 0 | -7841.19 | 9.038 | 45946.8 | 0 | 0 | 0 | 34557.9 | 34.5579 | 0 | -7917.19 | 8.9057 | 8.9684 | 9.038
[20 empty] | 2020-02-21 21:00 | 1246 | 2 | 21 | 22 | 0 | 0 | 8.9057 | 43714.8 | 0 | 0 | 0 | 32325.9 | 32.3259 | 0 | -8182.13 | 8.9684 | 45004.6 | 0 | 0 | 0 | 33615.7 | 33.6157 | 0 | -8260.71 | 9.038 | 46422 | 0 | 0 | 0 | 35033.1 | 35.0331 | 0 | -8332.66 | 8.9057 | 8.9684 | 9.038
[20 empty] | 2020-02-21 22:00 | 1247 | 2 | 21 | 23 | 0 | 0 | 8.9057 | 44229.7 | 0 | 0 | 0 | 32840.8 | 32.8408 | 0 | -8625.77 | 8.9684 | 45514.4 | 0 | 0 | 0 | 34125.5 | 34.1255 | 0 | -8700.18 | 9.038 | 46927.6 | 0 | 0 | 0 | 35538.7 | 35.5387 | 0 | -8768.64 | 8.9057 | 8.9684 | 9.038
[20 empty] | 2020-02-21 23:00 | 1248 | 2 | 21 | 24 | 0 | 0 | 8.9057 | 42544.2 | 0 | 0 | 0 | 31228.6 | 31.2286 | 0 | -9130.96 | 8.9684 | 43644.4 | 0 | 0 | 0 | 32328.9 | 32.3289 | 0 | -9131.94 | 9.038 | 44828.3 | 0 | 0 | 0 | 33512.7 | 33.5127 | 0 | -9090.47 | 8.9057 | 8.9684 | 9.038
[20 empty] | 2020-02-22 | 1249 | 2 | 22 | 1 | 0 | 0 | 8.5004 | 45410.2 | 0 | 0 | 0 | 34094.7 | 34.0947 | 0 | -9734.72 | 8.5631 | 46637.1 | 0 | 0 | 0 | 35321.6 | 35.3216 | 0 | -9769.36 | 8.6326 | 47953.8 | 0 | 0 | 0 | 36638.2 | 36.6382 | 0 | -9765.96 | 8.5004 | 8.5631 | 8.6326
[20 empty] | 2020-02-22 01:00 | 1250 | 2 | 22 | 2 | 0 | 0 | 8.5004 | 46084.7 | 0 | 0 | 0 | 34769.1 | 34.7691 | 0 | -10299.6 | 8.5631 | 47345 | 0 | 0 | 0 | 36029.4 | 36.0294 | 0 | -10361.1 | 8.6326 | 48699.9 | 0 | 0 | 0 | 37384.4 | 37.3844 | 0 | -10388.6 | 8.5004 | 8.5631 | 8.6326
[20 empty] | 2020-02-22 02:00 | 1251 | 2 | 22 | 3 | 0 | 0 | 8.5004 | 44276.7 | 0 | 0 | 0 | 33034.4 | 33.0344 | 0 | -10624.3 | 8.5631 | 45436.5 | 0 | 0 | 0 | 34194.2 | 34.1942 | 0 | -10697.5 | 8.6326 | 46680.8 | 0 | 0 | 0 | 35438.6 | 35.4386 | 0 | -10738.7 | 8.5004 | 8.5631 | 8.6326
[20 empty] | 2020-02-22 03:00 | 1252 | 2 | 22 | 4 | 0 | 0 | 8.5004 | 42037.9 | 0 | 0 | 0 | 30942.3 | 30.9423 | 0 | -10622.7 | 8.5631 | 43080.2 | 0 | 0 | 0 | 31984.6 | 31.9846 | 0 | -10693.2 | 8.6326 | 44194.8 | 0 | 0 | 0 | 33099.2 | 33.0992 | 0 | -10732.3 | 8.5004 | 8.5631 | 8.6326
[20 empty] | 2020-02-22 04:00 | 1253 | 2 | 22 | 5 | 0 | 0 | 32.4103 | 857579 | 11.8494 | 40.4302 | 0 | 846484 | 846.484 | 90546.3 | -773802 | 34.8042 | 919809 | 12.9524 | 44.1936 | 0 | 908714 | 908.714 | 98974.4 | -833024 | 37.5648 | 987109 | 14.2835 | 48.7353 | 0 | 976014 | 976.014 | 109146 | -897029 | 32.4103 | 34.8042 | 37.5648
[20 empty] | 2020-02-22 05:00 | 1254 | 2 | 22 | 6 | 0 | 0 | 38.412 | 867056 | 16.0964 | 54.9209 | 0 | 856034 | 856.034 | 122999 | -759741 | 41.8674 | 927571 | 18.248 | 62.2622 | 0 | 916549 | 916.549 | 139440 | -815763 | 45.8166 | 992934 | 20.7524 | 70.8072 | 0 | 981912 | 981.912 | 158578 | -876106 | 38.412 | 41.8674 | 45.8166
[20 empty] | 2020-02-22 06:00 | 1255 | 2 | 22 | 7 | 0 | 0 | 41.6538 | 885170 | 17.1315 | 58.4527 | 0 | 851858 | 851.858 | 130908 | -756799 | 45.2753 | 944412 | 19.4471 | 66.3535 | 0 | 911101 | 911.101 | 148603 | -811670 | 49.332 | 1002900 | 22.0713 | 75.3073 | 0 | 969590 | 969.59 | 168656 | -865185 | 41.6538 | 45.2753 | 49.332
[20 empty] | 2020-02-22 07:00 | 1256 | 2 | 22 | 8 | 8845.052 | 8.8451 | 97.8843 | 961224 | 0.95418 | 3.2557 | 0 | 878203 | 878.203 | 7291.3 | -782576 | 98.8783 | 1020510 | 1.0586 | 3.6119 | 0 | 937490 | 937.49 | 8089 | -837605 | 99.9998 | 1081650 | 1.1743 | 4.0068 | 0 | 998630 | 998.63 | 8973.6 | -893728 | 89.0392 | 90.0332 | 91.1547
[20 empty] | 2020-02-22 08:00 | 1257 | 2 | 22 | 9 | 3802.253 | 3.8023 | 126.494 | 1049900 | 1.155 | 3.9407 | 0 | 967097 | 967.097 | 8825.48 | -883770 | 127.16 | 1104030 | 1.2645 | 4.3143 | 0 | 1021230 | 1021.23 | 9662.24 | -934051 | 128.057 | 1161670 | 1.3861 | 4.7292 | 0 | 1078870 | 1078.87 | 10591.3 | -986944 | 122.6917 | 123.3577 | 124.2547
[20 empty] | 2020-02-22 09:00 | 1258 | 2 | 22 | 10 | 8688.154 | 8.6882 | 133.29 | 1011120 | 1.351 | 4.6097 | 0 | 953027 | 953.027 | 10323.7 | -860246 | 134.093 | 1059370 | 1.4604 | 4.9829 | 0 | 1001280 | 1001.28 | 11159.4 | -903482 | 135.057 | 1110210 | 1.5818 | 5.3972 | 0 | 1052120 | 1052.12 | 12087.3 | -948583 | 124.6018 | 125.4048 | 126.3688
[20 empty] | 2020-02-22 10:00 | 1259 | 2 | 22 | 11 | 11098.464 | 11.0985 | 134.585 | 990452 | 1.3382 | 4.5661 | 0 | 932289 | 932.289 | 10226 | -839787 | 135.476 | 1036750 | 1.4604 | 4.9829 | 0 | 978587 | 978.587 | 11159.5 | -880966 | 136.46 | 1083900 | 1.5818 | 5.3972 | 0 | 1025740 | 1025.74 | 12087.4 | -922213 | 123.4865 | 124.3775 | 125.3615
[20 empty] | 2020-02-22 11:00 | 1260 | 2 | 22 | 12 | 65647.648 | 65.6476 | 112.299 | 1030220 | 1.1397 | 3.8885 | 0 | 903560 | 903.56 | 8708.51 | -811957 | 113.212 | 1071210 | 1.2617 | 4.3049 | 0 | 944548 | 944.548 | 9641.07 | -847712 | 114.449 | 1116060 | 1.383 | 4.7188 | 0 | 989405 | 989.405 | 10568.1 | -886699 | 46.6514 | 47.5644 | 48.8014
[20 empty] | 2020-02-22 12:00 | 1261 | 2 | 22 | 13 | 18583.157 | 18.5832 | 135.856 | 976914 | 1.1298 | 3.8548 | 0 | 850255 | 850.255 | 8633.06 | -754891 | 136.83 | 1013870 | 1.2496 | 4.2636 | 0 | 887213 | 887.213 | 9548.55 | -786573 | 137.932 | 1054900 | 1.371 | 4.6777 | 0 | 928241 | 928.241 | 10476 | -821622 | 117.2728 | 118.2468 | 119.3488
[20 empty] | 2020-02-22 13:00 | 1262 | 2 | 22 | 14 | 61060.825 | 61.0608 | 86.3646 | 927726 | 1.1273 | 3.8465 | 0 | 833384 | 833.384 | 8614.48 | -737056 | 87.584 | 962286 | 1.2393 | 4.2285 | 0 | 867945 | 867.945 | 9469.96 | -766236 | 89.1561 | 1000990 | 1.3712 | 4.6786 | 0 | 906644 | 906.644 | 10478 | -799039 | 25.3038 | 26.5232 | 28.0953
[20 empty] | 2020-02-22 14:00 | 1263 | 2 | 22 | 15 | 7494.906 | 7.4949 | 84.0861 | 913624 | 1.1273 | 3.8464 | 0 | 855314 | 855.314 | 8614.34 | -755490 | 84.4468 | 952746 | 1.2393 | 4.2284 | 0 | 894437 | 894.437 | 9469.82 | -789067 | 85.572 | 996331 | 1.3712 | 4.6785 | 0 | 938021 | 938.021 | 10477.8 | -826462 | 76.5912 | 76.9519 | 78.0771
[20 empty] | 2020-02-22 15:00 | 1264 | 2 | 22 | 16 | 2916.256 | 2.9163 | 72.2781 | 944522 | 1.3251 | 4.5212 | 0 | 885992 | 885.992 | 10125.5 | -787319 | 72.9577 | 988200 | 1.4476 | 4.9391 | 0 | 929670 | 929.67 | 11061.6 | -825582 | 73.9432 | 1036230 | 1.5818 | 5.3971 | 0 | 977704 | 977.704 | 12087.3 | -867590 | 69.3618 | 70.0414 | 71.0269
[20 empty] | 2020-02-22 16:00 | 1265 | 2 | 22 | 17 | 28526.724 | 28.5267 | 71.3767 | 903066 | 1.3505 | 4.6079 | 0 | 869462 | 869.462 | 10319.8 | -775639 | 72.0095 | 945266 | 1.4598 | 4.9809 | 0 | 911662 | 911.662 | 11155.1 | -812726 | 72.9645 | 992542 | 1.5812 | 5.3951 | 0 | 958937 | 958.937 | 12082.7 | -854301 | 42.85 | 43.4828 | 44.4378
[20 empty] | 2020-02-22 17:00 | 1266 | 2 | 22 | 18 | 0 | 0 | 14.694 | 33677.8 | 0 | 0 | 0 | 0 | 0 | 0 | 0 | 14.694 | 33677.8 | 0 | 0 | 0 | 0 | 0 | 0 | 0 | 14.694 | 33677.8 | 0 | 0 | 0 | 0 | 0 | 0 | 0 | 14.694 | 14.694 | 14.694
[20 empty] | 2020-02-22 18:00 | 1267 | 2 | 22 | 19 | 0 | 0 | 13.7827 | 33677.8 | 0 | 0 | 0 | 0 | 0 | 0 | 0 | 13.7827 | 33677.8 | 0 | 0 | 0 | 0 | 0 | 0 | 0 | 13.7827 | 33677.8 | 0 | 0 | 0 | 0 | 0 | 0 | 0 | 13.7827 | 13.7827 | 13.7827
[20 empty] | 2020-02-22 19:00 | 1268 | 2 | 22 | 20 | 0 | 0 | 10.3847 | 33604.4 | 0 | 0 | 0 | 0 | 0 | 0 | 0 | 10.3847 | 33604.4 | 0 | 0 | 0 | 0 | 0 | 0 | 0 | 10.3847 | 33604.4 | 0 | 0 | 0 | 0 | 0 | 0 | 0 | 10.3847 | 10.3847 | 10.3847
[20 empty] | 2020-02-22 20:00 | 1269 | 2 | 22 | 21 | 0 | 0 | 8.8655 | 11462.2 | 0 | 0 | 0 | 0 | 0 | 0 | 0 | 8.8655 | 11462.2 | 0 | 0 | 0 | 0 | 0 | 0 | 0 | 8.8655 | 11462.2 | 0 | 0 | 0 | 0 | 0 | 0 | 0 | 8.8655 | 8.8655 | 8.8655
[20 empty] | 2020-02-22 21:00 | 1270 | 2 | 22 | 22 | 0 | 0 | 7.3463 | 11535.5 | 0 | 0 | 0 | 0 | 0 | 0 | 0 | 7.3463 | 11535.5 | 0 | 0 | 0 | 0 | 0 | 0 | 0 | 7.3463 | 11535.5 | 0 | 0 | 0 | 0 | 0 | 0 | 0 | 7.3463 | 7.3463 | 7.3463
[20 empty] | 2020-02-22 22:00 | 1271 | 2 | 22 | 23 | 0 | 0 | 7.3463 | 11535.5 | 0 | 0 | 0 | 0 | 0 | 0 | 0 | 7.3463 | 11535.5 | 0 | 0 | 0 | 0 | 0 | 0 | 0 | 7.3463 | 11535.5 | 0 | 0 | 0 | 0 | 0 | 0 | 0 | 7.3463 | 7.3463 | 7.3463
[20 empty] | 2020-02-22 23:00 | 1272 | 2 | 22 | 24 | 0 | 0 | 8.5004 | 11682.2 | 0 | 0 | 0 | 0 | 0 | 0 | -93.7903 | 8.5631 | 11682.2 | 0 | 0 | 0 | 0 | 0 | 0 | -93.7911 | 8.6326 | 11682.2 | 0 | 0 | 0 | 0 | 0 | 0 | -93.7918 | 8.5004 | 8.5631 | 8.6326
[20 empty] | 2020-02-23 | 1273 | 2 | 23 | 1 | 0 | 0 | 8.5004 | 11828.9 | 0 | 0 | 0 | 0 | 0 | 0 | -577.587 | 8.5631 | 11828.9 | 0 | 0 | 0 | 0 | 0 | 0 | -577.579 | 8.6326 | 11828.9 | 0 | 0 | 0 | 0 | 0 | 0 | -577.579 | 8.5004 | 8.5631 | 8.6326
[20 empty] | 2020-02-23 01:00 | 1274 | 2 | 23 | 2 | 0 | 0 | 8.5004 | 11828.9 | 0 | 0 | 0 | 0 | 0 | 0 | -914.276 | 8.5631 | 11828.9 | 0 | 0 | 0 | 0 | 0 | 0 | -914.268 | 8.6326 | 11828.9 | 0 | 0 | 0 | 0 | 0 | 0 | -914.268 | 8.5004 | 8.5631 | 8.6326
[20 empty] | 2020-02-23 02:00 | 1275 | 2 | 23 | 3 | 0 | 0 | 8.5004 | 11902.2 | 0 | 0 | 0 | 0 | 0 | 0 | -1262.38 | 8.5631 | 11902.2 | 0 | 0 | 0 | 0 | 0 | 0 | -1262.38 | 8.6326 | 11902.2 | 0 | 0 | 0 | 0 | 0 | 0 | -1262.38 | 8.5004 | 8.5631 | 8.6326
[20 empty] | 2020-02-23 03:00 | 1276 | 2 | 23 | 4 | 0 | 0 | 8.5004 | 11975.5 | 0 | 0 | 0 | 0 | 0 | 0 | -1601.82 | 8.5631 | 11975.5 | 0 | 0 | 0 | 0 | 0 | 0 | -1601.81 | 8.6326 | 11975.5 | 0 | 0 | 0 | 0 | 0 | 0 | -1601.81 | 8.5004 | 8.5631 | 8.6326
[20 empty] | 2020-02-23 04:00 | 1277 | 2 | 23 | 5 | 0 | 0 | 37.2662 | 934153 | 16.6659 | 56.8641 | 0 | 922177 | 922.177 | 127351 | -764542 | 40.0657 | 995243 | 18.1872 | 62.0547 | 0 | 983268 | 983.268 | 138975 | -818356 | 43.1185 | 1060760 | 19.8246 | 67.6415 | 0 | 1048790 | 1048.79 | 151488 | -875728 | 37.2662 | 40.0657 | 43.1185
[20 empty] | 2020-02-23 05:00 | 1278 | 2 | 23 | 6 | 0 | 0 | 42.5 | 844087 | 20.382 | 69.5434 | 0 | 832112 | 832.112 | 155747 | -733647 | 46.0927 | 896337 | 22.6997 | 77.4514 | 0 | 884361 | 884.361 | 173458 | -780940 | 50.0827 | 952178 | 25.278 | 86.2485 | 0 | 940203 | 940.203 | 193159 | -831200 | 42.5 | 46.0927 | 50.0827
[20 empty] | 2020-02-23 06:00 | 1279 | 2 | 23 | 7 | 0 | 0 | 45.1891 | 846437 | 20.9196 | 71.3777 | 0 | 812099 | 812.099 | 159855 | -714373 | 48.8165 | 895541 | 23.2755 | 79.416 | 0 | 861203 | 861.203 | 177858 | -758500 | 52.8206 | 945876 | 25.8747 | 88.2845 | 0 | 911538 | 911.538 | 197719 | -803249 | 45.1891 | 48.8165 | 52.8206
[20 empty] | 2020-02-23 07:00 | 1280 | 2 | 23 | 8 | 40790.089 | 40.7901 | 96.5967 | 932003 | 0.95414 | 3.2555 | 0 | 847955 | 847.955 | 7290.98 | -750679 | 97.4299 | 992362 | 1.0585 | 3.6117 | 0 | 908314 | 908.314 | 8088.66 | -806416 | 98.4886 | 1058720 | 1.1743 | 4.0067 | 0 | 974669 | 974.669 | 8973.22 | -867617 | 55.8066 | 56.6398 | 57.6985
[20 empty] | 2020-02-23 08:00 | 1281 | 2 | 23 | 9 | 123787.784 | 123.7878 | 126.218 | 1014320 | 1.3512 | 4.6103 | 0 | 930495 | 930.495 | 10325 | -843337 | 127.027 | 1072330 | 1.4606 | 4.9835 | 0 | 988498 | 988.498 | 11160.8 | -897472 | 128.071 | 1136510 | 1.582 | 5.3979 | 0 | 1052680 | 1052.68 | 12088.8 | -957341 | 2.4302 | 3.2392 | 4.2832
[20 empty] | 2020-02-23 09:00 | 1282 | 2 | 23 | 10 | 194617.619 | 194.6176 | 131.875 | 918048 | 1.3504 | 4.6077 | 0 | 859224 | 859.224 | 10319.3 | -766277 | 132.722 | 968811 | 1.4598 | 4.9807 | 0 | 909987 | 909.987 | 11154.6 | -812444 | 133.878 | 1025270 | 1.5811 | 5.3948 | 0 | 966449 | 966.449 | 12082.1 | -863792 | -62.7426 | -61.8956 | -60.7396
[20 empty] | 2020-02-23 10:00 | 1283 | 2 | 23 | 11 | 243114.002 | 243.114 | 132.655 | 890590 | 1.3274 | 4.5291 | 0 | 831767 | 831.767 | 10143.3 | -734815 | 133.705 | 938162 | 1.4472 | 4.9379 | 0 | 879339 | 879.339 | 11058.9 | -777415 | 135.022 | 990753 | 1.5814 | 5.3958 | 0 | 931930 | 931.93 | 12084.4 | -824474 | -110.459 | -109.409 | -108.092
[20 empty] | 2020-02-23 11:00 | 1284 | 2 | 23 | 12 | 269631.806 | 269.6318 | 112.452 | 919684 | 1.3269 | 4.5275 | 0 | 793025 | 793.025 | 10139.6 | -696423 | 113.661 | 962840 | 1.4467 | 4.9362 | 0 | 836181 | 836.181 | 11054.9 | -734541 | 115.194 | 1010300 | 1.5809 | 5.3939 | 0 | 883644 | 883.644 | 12080 | -776398 | -157.1798 | -155.9708 | -154.4378
[20 empty] | 2020-02-23 12:00 | 1285 | 2 | 23 | 13 | 273165.081 | 273.1651 | 134.479 | 843247 | 1.1273 | 3.8463 | 0 | 716589 | 716.589 | 8613.99 | -620569 | 135.703 | 879851 | 1.2392 | 4.2282 | 0 | 753192 | 753.192 | 9469.4 | -652110 | 137.227 | 920670 | 1.3711 | 4.6783 | 0 | 794012 | 794.012 | 10477.4 | -687266 | -138.6861 | -137.4621 | -135.9381
[20 empty] | 2020-02-23 13:00 | 1286 | 2 | 23 | 14 | 251730.159 | 251.7302 | 85.8996 | 801982 | 1.1151 | 3.8049 | 0 | 705873 | 705.873 | 8521.19 | -607954 | 87.2483 | 834820 | 1.2366 | 4.2192 | 0 | 738712 | 738.712 | 9449.17 | -635708 | 88.7537 | 870855 | 1.3606 | 4.6424 | 0 | 774747 | 774.747 | 10396.9 | -666169 | -165.8306 | -164.4819 | -162.9765
[20 empty] | 2020-02-23 14:00 | 1287 | 2 | 23 | 15 | 209816.345 | 209.8163 | 81.2664 | 771749 | 1.1151 | 3.8048 | 0 | 713146 | 713.146 | 8521.09 | -616512 | 82.5264 | 799542 | 1.2366 | 4.2191 | 0 | 740939 | 740.939 | 9449.07 | -639430 | 84.011 | 831064 | 1.3606 | 4.6423 | 0 | 772460 | 772.46 | 10396.8 | -665486 | -128.5499 | -127.2899 | -125.8053
[20 empty] | 2020-02-23 15:00 | 1288 | 2 | 23 | 16 | 145416.342 | 145.4163 | 68.9338 | 808050 | 1.3328 | 4.5476 | 0 | 749300 | 749.3 | 10184.6 | -648146 | 70.1728 | 837063 | 1.4421 | 4.9205 | 0 | 778313 | 778.313 | 11019.8 | -671877 | 71.7348 | 870331 | 1.5767 | 5.3796 | 0 | 811581 | 811.581 | 12048 | -699281 | -76.4825 | -75.2435 | -73.6815
[20 empty] | 2020-02-23 16:00 | 1289 | 2 | 23 | 17 | 62657.698 | 62.6577 | 66.9155 | 780777 | 1.3328 | 4.5476 | 0 | 746879 | 746.879 | 10184.6 | -648707 | 68.2842 | 810482 | 1.4553 | 4.9654 | 0 | 776584 | 776.584 | 11120.4 | -673262 | 69.8522 | 844415 | 1.5895 | 5.4233 | 0 | 810518 | 810.518 | 12145.9 | -701509 | 4.2578 | 5.6265 | 7.1945
[20 empty] | 2020-02-23 17:00 | 1290 | 2 | 23 | 18 | 0 | 0 | 14.694 | 34044.5 | 0 | 0 | 0 | 0 | 0 | 0 | 0 | 14.694 | 34044.5 | 0 | 0 | 0 | 0 | 0 | 0 | 0 | 14.694 | 34044.5 | 0 | 0 | 0 | 0 | 0 | 0 | 0 | 14.694 | 14.694 | 14.694
[20 empty] | 2020-02-23 18:00 | 1291 | 2 | 23 | 19 | 0 | 0 | 13.7827 | 34191.2 | 0 | 0 | 0 | 0 | 0 | 0 | 0 | 13.7827 | 34191.2 | 0 | 0 | 0 | 0 | 0 | 0 | 0 | 13.7827 | 34191.2 | 0 | 0 | 0 | 0 | 0 | 0 | 0 | 13.7827 | 13.7827 | 13.7827
[20 empty] | 2020-02-23 19:00 | 1292 | 2 | 23 | 20 | 0 | 0 | 10.3847 | 34191.2 | 0 | 0 | 0 | 0 | 0 | 0 | 0 | 10.3847 | 34191.2 | 0 | 0 | 0 | 0 | 0 | 0 | 0 | 10.3847 | 34191.2 | 0 | 0 | 0 | 0 | 0 | 0 | 0 | 10.3847 | 10.3847 | 10.3847
[20 empty] | 2020-02-23 20:00 | 1293 | 2 | 23 | 21 | 0 | 0 | 8.8655 | 12048.8 | 0 | 0 | 0 | 0 | 0 | 0 | 0 | 8.8655 | 12048.8 | 0 | 0 | 0 | 0 | 0 | 0 | 0 | 8.8655 | 12048.8 | 0 | 0 | 0 | 0 | 0 | 0 | 0 | 8.8655 | 8.8655 | 8.8655
[20 empty] | 2020-02-23 21:00 | 1294 | 2 | 23 | 22 | 0 | 0 | 8.5004 | 12195.5 | 0 | 0 | 0 | 0 | 0 | 0 | -142.701 | 8.5631 | 12195.5 | 0 | 0 | 0 | 0 | 0 | 0 | -142.654 | 8.6326 | 12195.5 | 0 | 0 | 0 | 0 | 0 | 0 | -142.667 | 8.5004 | 8.5631 | 8.6326
[20 empty] | 2020-02-23 22:00 | 1295 | 2 | 23 | 23 | 0 | 0 | 8.5004 | 12195.5 | 0 | 0 | 0 | 0 | 0 | 0 | -470.566 | 8.5631 | 12195.5 | 0 | 0 | 0 | 0 | 0 | 0 | -470.53 | 8.6326 | 12195.5 | 0 | 0 | 0 | 0 | 0 | 0 | -470.53 | 8.5004 | 8.5631 | 8.6326
[20 empty] | 2020-02-23 23:00 | 1296 | 2 | 23 | 24 | 0 | 0 | 8.5004 | 12195.5 | 0 | 0 | 0 | 0 | 0 | 0 | -871.286 | 8.5631 | 12195.5 | 0 | 0 | 0 | 0 | 0 | 0 | -871.25 | 8.6326 | 12195.5 | 0 | 0 | 0 | 0 | 0 | 0 | -871.25 | 8.5004 | 8.5631 | 8.6326
[20 empty] | 2020-02-24 | 1297 | 2 | 24 | 1 | 0 | 0 | 8.5004 | 12195.5 | 0 | 0 | 0 | 0 | 0 | 0 | -1276.56 | 8.5631 | 12195.5 | 0 | 0 | 0 | 0 | 0 | 0 | -1276.53 | 8.6326 | 12195.5 | 0 | 0 | 0 | 0 | 0 | 0 | -1276.53 | 8.5004 | 8.5631 | 8.6326
[20 empty] | 2020-02-24 01:00 | 1298 | 2 | 24 | 2 | 0 | 0 | 8.5004 | 12195.5 | 0 | 0 | 0 | 0 | 0 | 0 | -1637.5 | 8.5631 | 12195.5 | 0 | 0 | 0 | 0 | 0 | 0 | -1637.47 | 8.6326 | 12195.5 | 0 | 0 | 0 | 0 | 0 | 0 | -1637.47 | 8.5004 | 8.5631 | 8.6326
[20 empty] | 2020-02-24 02:00 | 1299 | 2 | 24 | 3 | 0 | 0 | 8.5004 | 12195.5 | 0 | 0 | 0 | 0 | 0 | 0 | -1967.39 | 8.5631 | 12195.5 | 0 | 0 | 0 | 0 | 0 | 0 | -1967.38 | 8.6326 | 12195.5 | 0 | 0 | 0 | 0 | 0 | 0 | -1967.38 | 8.5004 | 8.5631 | 8.6326
[20 empty] | 2020-02-24 03:00 | 1300 | 2 | 24 | 4 | 0 | 0 | 8.5004 | 12268.8 | 0 | 0 | 0 | 0 | 0 | 0 | -2306 | 8.5631 | 12268.8 | 0 | 0 | 0 | 0 | 0 | 0 | -2305.99 | 8.6326 | 12268.8 | 0 | 0 | 0 | 0 | 0 | 0 | -2305.99 | 8.5004 | 8.5631 | 8.6326
[20 empty] | 2020-02-24 04:00 | 1301 | 2 | 24 | 5 | 0 | 0 | 38.4677 | 915218 | 18.0078 | 61.4426 | 0 | 902949 | 902.949 | 137605 | -745965 | 41.4395 | 969926 | 19.6962 | 67.2034 | 0 | 957657 | 957.657 | 150506 | -793301 | 44.8003 | 1026720 | 21.5845 | 73.6463 | 0 | 1014450 | 1014.45 | 164935 | -841750 | 38.4677 | 41.4395 | 44.8003
[20 empty] | 2020-02-24 05:00 | 1302 | 2 | 24 | 6 | 0 | 0 | 43.5581 | 815801 | 21.5241 | 73.4402 | 0 | 803459 | 803.459 | 164475 | -703057 | 47.1618 | 859072 | 23.867 | 81.4342 | 0 | 846730 | 846.73 | 182378 | -741084 | 51.1472 | 906981 | 26.4535 | 90.2593 | 0 | 894639 | 894.639 | 202141 | -783060 | 43.5581 | 47.1618 | 51.1472
[20 empty] | 2020-02-24 06:00 | 1303 | 2 | 24 | 7 | 0 | 0 | 46.0456 | 811001 | 21.8668 | 74.6095 | 0 | 776297 | 776.297 | 167093 | -678014 | 49.6478 | 852993 | 24.2092 | 82.6018 | 0 | 818288 | 818.288 | 184992 | -714822 | 53.6424 | 898867 | 26.8064 | 91.4634 | 0 | 864162 | 864.162 | 204839 | -754932 | 46.0456 | 49.6478 | 53.6424
[20 empty] | 2020-02-24 07:00 | 1304 | 2 | 24 | 8 | 42342.402 | 42.3424 | 96.5362 | 924821 | 0.95414 | 3.2555 | 0 | 840406 | 840.406 | 7290.97 | -742301 | 97.373 | 985331 | 1.0585 | 3.6117 | 0 | 900916 | 900.916 | 8088.65 | -798020 | 98.424 | 1051550 | 1.1743 | 4.0067 | 0 | 967138 | 967.138 | 8973.23 | -858982 | 54.1938 | 55.0306 | 56.0816
[20 empty] | 2020-02-24 08:00 | 1305 | 2 | 24 | 9 | 126631.94 | 126.6319 | 126.557 | 1005760 | 1.3507 | 4.6086 | 0 | 921564 | 921.564 | 10321.2 | -833718 | 127.402 | 1065190 | 1.46 | 4.9816 | 0 | 980991 | 980.991 | 11156.7 | -889291 | 128.391 | 1131390 | 1.5814 | 5.3958 | 0 | 1047200 | 1047.2 | 12084.3 | -951249 | -0.07494 | 0.77006 | 1.7591
[20 empty] | 2020-02-24 09:00 | 1306 | 2 | 24 | 10 | 197927.271 | 197.9273 | 133.009 | 900493 | 1.3355 | 4.5566 | 0 | 841303 | 841.303 | 10204.7 | -747658 | 133.255 | 954823 | 1.4553 | 4.9654 | 0 | 895633 | 895.633 | 11120.3 | -797435 | 134.389 | 1015220 | 1.5895 | 5.4233 | 0 | 956031 | 956.031 | 12145.8 | -852802 | -64.9183 | -64.6723 | -63.5383
[20 empty] | 2020-02-24 10:00 | 1307 | 2 | 24 | 11 | 244918.691 | 244.9187 | 132.952 | 877904 | 1.3248 | 4.5201 | 0 | 818714 | 818.714 | 10123 | -721155 | 133.847 | 929784 | 1.4367 | 4.9021 | 0 | 870593 | 870.593 | 10978.4 | -768144 | 135.067 | 987201 | 1.5686 | 5.3521 | 0 | 928011 | 928.011 | 11986.4 | -820142 | -111.9667 | -111.0717 | -109.8517
[20 empty] | 2020-02-24 11:00 | 1308 | 2 | 24 | 12 | 270141.716 | 270.1417 | 112.241 | 877363 | 1.3126 | 4.4787 | 0 | 750705 | 750.705 | 10030.3 | -659260 | 113.482 | 920657 | 1.4341 | 4.893 | 0 | 793998 | 793.998 | 10958.3 | -697810 | 114.97 | 968304 | 1.5581 | 5.3162 | 0 | 841645 | 841.645 | 11906 | -740181 | -157.9007 | -156.6597 | -155.1717
[20 empty] | 2020-02-24 12:00 | 1309 | 2 | 24 | 13 | 273902.768 | 273.9028 | 134.208 | 791402 | 1.1106 | 3.7893 | 0 | 664743 | 664.743 | 8486.34 | -572456 | 135.507 | 825798 | 1.2244 | 4.1776 | 0 | 699139 | 699.139 | 9355.86 | -602006 | 137.024 | 864333 | 1.3499 | 4.606 | 0 | 737675 | 737.675 | 10315.5 | -635121 | -139.6948 | -138.3958 | -136.8788
[20 empty] | 2020-02-24 13:00 | 1310 | 2 | 24 | 14 | 253484.45 | 253.4845 | 86.0644 | 749066 | 1.1106 | 3.7893 | 0 | 653033 | 653.033 | 8486.32 | -556412 | 87.2153 | 777569 | 1.2198 | 4.1619 | 0 | 681536 | 681.536 | 9320.89 | -580055 | 88.6365 | 809756 | 1.3457 | 4.5915 | 0 | 713723 | 713.723 | 10282.9 | -606859 | -167.4201 | -166.2692 | -164.848
[20 empty] | 2020-02-24 14:00 | 1311 | 2 | 24 | 15 | 213013.809 | 213.0138 | 81.4291 | 706325 | 1.1108 | 3.79 | 0 | 647869 | 647.869 | 8487.97 | -554336 | 82.4713 | 728905 | 1.22 | 4.1627 | 0 | 670448 | 670.448 | 9322.71 | -572436 | 83.8634 | 754647 | 1.3414 | 4.5767 | 0 | 696190 | 696.19 | 10249.8 | -593207 | -131.5847 | -130.5425 | -129.1504
[20 empty] | 2020-02-24 15:00 | 1312 | 2 | 24 | 16 | 149296.033 | 149.296 | 68.8367 | 727628 | 1.31 | 4.4698 | 0 | 669172 | 669.172 | 10010.5 | -572105 | 70.0209 | 749279 | 1.4192 | 4.8424 | 0 | 690822 | 690.822 | 10844.9 | -589110 | 71.4994 | 774302 | 1.5451 | 5.2719 | 0 | 715845 | 715.845 | 11806.7 | -608935 | -80.4593 | -79.2751 | -77.7966
[20 empty] | 2020-02-24 16:00 | 1313 | 2 | 24 | 17 | 66214.127 | 66.2141 | 66.783 | 701219 | 1.3161 | 4.4906 | 0 | 667615 | 667.615 | 10057 | -570880 | 68.0537 | 723659 | 1.4253 | 4.8633 | 0 | 690055 | 690.055 | 10891.6 | -588588 | 69.6381 | 749459 | 1.5635 | 5.3346 | 0 | 715855 | 715.855 | 11947.2 | -609146 | 0.56887 | 1.8396 | 3.424
[20 empty] | 2020-02-24 17:00 | 1314 | 2 | 24 | 18 | 1071.643 | 1.0716 | 14.694 | 33824.4 | 0 | 0 | 0 | 0 | 0 | 0 | 0 | 14.694 | 33824.4 | 0 | 0 | 0 | 0 | 0 | 0 | 0 | 14.694 | 33824.4 | 0 | 0 | 0 | 0 | 0 | 0 | 0 | 13.6224 | 13.6224 | 13.6224
[20 empty] | 2020-02-24 18:00 | 1315 | 2 | 24 | 19 | 0 | 0 | 13.7827 | 33824.4 | 0 | 0 | 0 | 0 | 0 | 0 | 0 | 13.7827 | 33824.4 | 0 | 0 | 0 | 0 | 0 | 0 | 0 | 13.7827 | 33824.4 | 0 | 0 | 0 | 0 | 0 | 0 | 0 | 13.7827 | 13.7827 | 13.7827
[20 empty] | 2020-02-24 19:00 | 1316 | 2 | 24 | 20 | 0 | 0 | 10.3847 | 33824.4 | 0 | 0 | 0 | 0 | 0 | 0 | 0 | 10.3847 | 33824.4 | 0 | 0 | 0 | 0 | 0 | 0 | 0 | 10.3847 | 33824.4 | 0 | 0 | 0 | 0 | 0 | 0 | 0 | 10.3847 | 10.3847 | 10.3847
[20 empty] | 2020-02-24 20:00 | 1317 | 2 | 24 | 21 | 0 | 0 | 8.8655 | 11682.2 | 0 | 0 | 0 | 0 | 0 | 0 | 0 | 8.8655 | 11682.2 | 0 | 0 | 0 | 0 | 0 | 0 | 0 | 8.8655 | 11682.2 | 0 | 0 | 0 | 0 | 0 | 0 | 0 | 8.8655 | 8.8655 | 8.8655
[20 empty] | 2020-02-24 21:00 | 1318 | 2 | 24 | 22 | 0 | 0 | 7.3463 | 11755.5 | 0 | 0 | 0 | 0 | 0 | 0 | 0 | 7.3463 | 11755.5 | 0 | 0 | 0 | 0 | 0 | 0 | 0 | 7.3463 | 11755.5 | 0 | 0 | 0 | 0 | 0 | 0 | 0 | 7.3463 | 7.3463 | 7.3463
[20 empty] | 2020-02-24 22:00 | 1319 | 2 | 24 | 23 | 0 | 0 | 8.5004 | 11755.5 | 0 | 0 | 0 | 0 | 0 | 0 | -6.3129 | 8.5631 | 11755.5 | 0 | 0 | 0 | 0 | 0 | 0 | -6.317 | 8.6326 | 11755.5 | 0 | 0 | 0 | 0 | 0 | 0 | -6.317 | 8.5004 | 8.5631 | 8.6326
[20 empty] | 2020-02-24 23:00 | 1320 | 2 | 24 | 24 | 0 | 0 | 8.5004 | 11975.5 | 0 | 0 | 0 | 0 | 0 | 0 | -531.451 | 8.5631 | 11975.5 | 0 | 0 | 0 | 0 | 0 | 0 | -531.451 | 8.6326 | 11975.5 | 0 | 0 | 0 | 0 | 0 | 0 | -531.451 | 8.5004 | 8.5631 | 8.6326
[20 empty] | 2020-02-25 | 1321 | 2 | 25 | 1 | 0 | 0 | 8.5004 | 11975.5 | 0 | 0 | 0 | 0 | 0 | 0 | -897.88 | 8.5631 | 11975.5 | 0 | 0 | 0 | 0 | 0 | 0 | -897.88 | 8.6326 | 11975.5 | 0 | 0 | 0 | 0 | 0 | 0 | -897.88 | 8.5004 | 8.5631 | 8.6326
[20 empty] | 2020-02-25 01:00 | 1322 | 2 | 25 | 2 | 0 | 0 | 8.5004 | 11975.5 | 0 | 0 | 0 | 0 | 0 | 0 | -1231.37 | 8.5631 | 11975.5 | 0 | 0 | 0 | 0 | 0 | 0 | -1231.37 | 8.6326 | 11975.5 | 0 | 0 | 0 | 0 | 0 | 0 | -1231.37 | 8.5004 | 8.5631 | 8.6326
[20 empty] | 2020-02-25 02:00 | 1323 | 2 | 25 | 3 | 0 | 0 | 8.5004 | 12122.2 | 0 | 0 | 0 | 0 | 0 | 0 | -1648.84 | 8.5631 | 12122.2 | 0 | 0 | 0 | 0 | 0 | 0 | -1648.84 | 8.6326 | 12122.2 | 0 | 0 | 0 | 0 | 0 | 0 | -1648.84 | 8.5004 | 8.5631 | 8.6326
[20 empty] | 2020-02-25 03:00 | 1324 | 2 | 25 | 4 | 0 | 0 | 8.5004 | 12122.2 | 0 | 0 | 0 | 0 | 0 | 0 | -2026.4 | 8.5631 | 12122.2 | 0 | 0 | 0 | 0 | 0 | 0 | -2026.4 | 8.6326 | 12122.2 | 0 | 0 | 0 | 0 | 0 | 0 | -2026.4 | 8.5004 | 8.5631 | 8.6326
[20 empty] | 2020-02-25 04:00 | 1325 | 2 | 25 | 5 | 0 | 0 | 39.1312 | 874308 | 18.8482 | 64.3101 | 0 | 862186 | 862.186 | 144027 | -698625 | 42.2499 | 918818 | 20.6834 | 70.5718 | 0 | 906696 | 906.696 | 158050 | -734978 | 45.7704 | 967609 | 22.7408 | 77.5916 | 0 | 955486 | 955.486 | 173772 | -774729 | 39.1312 | 42.2499 | 45.7704
[20 empty] | 2020-02-25 05:00 | 1326 | 2 | 25 | 6 | 0 | 0 | 43.8775 | 756427 | 22.0298 | 75.1657 | 0 | 744232 | 744.232 | 168339 | -643752 | 47.5054 | 794338 | 24.4014 | 83.2576 | 0 | 782143 | 782.143 | 186461 | -676311 | 51.7143 | 836189 | 27.1439 | 92.615 | 0 | 823993 | 823.993 | 207418 | -712193 | 43.8775 | 47.5054 | 51.7143
[20 empty] | 2020-02-25 06:00 | 1327 | 2 | 25 | 7 | 0 | 0 | 46.242 | 754595 | 22.2573 | 75.9419 | 0 | 719964 | 719.964 | 170077 | -620493 | 49.873 | 791861 | 24.6326 | 84.0464 | 0 | 757230 | 757.23 | 188227 | -652504 | 54.082 | 832915 | 27.3761 | 93.4073 | 0 | 798284 | 798.284 | 209192 | -687727 | 46.242 | 49.873 | 54.082
[20 empty] | 2020-02-25 07:00 | 1328 | 2 | 25 | 8 | 40591.488 | 40.5915 | 95.8346 | 871527 | 0.92821 | 3.1671 | 0 | 787186 | 787.186 | 7092.85 | -687841 | 96.7155 | 927349 | 1.043 | 3.5589 | 0 | 843007 | 843.007 | 7970.31 | -738454 | 97.8073 | 989221 | 1.1743 | 4.0067 | 0 | 904879 | 904.879 | 8973.19 | -794606 | 55.2431 | 56.124 | 57.2158
[20 empty] | 2020-02-25 08:00 | 1329 | 2 | 25 | 9 | 120098.741 | 120.0987 | 125.351 | 922818 | 1.3129 | 4.4795 | 0 | 838917 | 838.917 | 10032.1 | -751203 | 126.317 | 975498 | 1.4343 | 4.8939 | 0 | 891596 | 891.596 | 10960.2 | -799568 | 127.533 | 1033920 | 1.5689 | 5.3531 | 0 | 950017 | 950.017 | 11988.7 | -853213 | 5.2523 | 6.2183 | 7.4343
[20 empty] | 2020-02-25 09:00 | 1330 | 2 | 25 | 10 | 186410.595 | 186.4106 | 131.431 | 805269 | 1.3131 | 4.4804 | 0 | 746445 | 746.445 | 10034.2 | -652794 | 132.276 | 850734 | 1.4223 | 4.853 | 0 | 791910 | 791.91 | 10868.7 | -693362 | 133.484 | 901047 | 1.5482 | 5.2825 | 0 | 842224 | 842.224 | 11830.4 | -738217 | -54.9796 | -54.1346 | -52.9266
[20 empty] | 2020-02-25 10:00 | 1331 | 2 | 25 | 11 | 227659.17 | 227.6592 | 131.884 | 780720 | 1.3023 | 4.4434 | 0 | 721897 | 721.897 | 9951.21 | -623836 | 132.956 | 823524 | 1.4115 | 4.816 | 0 | 764700 | 764.7 | 10785.8 | -661431 | 134.316 | 870876 | 1.5328 | 5.2299 | 0 | 812053 | 812.053 | 11712.7 | -702997 | -95.7752 | -94.7032 | -93.3432
[20 empty] | 2020-02-25 11:00 | 1332 | 2 | 25 | 12 | 247941.556 | 247.9416 | 111.963 | 803391 | 1.3009 | 4.4387 | 0 | 676732 | 676.732 | 9940.78 | -582101 | 113.205 | 840133 | 1.4118 | 4.8169 | 0 | 713474 | 713.474 | 10787.8 | -613839 | 114.7 | 879817 | 1.5331 | 5.2309 | 0 | 753158 | 753.158 | 11714.9 | -648035 | -135.9786 | -134.7366 | -133.2416
[20 empty] | 2020-02-25 12:00 | 1333 | 2 | 25 | 13 | 252298.222 | 252.2982 | 134.084 | 737252 | 1.1085 | 3.7823 | 0 | 610593 | 610.593 | 8470.78 | -515865 | 135.37 | 768849 | 1.2189 | 4.1588 | 0 | 642190 | 642.19 | 9313.82 | -542527 | 136.868 | 804217 | 1.3418 | 4.5784 | 0 | 677558 | 677.558 | 10253.6 | -572377 | -118.2142 | -116.9282 | -115.4302
[20 empty] | 2020-02-25 13:00 | 1334 | 2 | 25 | 14 | 240144.959 | 240.145 | 85.91 | 694192 | 1.1041 | 3.7672 | 0 | 598151 | 598.151 | 8436.79 | -503934 | 87.0966 | 721250 | 1.2143 | 4.1433 | 0 | 625210 | 625.21 | 9279.13 | -526219 | 88.535 | 752172 | 1.3411 | 4.5758 | 0 | 656131 | 656.131 | 10247.9 | -551804 | -154.235 | -153.0484 | -151.61
[20 empty] | 2020-02-25 14:00 | 1335 | 2 | 25 | 15 | 203032.744 | 203.0327 | 81.31 | 658292 | 1.1047 | 3.7693 | 0 | 599762 | 599.762 | 8441.51 | -508315 | 82.3789 | 680214 | 1.214 | 4.142 | 0 | 621684 | 621.684 | 9276.25 | -525923 | 83.8232 | 705344 | 1.3418 | 4.5784 | 0 | 646814 | 646.814 | 10253.6 | -546193 | -121.7227 | -120.6538 | -119.2095
[20 empty] | 2020-02-25 15:00 | 1336 | 2 | 25 | 16 | 144007.805 | 144.0078 | 68.6988 | 692194 | 1.3079 | 4.4624 | 0 | 633591 | 633.591 | 9993.87 | -536463 | 69.926 | 714486 | 1.4182 | 4.8387 | 0 | 655883 | 655.883 | 10836.6 | -554113 | 71.3984 | 740257 | 1.5411 | 5.2582 | 0 | 681654 | 681.654 | 11776 | -574696 | -75.309 | -74.0818 | -72.6094
[20 empty] | 2020-02-25 16:00 | 1337 | 2 | 25 | 17 | 64421.269 | 64.4213 | 66.7043 | 668773 | 1.3145 | 4.4852 | 0 | 635022 | 635.022 | 10044.8 | -539245 | 67.9927 | 692134 | 1.4254 | 4.8633 | 0 | 658383 | 658.383 | 10891.7 | -557942 | 69.4703 | 718923 | 1.5467 | 5.2772 | 0 | 685172 | 685.172 | 11818.6 | -579593 | 2.283 | 3.5714 | 5.049
[20 empty] | 2020-02-25 17:00 | 1338 | 2 | 25 | 18 | 1201.447 | 1.2014 | 14.694 | 33971.1 | 0 | 0 | 0 | 0 | 0 | 0 | 0 | 14.694 | 33971.1 | 0 | 0 | 0 | 0 | 0 | 0 | 0 | 14.694 | 33971.1 | 0 | 0 | 0 | 0 | 0 | 0 | 0 | 13.4926 | 13.4926 | 13.4926
[20 empty] | 2020-02-25 18:00 | 1339 | 2 | 25 | 19 | 0 | 0 | 13.7827 | 33897.8 | 0 | 0 | 0 | 0 | 0 | 0 | 0 | 13.7827 | 33897.8 | 0 | 0 | 0 | 0 | 0 | 0 | 0 | 13.7827 | 33897.8 | 0 | 0 | 0 | 0 | 0 | 0 | 0 | 13.7827 | 13.7827 | 13.7827
[20 empty] | 2020-02-25 19:00 | 1340 | 2 | 25 | 20 | 0 | 0 | 10.3847 | 33897.8 | 0 | 0 | 0 | 0 | 0 | 0 | 0 | 10.3847 | 33897.8 | 0 | 0 | 0 | 0 | 0 | 0 | 0 | 10.3847 | 33897.8 | 0 | 0 | 0 | 0 | 0 | 0 | 0 | 10.3847 | 10.3847 | 10.3847
[20 empty] | 2020-02-25 20:00 | 1341 | 2 | 25 | 21 | 0 | 0 | 8.8655 | 11462.2 | 0 | 0 | 0 | 0 | 0 | 0 | 0 | 8.8655 | 11462.2 | 0 | 0 | 0 | 0 | 0 | 0 | 0 | 8.8655 | 11462.2 | 0 | 0 | 0 | 0 | 0 | 0 | 0 | 8.8655 | 8.8655 | 8.8655
[20 empty] | 2020-02-25 21:00 | 1342 | 2 | 25 | 22 | 0 | 0 | 7.3463 | 11462.2 | 0 | 0 | 0 | 0 | 0 | 0 | 0 | 7.3463 | 11462.2 | 0 | 0 | 0 | 0 | 0 | 0 | 0 | 7.3463 | 11462.2 | 0 | 0 | 0 | 0 | 0 | 0 | 0 | 7.3463 | 7.3463 | 7.3463
[20 empty] | 2020-02-25 22:00 | 1343 | 2 | 25 | 23 | 0 | 0 | 7.3463 | 11462.2 | 0 | 0 | 0 | 0 | 0 | 0 | 0 | 7.3463 | 11462.2 | 0 | 0 | 0 | 0 | 0 | 0 | 0 | 7.3463 | 11462.2 | 0 | 0 | 0 | 0 | 0 | 0 | 0 | 7.3463 | 7.3463 | 7.3463
[20 empty] | 2020-02-25 23:00 | 1344 | 2 | 25 | 24 | 0 | 0 | 7.3463 | 11462.2 | 0 | 0 | 0 | 0 | 0 | 0 | 0 | 7.3463 | 11462.2 | 0 | 0 | 0 | 0 | 0 | 0 | 0 | 7.3463 | 11462.2 | 0 | 0 | 0 | 0 | 0 | 0 | 0 | 7.3463 | 7.3463 | 7.3463
[20 empty] | 2020-02-26 | 1345 | 2 | 26 | 1 | 0 | 0 | 8.5004 | 11462.2 | 0 | 0 | 0 | 0 | 0 | 0 | -62.4965 | 8.5631 | 11462.2 | 0 | 0 | 0 | 0 | 0 | 0 | -62.5011 | 8.6326 | 11462.2 | 0 | 0 | 0 | 0 | 0 | 0 | -62.4975 | 8.5004 | 8.5631 | 8.6326
[20 empty] | 2020-02-26 01:00 | 1346 | 2 | 26 | 2 | 0 | 0 | 8.5004 | 11462.2 | 0 | 0 | 0 | 0 | 0 | 0 | -428.898 | 8.5631 | 11462.2 | 0 | 0 | 0 | 0 | 0 | 0 | -428.898 | 8.6326 | 11462.2 | 0 | 0 | 0 | 0 | 0 | 0 | -428.898 | 8.5004 | 8.5631 | 8.6326
[20 empty] | 2020-02-26 02:00 | 1347 | 2 | 26 | 3 | 0 | 0 | 8.5004 | 11755.5 | 0 | 0 | 0 | 0 | 0 | 0 | -925.858 | 8.5631 | 11755.5 | 0 | 0 | 0 | 0 | 0 | 0 | -925.858 | 8.6326 | 11755.5 | 0 | 0 | 0 | 0 | 0 | 0 | -925.858 | 8.5004 | 8.5631 | 8.6326
[20 empty] | 2020-02-26 03:00 | 1348 | 2 | 26 | 4 | 0 | 0 | 8.5004 | 11682.2 | 0 | 0 | 0 | 0 | 0 | 0 | -1138.63 | 8.5631 | 11682.2 | 0 | 0 | 0 | 0 | 0 | 0 | -1138.63 | 8.6326 | 11682.2 | 0 | 0 | 0 | 0 | 0 | 0 | -1138.63 | 8.5004 | 8.5631 | 8.6326
[20 empty] | 2020-02-26 04:00 | 1349 | 2 | 26 | 5 | 0 | 0 | 40.1429 | 809113 | 19.8717 | 67.8022 | 0 | 797430 | 797.43 | 151848 | -638951 | 43.3414 | 849365 | 21.804 | 74.3952 | 0 | 837683 | 837.683 | 166613 | -671231 | 46.8303 | 893252 | 23.8986 | 81.542 | 0 | 881570 | 881.57 | 182619 | -706232 | 40.1429 | 43.3414 | 46.8303
[20 empty] | 2020-02-26 05:00 | 1350 | 2 | 26 | 6 | 0 | 0 | 28.1356 | 645361 | 11.7754 | 40.1777 | 0 | 633972 | 633.972 | 89980.5 | -543755 | 30.0326 | 672230 | 13 | 44.356 | 0 | 660841 | 660.841 | 99338.5 | -566152 | 44.2915 | 720086 | 22.4816 | 76.7072 | 0 | 708697 | 708.697 | 171791 | -608113 | 28.1356 | 30.0326 | 44.2915
[20 empty] | 2020-02-26 06:00 | 1351 | 2 | 26 | 7 | 0 | 0 | 35.9753 | 653915 | 15.6105 | 53.263 | 0 | 620091 | 620.091 | 119286 | -523740 | 38.5546 | 681857 | 17.2961 | 59.0143 | 0 | 648032 | 648.032 | 132166 | -546763 | 41.426 | 714471 | 19.1713 | 65.4125 | 0 | 680647 | 680.647 | 146496 | -573997 | 35.9753 | 38.5546 | 41.426
[20 empty] | 2020-02-26 07:00 | 1352 | 2 | 26 | 8 | 40705.474 | 40.7055 | 98.0124 | 740961 | 0.91185 | 3.1112 | 0 | 657426 | 657.426 | 6967.79 | -560255 | 99.1351 | 785346 | 1.0162 | 3.4671 | 0 | 701812 | 701.812 | 7764.8 | -599081 | 100.398 | 835471 | 1.1318 | 3.8618 | 0 | 751937 | 751.937 | 8648.87 | -643029 | 57.3069 | 58.4296 | 59.6925
[20 empty] | 2020-02-26 08:00 | 1353 | 2 | 26 | 9 | 82583.224 | 82.5832 | 123.555 | 791607 | 1.1084 | 3.7819 | 0 | 708367 | 708.367 | 8469.74 | -616610 | 124.5 | 833704 | 1.2192 | 4.1598 | 0 | 750463 | 750.463 | 9316.17 | -653805 | 125.686 | 880976 | 1.3404 | 4.5735 | 0 | 797735 | 797.735 | 10242.6 | -695637 | 40.9718 | 41.9168 | 43.1028
[20 empty] | 2020-02-26 09:00 | 1354 | 2 | 26 | 10 | 81795.435 | 81.7954 | 130.116 | 685182 | 1.2637 | 4.3117 | 0 | 626945 | 626.945 | 9656.44 | -534238 | 131.347 | 722266 | 1.3962 | 4.764 | 0 | 664029 | 664.029 | 10669.2 | -566288 | 132.707 | 762880 | 1.5224 | 5.1944 | 0 | 704643 | 704.643 | 11633.1 | -601421 | 48.3206 | 49.5516 | 50.9116
[20 empty] | 2020-02-26 10:00 | 1355 | 2 | 26 | 11 | 5831.47 | 5.8315 | 131.864 | 662622 | 1.2136 | 4.1409 | 0 | 604386 | 604.386 | 9273.93 | -510063 | 132.665 | 698855 | 1.3224 | 4.5121 | 0 | 640619 | 640.619 | 10105.1 | -541156 | 134.07 | 739528 | 1.4742 | 5.0301 | 0 | 681292 | 681.292 | 11265.2 | -576020 | 126.0325 | 126.8335 | 128.2385
[20 empty] | 2020-02-26 11:00 | 1356 | 2 | 26 | 12 | 46715.261 | 46.7153 | 109.939 | 697923 | 1.0106 | 3.4482 | 0 | 571264 | 571.264 | 7722.39 | -481683 | 111.355 | 729286 | 1.1396 | 3.8882 | 0 | 602627 | 602.627 | 8707.82 | -508268 | 112.85 | 763786 | 1.2605 | 4.301 | 0 | 637127 | 637.127 | 9632.32 | -537420 | 63.2237 | 64.6397 | 66.1347
[20 empty] | 2020-02-26 12:00 | 1357 | 2 | 26 | 13 | 238370.666 | 238.3707 | 133.317 | 603391 | 1.0108 | 3.4488 | 0 | 476732 | 476.732 | 7723.84 | -395433 | 134.637 | 625160 | 1.1187 | 3.817 | 0 | 498501 | 498.501 | 8548.38 | -413226 | 136.114 | 650025 | 1.2386 | 4.2261 | 0 | 523366 | 523.366 | 9464.7 | -433781 | -105.0537 | -103.7337 | -102.2567
[20 empty] | 2020-02-26 13:00 | 1358 | 2 | 26 | 14 | 220390.442 | 220.3904 | 84.8993 | 559024 | 1.0099 | 3.4457 | 0 | 465115 | 465.115 | 7716.78 | -381083 | 86.2229 | 576581 | 1.1177 | 3.8135 | 0 | 482672 | 482.672 | 8540.57 | -394827 | 87.7037 | 597398 | 1.2375 | 4.2223 | 0 | 503489 | 503.489 | 9456.09 | -411153 | -135.4911 | -134.1675 | -132.6867
[20 empty] | 2020-02-26 14:00 | 1359 | 2 | 26 | 15 | 180183.747 | 180.1837 | 80.1184 | 518752 | 1.0081 | 3.4396 | 0 | 460882 | 460.882 | 7703.19 | -377107 | 81.4291 | 532993 | 1.1175 | 3.8128 | 0 | 475123 | 475.123 | 8538.98 | -387781 | 82.9199 | 549999 | 1.2372 | 4.2215 | 0 | 492129 | 492.129 | 9454.32 | -400756 | -100.0653 | -98.7546 | -97.2638
[20 empty] | 2020-02-26 15:00 | 1360 | 2 | 26 | 16 | 82760.817 | 82.7608 | 67.6792 | 555394 | 1.1915 | 4.0655 | 0 | 497451 | 497.451 | 9104.94 | -408950 | 68.9817 | 570671 | 1.2993 | 4.4332 | 0 | 512728 | 512.728 | 9928.39 | -420459 | 70.4797 | 588873 | 1.419 | 4.8418 | 0 | 530930 | 530.93 | 10843.5 | -434393 | -15.0816 | -13.7791 | -12.2811
[20 empty] | 2020-02-26 16:00 | 1361 | 2 | 26 | 17 | 36524.392 | 36.5244 | 65.868 | 529294 | 1.2015 | 4.0995 | 0 | 496203 | 496.203 | 9181.03 | -409254 | 67.1365 | 545286 | 1.3093 | 4.4673 | 0 | 512195 | 512.195 | 10004.8 | -421491 | 68.7587 | 564280 | 1.4512 | 4.9517 | 0 | 531189 | 531.189 | 11089.6 | -436232 | 29.3436 | 30.6121 | 32.2343
[20 empty] | 2020-02-26 17:00 | 1362 | 2 | 26 | 18 | 0 | 0 | 14.694 | 33384.4 | 0 | 0 | 0 | 0 | 0 | 0 | 0 | 14.694 | 33384.4 | 0 | 0 | 0 | 0 | 0 | 0 | 0 | 14.694 | 33384.4 | 0 | 0 | 0 | 0 | 0 | 0 | 0 | 14.694 | 14.694 | 14.694
[20 empty] | 2020-02-26 18:00 | 1363 | 2 | 26 | 19 | 0 | 0 | 13.7827 | 33384.4 | 0 | 0 | 0 | 0 | 0 | 0 | 0 | 13.7827 | 33384.4 | 0 | 0 | 0 | 0 | 0 | 0 | 0 | 13.7827 | 33384.4 | 0 | 0 | 0 | 0 | 0 | 0 | 0 | 13.7827 | 13.7827 | 13.7827
[20 empty] | 2020-02-26 19:00 | 1364 | 2 | 26 | 20 | 0 | 0 | 10.3847 | 33384.4 | 0 | 0 | 0 | 0 | 0 | 0 | 0 | 10.3847 | 33384.4 | 0 | 0 | 0 | 0 | 0 | 0 | 0 | 10.3847 | 33384.4 | 0 | 0 | 0 | 0 | 0 | 0 | 0 | 10.3847 | 10.3847 | 10.3847
[20 empty] | 2020-02-26 20:00 | 1365 | 2 | 26 | 21 | 0 | 0 | 8.8655 | 11022.3 | 0 | 0 | 0 | 0 | 0 | 0 | 0 | 8.8655 | 11022.3 | 0 | 0 | 0 | 0 | 0 | 0 | 0 | 8.8655 | 11022.3 | 0 | 0 | 0 | 0 | 0 | 0 | 0 | 8.8655 | 8.8655 | 8.8655
[20 empty] | 2020-02-26 21:00 | 1366 | 2 | 26 | 22 | 0 | 0 | 7.3463 | 11022.3 | 0 | 0 | 0 | 0 | 0 | 0 | 0 | 7.3463 | 11022.3 | 0 | 0 | 0 | 0 | 0 | 0 | 0 | 7.3463 | 11022.3 | 0 | 0 | 0 | 0 | 0 | 0 | 0 | 7.3463 | 7.3463 | 7.3463
[20 empty] | 2020-02-26 22:00 | 1367 | 2 | 26 | 23 | 0 | 0 | 7.3463 | 11022.3 | 0 | 0 | 0 | 0 | 0 | 0 | 0 | 7.3463 | 11022.3 | 0 | 0 | 0 | 0 | 0 | 0 | 0 | 7.3463 | 11022.3 | 0 | 0 | 0 | 0 | 0 | 0 | 0 | 7.3463 | 7.3463 | 7.3463
[20 empty] | 2020-02-26 23:00 | 1368 | 2 | 26 | 24 | 0 | 0 | 7.3463 | 11095.6 | 0 | 0 | 0 | 0 | 0 | 0 | 0 | 7.3463 | 11095.6 | 0 | 0 | 0 | 0 | 0 | 0 | 0 | 7.3463 | 11095.6 | 0 | 0 | 0 | 0 | 0 | 0 | 0 | 7.3463 | 7.3463 | 7.3463
[20 empty] | 2020-02-27 | 1369 | 2 | 27 | 1 | 0 | 0 | 7.7516 | 10948.9 | 0 | 0 | 0 | 0 | 0 | 0 | 0 | 7.7516 | 10948.9 | 0 | 0 | 0 | 0 | 0 | 0 | 0 | 7.7516 | 10948.9 | 0 | 0 | 0 | 0 | 0 | 0 | 0 | 7.7516 | 7.7516 | 7.7516
[20 empty] | 2020-02-27 01:00 | 1370 | 2 | 27 | 2 | 0 | 0 | 7.7516 | 10948.9 | 0 | 0 | 0 | 0 | 0 | 0 | 0 | 7.7516 | 10948.9 | 0 | 0 | 0 | 0 | 0 | 0 | 0 | 7.7516 | 10948.9 | 0 | 0 | 0 | 0 | 0 | 0 | 0 | 7.7516 | 7.7516 | 7.7516
[20 empty] | 2020-02-27 02:00 | 1371 | 2 | 27 | 3 | 0 | 0 | 7.7516 | 11022.3 | 0 | 0 | 0 | 0 | 0 | 0 | 0 | 7.7516 | 11022.3 | 0 | 0 | 0 | 0 | 0 | 0 | 0 | 7.7516 | 11022.3 | 0 | 0 | 0 | 0 | 0 | 0 | 0 | 7.7516 | 7.7516 | 7.7516
[20 empty] | 2020-02-27 03:00 | 1372 | 2 | 27 | 4 | 0 | 0 | 7.7516 | 10875.6 | 0 | 0 | 0 | 0 | 0 | 0 | 0 | 7.7516 | 10875.6 | 0 | 0 | 0 | 0 | 0 | 0 | 0 | 7.7516 | 10875.6 | 0 | 0 | 0 | 0 | 0 | 0 | 0 | 7.7516 | 7.7516 | 7.7516
[20 empty] | 2020-02-27 04:00 | 1373 | 2 | 27 | 5 | 0 | 0 | 7.7516 | 10802.3 | 0 | 0 | 0 | 0 | 0 | 0 | 0 | 7.7516 | 10802.3 | 0 | 0 | 0 | 0 | 0 | 0 | 0 | 7.7516 | 10802.3 | 0 | 0 | 0 | 0 | 0 | 0 | 0 | 7.7516 | 7.7516 | 7.7516
[20 empty] | 2020-02-27 05:00 | 1374 | 2 | 27 | 6 | 0 | 0 | 7.7516 | 10875.6 | 0 | 0 | 0 | 0 | 0 | 0 | 0 | 7.7516 | 10875.6 | 0 | 0 | 0 | 0 | 0 | 0 | 0 | 7.7516 | 10875.6 | 0 | 0 | 0 | 0 | 0 | 0 | 0 | 7.7516 | 7.7516 | 7.7516
[20 empty] | 2020-02-27 06:00 | 1375 | 2 | 27 | 7 | 0 | 0 | 8.9057 | 10948.9 | 0 | 0 | 0 | 0 | 0 | 0 | -50.3419 | 8.9684 | 10948.9 | 0 | 0 | 0 | 0 | 0 | 0 | -50.3423 | 9.038 | 10948.9 | 0 | 0 | 0 | 0 | 0 | 0 | -50.3427 | 8.9057 | 8.9684 | 9.038
[20 empty] | 2020-02-27 07:00 | 1376 | 2 | 27 | 8 | 1882.205 | 1.8822 | 8.8555 | 10948.9 | 0 | 0 | 0 | 0 | 0 | 0 | -284.703 | 8.9096 | 10948.9 | 0 | 0 | 0 | 0 | 0 | 0 | -284.707 | 8.9715 | 10948.9 | 0 | 0 | 0 | 0 | 0 | 0 | -284.707 | 6.9733 | 7.0274 | 7.0893
[20 empty] | 2020-02-27 08:00 | 1377 | 2 | 27 | 9 | 96379.156 | 96.3792 | 8.622 | 10655.6 | 0 | 0 | 0 | 0 | 0 | 0 | -295.799 | 8.6846 | 10655.6 | 0 | 0 | 0 | 0 | 0 | 0 | -295.803 | 8.7542 | 10655.6 | 0 | 0 | 0 | 0 | 0 | 0 | -295.803 | -87.7572 | -87.6945 | -87.6249
[20 empty] | 2020-02-27 09:00 | 1378 | 2 | 27 | 10 | 175621.822 | 175.6218 | 8.622 | 10435.6 | 0 | 0 | 0 | 0 | 0 | 0 | -318.756 | 8.6846 | 10435.6 | 0 | 0 | 0 | 0 | 0 | 0 | -318.756 | 8.7542 | 10435.6 | 0 | 0 | 0 | 0 | 0 | 0 | -318.756 | -166.9999 | -166.9372 | -166.8676
[20 empty] | 2020-02-27 10:00 | 1379 | 2 | 27 | 11 | 220488.194 | 220.4882 | 8.622 | 10435.6 | 0 | 0 | 0 | 0 | 0 | 0 | -424.161 | 8.6846 | 10435.6 | 0 | 0 | 0 | 0 | 0 | 0 | -424.157 | 8.7542 | 10435.6 | 0 | 0 | 0 | 0 | 0 | 0 | -424.157 | -211.8662 | -211.8035 | -211.734
[20 empty] | 2020-02-27 11:00 | 1380 | 2 | 27 | 12 | 195920.631 | 195.9206 | 8.622 | 10289 | 0 | 0 | 0 | 0 | 0 | 0 | -389.917 | 8.6846 | 10289 | 0 | 0 | 0 | 0 | 0 | 0 | -389.909 | 8.7542 | 10289 | 0 | 0 | 0 | 0 | 0 | 0 | -389.909 | -187.2987 | -187.236 | -187.1664
[20 empty] | 2020-02-27 12:00 | 1381 | 2 | 27 | 13 | 139308.391 | 139.3084 | 8.622 | 10362.3 | 0 | 0 | 0 | 0 | 0 | 0 | -459.956 | 8.6846 | 10362.3 | 0 | 0 | 0 | 0 | 0 | 0 | -459.948 | 8.7542 | 10362.3 | 0 | 0 | 0 | 0 | 0 | 0 | -459.948 | -130.6864 | -130.6237 | -130.5542
[20 empty] | 2020-02-27 13:00 | 1382 | 2 | 27 | 14 | 37688.315 | 37.6883 | 8.622 | 10362.3 | 0 | 0 | 0 | 0 | 0 | 0 | -461.18 | 8.6846 | 10362.3 | 0 | 0 | 0 | 0 | 0 | 0 | -461.172 | 8.7542 | 10362.3 | 0 | 0 | 0 | 0 | 0 | 0 | -461.172 | -29.0663 | -29.0037 | -28.9341
[20 empty] | 2020-02-27 14:00 | 1383 | 2 | 27 | 15 | 107573.719 | 107.5737 | 8.622 | 10435.6 | 0 | 0 | 0 | 0 | 0 | 0 | -497.078 | 8.6846 | 10435.6 | 0 | 0 | 0 | 0 | 0 | 0 | -497.078 | 8.7542 | 10435.6 | 0 | 0 | 0 | 0 | 0 | 0 | -497.078 | -98.9517 | -98.8891 | -98.8195
[20 empty] | 2020-02-27 15:00 | 1384 | 2 | 27 | 16 | 5227.514 | 5.2275 | 8.6313 | 10582.3 | 0 | 0 | 0 | 0 | 0 | 0 | -585.701 | 8.685 | 10582.3 | 0 | 0 | 0 | 0 | 0 | 0 | -585.705 | 8.7542 | 10582.3 | 0 | 0 | 0 | 0 | 0 | 0 | -585.705 | 3.4037 | 3.4575 | 3.5267
[20 empty] | 2020-02-27 16:00 | 1385 | 2 | 27 | 17 | 14545.819 | 14.5458 | 8.6792 | 10582.3 | 0 | 0 | 0 | 0 | 0 | 0 | -600.652 | 8.7082 | 10582.3 | 0 | 0 | 0 | 0 | 0 | 0 | -600.652 | 8.768 | 10582.3 | 0 | 0 | 0 | 0 | 0 | 0 | -600.652 | -5.8666 | -5.8376 | -5.7778
[20 empty] | 2020-02-27 17:00 | 1386 | 2 | 27 | 18 | 0 | 0 | 8.8811 | 10582.3 | 0 | 0 | 0 | 0 | 0 | 0 | -638.593 | 8.94 | 10582.3 | 0 | 0 | 0 | 0 | 0 | 0 | -638.593 | 9.0066 | 10582.3 | 0 | 0 | 0 | 0 | 0 | 0 | -638.593 | 8.8811 | 8.94 | 9.0066
[20 empty] | 2020-02-27 18:00 | 1387 | 2 | 27 | 19 | 0 | 0 | 8.9057 | 10655.6 | 0 | 0 | 0 | 0 | 0 | 0 | -738.982 | 8.9684 | 10655.6 | 0 | 0 | 0 | 0 | 0 | 0 | -738.982 | 9.038 | 10655.6 | 0 | 0 | 0 | 0 | 0 | 0 | -738.982 | 8.9057 | 8.9684 | 9.038
[20 empty] | 2020-02-27 19:00 | 1388 | 2 | 27 | 20 | 0 | 0 | 8.9057 | 10655.6 | 0 | 0 | 0 | 0 | 0 | 0 | -806.761 | 8.9684 | 10655.6 | 0 | 0 | 0 | 0 | 0 | 0 | -806.761 | 9.038 | 10655.6 | 0 | 0 | 0 | 0 | 0 | 0 | -806.761 | 8.9057 | 8.9684 | 9.038
[20 empty] | 2020-02-27 20:00 | 1389 | 2 | 27 | 21 | 0 | 0 | 8.9057 | 10582.3 | 0 | 0 | 0 | 0 | 0 | 0 | -835.553 | 8.9684 | 10582.3 | 0 | 0 | 0 | 0 | 0 | 0 | -835.553 | 9.038 | 10582.3 | 0 | 0 | 0 | 0 | 0 | 0 | -835.553 | 8.9057 | 8.9684 | 9.038
[20 empty] | 2020-02-27 21:00 | 1390 | 2 | 27 | 22 | 0 | 0 | 8.9057 | 10655.6 | 0 | 0 | 0 | 0 | 0 | 0 | -948.937 | 8.9684 | 10655.6 | 0 | 0 | 0 | 0 | 0 | 0 | -948.937 | 9.038 | 10655.6 | 0 | 0 | 0 | 0 | 0 | 0 | -948.937 | 8.9057 | 8.9684 | 9.038
[20 empty] | 2020-02-27 22:00 | 1391 | 2 | 27 | 23 | 0 | 0 | 8.9057 | 10655.6 | 0 | 0 | 0 | 0 | 0 | 0 | -1013.36 | 8.9684 | 10655.6 | 0 | 0 | 0 | 0 | 0 | 0 | -1013.36 | 9.038 | 10655.6 | 0 | 0 | 0 | 0 | 0 | 0 | -1013.36 | 8.9057 | 8.9684 | 9.038
[20 empty] | 2020-02-27 23:00 | 1392 | 2 | 27 | 24 | 0 | 0 | 8.9057 | 10802.3 | 0 | 0 | 0 | 0 | 0 | 0 | -1202.53 | 8.9684 | 10802.3 | 0 | 0 | 0 | 0 | 0 | 0 | -1202.53 | 9.038 | 10802.3 | 0 | 0 | 0 | 0 | 0 | 0 | -1202.53 | 8.9057 | 8.9684 | 9.038
[20 empty] | 2020-02-28 | 1393 | 2 | 28 | 1 | 0 | 0 | 8.9057 | 10728.9 | 0 | 0 | 0 | 0 | 0 | 0 | -1205.91 | 8.9684 | 10728.9 | 0 | 0 | 0 | 0 | 0 | 0 | -1205.91 | 9.038 | 10728.9 | 0 | 0 | 0 | 0 | 0 | 0 | -1205.91 | 8.9057 | 8.9684 | 9.038
[20 empty] | 2020-02-28 01:00 | 1394 | 2 | 28 | 2 | 0 | 0 | 8.9057 | 10728.9 | 0 | 0 | 0 | 0 | 0 | 0 | -1267.28 | 8.9684 | 10728.9 | 0 | 0 | 0 | 0 | 0 | 0 | -1267.28 | 9.038 | 10728.9 | 0 | 0 | 0 | 0 | 0 | 0 | -1267.28 | 8.9057 | 8.9684 | 9.038
[20 empty] | 2020-02-28 02:00 | 1395 | 2 | 28 | 3 | 0 | 0 | 8.9057 | 10362.3 | 0 | 0 | 0 | 0 | 0 | 0 | -1101.29 | 8.9684 | 10362.3 | 0 | 0 | 0 | 0 | 0 | 0 | -1101.29 | 9.038 | 10362.3 | 0 | 0 | 0 | 0 | 0 | 0 | -1101.29 | 8.9057 | 8.9684 | 9.038
[20 empty] | 2020-02-28 03:00 | 1396 | 2 | 28 | 4 | 0 | 0 | 8.9057 | 10875.6 | 0 | 0 | 0 | 0 | 0 | 0 | -1439.36 | 8.9684 | 10875.6 | 0 | 0 | 0 | 0 | 0 | 0 | -1439.36 | 9.038 | 10875.6 | 0 | 0 | 0 | 0 | 0 | 0 | -1439.36 | 8.9057 | 8.9684 | 9.038
[20 empty] | 2020-02-28 04:00 | 1397 | 2 | 28 | 5 | 0 | 0 | 8.9057 | 10875.6 | 0 | 0 | 0 | 0 | 0 | 0 | -1477.92 | 8.9684 | 10875.6 | 0 | 0 | 0 | 0 | 0 | 0 | -1477.92 | 9.038 | 10875.6 | 0 | 0 | 0 | 0 | 0 | 0 | -1477.92 | 8.9057 | 8.9684 | 9.038
[20 empty] | 2020-02-28 05:00 | 1398 | 2 | 28 | 6 | 0 | 0 | 8.9057 | 11388.9 | 0 | 0 | 0 | 0 | 0 | 0 | -1842.51 | 8.9684 | 11388.9 | 0 | 0 | 0 | 0 | 0 | 0 | -1842.51 | 9.038 | 11388.9 | 0 | 0 | 0 | 0 | 0 | 0 | -1842.51 | 8.9057 | 8.9684 | 9.038
[20 empty] | 2020-02-28 06:00 | 1399 | 2 | 28 | 7 | 0 | 0 | 8.9057 | 11388.9 | 0 | 0 | 0 | 0 | 0 | 0 | -1911.83 | 8.9684 | 11388.9 | 0 | 0 | 0 | 0 | 0 | 0 | -1911.83 | 9.038 | 11388.9 | 0 | 0 | 0 | 0 | 0 | 0 | -1911.83 | 8.9057 | 8.9684 | 9.038
[20 empty] | 2020-02-28 07:00 | 1400 | 2 | 28 | 8 | 47486.307 | 47.4863 | 8.6372 | 11462.2 | 0 | 0 | 0 | 0 | 0 | 0 | -2059.27 | 8.6846 | 11462.2 | 0 | 0 | 0 | 0 | 0 | 0 | -2059.27 | 8.7542 | 11462.2 | 0 | 0 | 0 | 0 | 0 | 0 | -2059.27 | -38.8491 | -38.8017 | -38.7321
[20 empty] | 2020-02-28 08:00 | 1401 | 2 | 28 | 9 | 132350.058 | 132.3501 | 8.622 | 11242.2 | 0 | 0 | 0 | 0 | 0 | 0 | -2040.01 | 8.6846 | 11242.2 | 0 | 0 | 0 | 0 | 0 | 0 | -2040.01 | 8.7542 | 11242.2 | 0 | 0 | 0 | 0 | 0 | 0 | -2040.01 | -123.7281 | -123.6654 | -123.5958
[20 empty] | 2020-02-28 09:00 | 1402 | 2 | 28 | 10 | 203378.834 | 203.3788 | 8.622 | 11095.6 | 0 | 0 | 0 | 0 | 0 | 0 | -2042.03 | 8.6846 | 11095.6 | 0 | 0 | 0 | 0 | 0 | 0 | -2042.03 | 8.7542 | 11095.6 | 0 | 0 | 0 | 0 | 0 | 0 | -2042.03 | -194.7569 | -194.6942 | -194.6246
[20 empty] | 2020-02-28 10:00 | 1403 | 2 | 28 | 11 | 250242.595 | 250.2426 | 8.622 | 11095.6 | 0 | 0 | 0 | 0 | 0 | 0 | -2113.52 | 8.6846 | 11095.6 | 0 | 0 | 0 | 0 | 0 | 0 | -2113.52 | 8.7542 | 11095.6 | 0 | 0 | 0 | 0 | 0 | 0 | -2113.52 | -241.6206 | -241.5579 | -241.4884
[20 empty] | 2020-02-28 11:00 | 1404 | 2 | 28 | 12 | 202086.149 | 202.0861 | 8.622 | 11095.6 | 0 | 0 | 0 | 0 | 0 | 0 | -2153.13 | 8.6846 | 11095.6 | 0 | 0 | 0 | 0 | 0 | 0 | -2153.13 | 8.7542 | 11095.6 | 0 | 0 | 0 | 0 | 0 | 0 | -2153.13 | -193.4642 | -193.4015 | -193.3319
[20 empty] | 2020-02-28 12:00 | 1405 | 2 | 28 | 13 | 193192.831 | 193.1928 | 8.622 | 11022.3 | 0 | 0 | 0 | 0 | 0 | 0 | -2135.14 | 8.6846 | 11022.3 | 0 | 0 | 0 | 0 | 0 | 0 | -2135.14 | 8.7542 | 11022.3 | 0 | 0 | 0 | 0 | 0 | 0 | -2135.14 | -184.5709 | -184.5082 | -184.4386
[20 empty] | 2020-02-28 13:00 | 1406 | 2 | 28 | 14 | 158254.021 | 158.254 | 8.622 | 11022.3 | 0 | 0 | 0 | 0 | 0 | 0 | -2128.9 | 8.6846 | 11022.3 | 0 | 0 | 0 | 0 | 0 | 0 | -2128.9 | 8.7542 | 11022.3 | 0 | 0 | 0 | 0 | 0 | 0 | -2128.9 | -149.6321 | -149.5694 | -149.4998
[20 empty] | 2020-02-28 14:00 | 1407 | 2 | 28 | 15 | 136942.673 | 136.9427 | 8.622 | 11095.6 | 0 | 0 | 0 | 0 | 0 | 0 | -2141.46 | 8.6846 | 11095.6 | 0 | 0 | 0 | 0 | 0 | 0 | -2141.46 | 8.7542 | 11095.6 | 0 | 0 | 0 | 0 | 0 | 0 | -2141.46 | -128.3207 | -128.258 | -128.1884
[20 empty] | 2020-02-28 15:00 | 1408 | 2 | 28 | 16 | 37084.672 | 37.0847 | 8.622 | 11168.9 | 0 | 0 | 0 | 0 | 0 | 0 | -2132 | 8.6846 | 11168.9 | 0 | 0 | 0 | 0 | 0 | 0 | -2132 | 8.7542 | 11168.9 | 0 | 0 | 0 | 0 | 0 | 0 | -2132 | -28.4627 | -28.4 | -28.3304
[20 empty] | 2020-02-28 16:00 | 1409 | 2 | 28 | 17 | 8189.181 | 8.1892 | 8.6291 | 11168.9 | 0 | 0 | 0 | 0 | 0 | 0 | -2099.14 | 8.6846 | 11168.9 | 0 | 0 | 0 | 0 | 0 | 0 | -2099.14 | 8.7542 | 11168.9 | 0 | 0 | 0 | 0 | 0 | 0 | -2099.14 | 0.43994 | 0.49547 | 0.56505
[20 empty] | 2020-02-28 17:00 | 1410 | 2 | 28 | 18 | 0 | 0 | 8.7959 | 11315.6 | 0 | 0 | 0 | 0 | 0 | 0 | -2283.25 | 8.8419 | 11315.6 | 0 | 0 | 0 | 0 | 0 | 0 | -2283.25 | 8.8978 | 11315.6 | 0 | 0 | 0 | 0 | 0 | 0 | -2283.25 | 8.7959 | 8.8419 | 8.8978
[20 empty] | 2020-02-28 18:00 | 1411 | 2 | 28 | 19 | 0 | 0 | 8.9057 | 11462.2 | 0 | 0 | 0 | 0 | 0 | 0 | -2534.59 | 8.9684 | 11462.2 | 0 | 0 | 0 | 0 | 0 | 0 | -2534.59 | 9.038 | 11462.2 | 0 | 0 | 0 | 0 | 0 | 0 | -2534.59 | 8.9057 | 8.9684 | 9.038
[20 empty] | 2020-02-28 19:00 | 1412 | 2 | 28 | 20 | 0 | 0 | 8.9057 | 11462.2 | 0 | 0 | 0 | 0 | 0 | 0 | -2696.42 | 8.9684 | 11462.2 | 0 | 0 | 0 | 0 | 0 | 0 | -2696.42 | 9.038 | 11462.2 | 0 | 0 | 0 | 0 | 0 | 0 | -2696.42 | 8.9057 | 8.9684 | 9.038
[20 empty] | 2020-02-28 20:00 | 1413 | 2 | 28 | 21 | 0 | 0 | 8.9057 | 11535.5 | 0 | 0 | 0 | 0 | 0 | 0 | -2949.87 | 8.9684 | 11535.5 | 0 | 0 | 0 | 0 | 0 | 0 | -2949.87 | 9.038 | 11535.5 | 0 | 0 | 0 | 0 | 0 | 0 | -2949.87 | 8.9057 | 8.9684 | 9.038
[20 empty] | 2020-02-28 21:00 | 1414 | 2 | 28 | 22 | 0 | 0 | 8.9057 | 11535.5 | 0 | 0 | 0 | 0 | 0 | 0 | -3159.43 | 8.9684 | 11535.5 | 0 | 0 | 0 | 0 | 0 | 0 | -3159.43 | 9.038 | 11535.5 | 0 | 0 | 0 | 0 | 0 | 0 | -3159.43 | 8.9057 | 8.9684 | 9.038
[20 empty] | 2020-02-28 22:00 | 1415 | 2 | 28 | 23 | 0 | 0 | 8.9057 | 11535.5 | 0 | 0 | 0 | 0 | 0 | 0 | -3408.31 | 8.9684 | 11535.5 | 0 | 0 | 0 | 0 | 0 | 0 | -3402.27 | 9.038 | 11535.5 | 0 | 0 | 0 | 0 | 0 | 0 | -3397.82 | 8.9057 | 8.9684 | 9.038
[20 empty] | 2020-02-28 23:00 | 1416 | 2 | 28 | 24 | 0 | 0 | 8.9057 | 11535.5 | 0 | 0 | 0 | 0 | 0 | 0 | -3709.83 | 8.9684 | 11535.5 | 0 | 0 | 0 | 0 | 0 | 0 | -3705.18 | 9.038 | 11535.5 | 0 | 0 | 0 | 0 | 0 | 0 | -3701.96 | 8.9057 | 8.9684 | 9.038
[20 empty] | 2020-03-01 | 1417 | 3 | 1 | 1 | 0 | 0 | 8.5004 | 11608.9 | 0 | 0 | 0 | 0 | 0 | 0 | -4081.2 | 8.5631 | 11608.9 | 0 | 0 | 0 | 0 | 0 | 0 | -4077.77 | 8.6326 | 11608.9 | 0 | 0 | 0 | 0 | 0 | 0 | -4075.64 | 8.5004 | 8.5631 | 8.6326
[20 empty] | 2020-03-01 01:00 | 1418 | 3 | 1 | 2 | 0 | 0 | 8.5004 | 11608.9 | 0 | 0 | 0 | 0 | 0 | 0 | -4349.11 | 8.5631 | 11608.9 | 0 | 0 | 0 | 0 | 0 | 0 | -4346.85 | 8.6326 | 11608.9 | 0 | 0 | 0 | 0 | 0 | 0 | -4345.8 | 8.5004 | 8.5631 | 8.6326
[20 empty] | 2020-03-01 02:00 | 1419 | 3 | 1 | 3 | 0 | 0 | 8.5004 | 11682.2 | 0 | 0 | 0 | 0 | 0 | 0 | -4687.42 | 8.5631 | 11682.2 | 0 | 0 | 0 | 0 | 0 | 0 | -4686.2 | 8.6326 | 11682.2 | 0 | 0 | 0 | 0 | 0 | 0 | -4686.09 | 8.5004 | 8.5631 | 8.6326
[20 empty] | 2020-03-01 03:00 | 1420 | 3 | 1 | 4 | 0 | 0 | 8.5004 | 11755.5 | 0 | 0 | 0 | 0 | 0 | 0 | -5018.44 | 8.5631 | 11755.5 | 0 | 0 | 0 | 0 | 0 | 0 | -5018.3 | 8.6326 | 11755.5 | 0 | 0 | 0 | 0 | 0 | 0 | -5019.22 | 8.5004 | 8.5631 | 8.6326
[20 empty] | 2020-03-01 04:00 | 1421 | 3 | 1 | 5 | 0 | 0 | 35.2923 | 914270 | 14.7027 | 50.1656 | 0 | 902441 | 902.441 | 112350 | -771187 | 37.9812 | 976509 | 16.1057 | 54.9526 | 0 | 964680 | 964.68 | 123070 | -829911 | 40.9504 | 1044280 | 17.6499 | 60.2215 | 0 | 1032450 | 1032.45 | 134870 | -893652 | 35.2923 | 37.9812 | 40.9504
[20 empty] | 2020-03-01 05:00 | 1422 | 3 | 1 | 6 | 0 | 0 | 40.6758 | 866891 | 18.5209 | 63.1933 | 0 | 855063 | 855.063 | 141526 | -757031 | 44.2691 | 926520 | 20.8268 | 71.061 | 0 | 914691 | 914.691 | 159146 | -812040 | 48.2808 | 987782 | 23.417 | 79.8988 | 0 | 975953 | 975.953 | 178938 | -868061 | 40.6758 | 44.2691 | 48.2808
[20 empty] | 2020-03-01 06:00 | 1423 | 3 | 1 | 7 | 0 | 0 | 43.7075 | 883777 | 19.3786 | 66.1198 | 0 | 849585 | 849.585 | 148079 | -752684 | 47.3821 | 938214 | 21.7726 | 74.2881 | 0 | 904023 | 904.023 | 166373 | -802503 | 51.4421 | 993503 | 24.4189 | 83.3173 | 0 | 959312 | 959.312 | 186594 | -852447 | 43.7075 | 47.3821 | 51.4421
[20 empty] | 2020-03-01 07:00 | 1424 | 3 | 1 | 8 | 6640.149 | 6.6401 | 98.5153 | 965909 | 0.95416 | 3.2556 | 0 | 881934 | 881.934 | 7291.13 | -784860 | 99.6598 | 1028460 | 1.0586 | 3.6118 | 0 | 944484 | 944.484 | 8088.82 | -843088 | 100.943 | 1095650 | 1.1743 | 4.0068 | 0 | 1011680 | 1011.68 | 8973.44 | -905388 | 91.8752 | 93.0197 | 94.3029
[20 empty] | 2020-03-01 08:00 | 1425 | 3 | 1 | 9 | 41094.69 | 41.0947 | 126.047 | 1082260 | 1.3555 | 4.6251 | 0 | 998358 | 998.358 | 10358.1 | -914028 | 126.77 | 1144350 | 1.4648 | 4.998 | 0 | 1060440 | 1060.44 | 11193.3 | -972759 | 127.806 | 1211410 | 1.5862 | 5.412 | 0 | 1127510 | 1127.51 | 12120.7 | -1035890 | 84.9523 | 85.6753 | 86.7113
[20 empty] | 2020-03-01 09:00 | 1426 | 3 | 1 | 10 | 108225.944 | 108.2259 | 130.892 | 1015540 | 1.3646 | 4.6561 | 0 | 956643 | 956.643 | 10427.6 | -869393 | 132.025 | 1069950 | 1.474 | 5.0293 | 0 | 1011050 | 1011.05 | 11263.5 | -919646 | 133.446 | 1129570 | 1.5955 | 5.4437 | 0 | 1070670 | 1070.67 | 12191.5 | -974546 | 22.6661 | 23.7991 | 25.2201
[20 empty] | 2020-03-01 10:00 | 1427 | 3 | 1 | 11 | 153118.495 | 153.1185 | 131.875 | 991014 | 1.3406 | 4.574 | 0 | 932117 | 932.117 | 10243.8 | -840217 | 133.198 | 1041240 | 1.4526 | 4.9562 | 0 | 982343 | 982.343 | 11099.7 | -885720 | 134.793 | 1095520 | 1.5868 | 5.4141 | 0 | 1036620 | 1036.62 | 12125.2 | -934645 | -21.2435 | -19.9205 | -18.3255
[20 empty] | 2020-03-01 11:00 | 1428 | 3 | 1 | 12 | 141053.999 | 141.054 | 112.247 | 1019850 | 1.3296 | 4.5366 | 0 | 893188 | 893.188 | 10160 | -800094 | 113.67 | 1064630 | 1.452 | 4.9543 | 0 | 937975 | 937.975 | 11095.5 | -839932 | 115.195 | 1115150 | 1.5734 | 5.3683 | 0 | 988486 | 988.486 | 12022.8 | -884905 | -28.807 | -27.384 | -25.859
[20 empty] | 2020-03-01 12:00 | 1429 | 3 | 1 | 13 | 226928.115 | 226.9281 | 135.724 | 942175 | 1.3331 | 4.5485 | 0 | 815517 | 815.517 | 10186.6 | -721397 | 137.066 | 980079 | 1.4424 | 4.9215 | 0 | 853420 | 853.42 | 11022 | -754209 | 138.657 | 1022640 | 1.577 | 5.3807 | 0 | 895981 | 895.981 | 12050.4 | -791148 | -91.2041 | -89.8621 | -88.2711
[20 empty] | 2020-03-01 13:00 | 1430 | 3 | 1 | 14 | 197407.397 | 197.4074 | 86.0011 | 895816 | 1.1152 | 3.8049 | 0 | 799639 | 799.639 | 8521.34 | -701927 | 87.4063 | 929489 | 1.2366 | 4.2192 | 0 | 833312 | 833.312 | 9449.3 | -730339 | 88.903 | 967596 | 1.358 | 4.6334 | 0 | 871420 | 871.42 | 10376.7 | -762625 | -111.4063 | -110.0011 | -108.5044
[20 empty] | 2020-03-01 14:00 | 1431 | 3 | 1 | 15 | 104652.199 | 104.6522 | 82.5805 | 884907 | 1.3258 | 4.5237 | 0 | 826157 | 826.157 | 10131.1 | -727591 | 83.947 | 919158 | 1.4472 | 4.9379 | 0 | 860408 | 860.408 | 11058.9 | -756387 | 85.4437 | 958105 | 1.5686 | 5.352 | 0 | 899355 | 899.355 | 11986.1 | -789309 | -22.0717 | -20.7052 | -19.2085
[20 empty] | 2020-03-01 15:00 | 1432 | 3 | 1 | 16 | 38414.6 | 38.4146 | 68.9986 | 900895 | 1.3382 | 4.5659 | 0 | 842145 | 842.145 | 10225.7 | -745274 | 70.2912 | 936391 | 1.4475 | 4.9389 | 0 | 877641 | 877.641 | 11060.9 | -775357 | 71.867 | 976469 | 1.5794 | 5.3888 | 0 | 917719 | 917.719 | 12068.6 | -809467 | 30.584 | 31.8766 | 33.4524
[20 empty] | 2020-03-01 16:00 | 1433 | 3 | 1 | 17 | 17361.482 | 17.3615 | 67.9748 | 873572 | 1.3728 | 4.6839 | 0 | 839675 | 839.675 | 10490 | -742917 | 68.9706 | 910532 | 1.4848 | 5.0661 | 0 | 876635 | 876.635 | 11345.9 | -774520 | 70.3332 | 951235 | 1.619 | 5.524 | 0 | 917337 | 917.337 | 12371.3 | -809310 | 50.6133 | 51.6091 | 52.9717
[20 empty] | 2020-03-01 17:00 | 1434 | 3 | 1 | 18 | 0 | 0 | 14.694 | 33897.8 | 0 | 0 | 0 | 0 | 0 | 0 | 0 | 14.694 | 33897.8 | 0 | 0 | 0 | 0 | 0 | 0 | 0 | 14.694 | 33897.8 | 0 | 0 | 0 | 0 | 0 | 0 | 0 | 14.694 | 14.694 | 14.694
[20 empty] | 2020-03-01 18:00 | 1435 | 3 | 1 | 19 | 0 | 0 | 13.7827 | 33897.8 | 0 | 0 | 0 | 0 | 0 | 0 | 0 | 13.7827 | 33897.8 | 0 | 0 | 0 | 0 | 0 | 0 | 0 | 13.7827 | 33897.8 | 0 | 0 | 0 | 0 | 0 | 0 | 0 | 13.7827 | 13.7827 | 13.7827
[20 empty] | 2020-03-01 19:00 | 1436 | 3 | 1 | 20 | 0 | 0 | 10.3847 | 33971.1 | 0 | 0 | 0 | 0 | 0 | 0 | 0 | 10.3847 | 33971.1 | 0 | 0 | 0 | 0 | 0 | 0 | 0 | 10.3847 | 33971.1 | 0 | 0 | 0 | 0 | 0 | 0 | 0 | 10.3847 | 10.3847 | 10.3847
[20 empty] | 2020-03-01 20:00 | 1437 | 3 | 1 | 21 | 0 | 0 | 8.8655 | 11828.9 | 0 | 0 | 0 | 0 | 0 | 0 | 0 | 8.8655 | 11828.9 | 0 | 0 | 0 | 0 | 0 | 0 | 0 | 8.8655 | 11828.9 | 0 | 0 | 0 | 0 | 0 | 0 | 0 | 8.8655 | 8.8655 | 8.8655
[20 empty] | 2020-03-01 21:00 | 1438 | 3 | 1 | 22 | 0 | 0 | 8.5004 | 11682.2 | 0 | 0 | 0 | 0 | 0 | 0 | -139.343 | 8.5631 | 11682.2 | 0 | 0 | 0 | 0 | 0 | 0 | -139.344 | 8.6326 | 11682.2 | 0 | 0 | 0 | 0 | 0 | 0 | -139.341 | 8.5004 | 8.5631 | 8.6326
[20 empty] | 2020-03-01 22:00 | 1439 | 3 | 1 | 23 | 0 | 0 | 8.5004 | 11755.5 | 0 | 0 | 0 | 0 | 0 | 0 | -459.091 | 8.5631 | 11755.5 | 0 | 0 | 0 | 0 | 0 | 0 | -459.091 | 8.6326 | 11755.5 | 0 | 0 | 0 | 0 | 0 | 0 | -459.091 | 8.5004 | 8.5631 | 8.6326
[20 empty] | 2020-03-01 23:00 | 1440 | 3 | 1 | 24 | 0 | 0 | 8.5004 | 11828.9 | 0 | 0 | 0 | 0 | 0 | 0 | -812.523 | 8.5631 | 11828.9 | 0 | 0 | 0 | 0 | 0 | 0 | -812.523 | 8.6326 | 11828.9 | 0 | 0 | 0 | 0 | 0 | 0 | -812.523 | 8.5004 | 8.5631 | 8.6326
[20 empty] | 2020-03-02 | 1441 | 3 | 2 | 1 | 0 | 0 | 8.5004 | 11902.2 | 0 | 0 | 0 | 0 | 0 | 0 | -1170.03 | 8.5631 | 11902.2 | 0 | 0 | 0 | 0 | 0 | 0 | -1170.03 | 8.6326 | 11902.2 | 0 | 0 | 0 | 0 | 0 | 0 | -1170.03 | 8.5004 | 8.5631 | 8.6326
[20 empty] | 2020-03-02 01:00 | 1442 | 3 | 2 | 2 | 0 | 0 | 8.5004 | 11902.2 | 0 | 0 | 0 | 0 | 0 | 0 | -1460.64 | 8.5631 | 11902.2 | 0 | 0 | 0 | 0 | 0 | 0 | -1460.64 | 8.6326 | 11902.2 | 0 | 0 | 0 | 0 | 0 | 0 | -1460.64 | 8.5004 | 8.5631 | 8.6326
[20 empty] | 2020-03-02 02:00 | 1443 | 3 | 2 | 3 | 0 | 0 | 8.5004 | 11975.5 | 0 | 0 | 0 | 0 | 0 | 0 | -1772.31 | 8.5631 | 11975.5 | 0 | 0 | 0 | 0 | 0 | 0 | -1772.31 | 8.6326 | 11975.5 | 0 | 0 | 0 | 0 | 0 | 0 | -1772.31 | 8.5004 | 8.5631 | 8.6326
[20 empty] | 2020-03-02 03:00 | 1444 | 3 | 2 | 4 | 0 | 0 | 8.5004 | 12048.8 | 0 | 0 | 0 | 0 | 0 | 0 | -2078.43 | 8.5631 | 12048.8 | 0 | 0 | 0 | 0 | 0 | 0 | -2078.43 | 8.6326 | 12048.8 | 0 | 0 | 0 | 0 | 0 | 0 | -2078.43 | 8.5004 | 8.5631 | 8.6326
[20 empty] | 2020-03-02 04:00 | 1445 | 3 | 2 | 5 | 0 | 0 | 38.008 | 920116 | 17.5197 | 59.7772 | 0 | 907994 | 907.994 | 133875 | -755807 | 40.9705 | 976127 | 19.1959 | 65.4964 | 0 | 964004 | 964.004 | 146684 | -804738 | 44.3343 | 1036410 | 21.0815 | 71.9301 | 0 | 1024280 | 1024.28 | 161092 | -857021 | 38.008 | 40.9705 | 44.3343
[20 empty] | 2020-03-02 05:00 | 1446 | 3 | 2 | 6 | 0 | 0 | 43.1646 | 837788 | 21.1114 | 72.0321 | 0 | 825446 | 825.446 | 161321 | -722713 | 46.7971 | 886049 | 23.4772 | 80.1042 | 0 | 873706 | 873.706 | 179399 | -765658 | 50.8116 | 936582 | 26.0899 | 89.0187 | 0 | 924240 | 924.24 | 199363 | -810214 | 43.1646 | 46.7971 | 50.8116
[20 empty] | 2020-03-02 06:00 | 1447 | 3 | 2 | 7 | 0 | 0 | 45.7497 | 834698 | 21.546 | 73.515 | 0 | 799993 | 799.993 | 164642 | -701911 | 49.3836 | 878210 | 23.9184 | 81.6096 | 0 | 843506 | 843.506 | 182770 | -740344 | 53.393 | 925339 | 26.5294 | 90.5183 | 0 | 890634 | 890.634 | 202722 | -781756 | 45.7497 | 49.3836 | 53.393
[20 empty] | 2020-03-02 07:00 | 1448 | 3 | 2 | 8 | 53281.303 | 53.2813 | 98.9904 | 951186 | 0.95398 | 3.255 | 0 | 866697 | 866.697 | 7289.72 | -768342 | 100.253 | 1014430 | 1.0583 | 3.6111 | 0 | 929946 | 929.946 | 8087.27 | -827001 | 101.662 | 1084180 | 1.1741 | 4.006 | 0 | 999690 | 999.69 | 8971.69 | -891723 | 45.7091 | 46.9717 | 48.3807
[20 empty] | 2020-03-02 08:00 | 1449 | 3 | 2 | 9 | 5861.639 | 5.8616 | 132.941 | 1057360 | 1.3558 | 4.6259 | 0 | 972948 | 972.948 | 10360 | -886110 | 133.65 | 1123100 | 1.4651 | 4.9989 | 0 | 1038690 | 1038.69 | 11195.3 | -948642 | 134.534 | 1196120 | 1.5865 | 5.413 | 0 | 1111700 | 1111.7 | 12122.8 | -1018160 | 127.0794 | 127.7884 | 128.6724
[20 empty] | 2020-03-02 09:00 | 1450 | 3 | 2 | 10 | 16433.482 | 16.4335 | 132.632 | 989688 | 1.3882 | 4.7367 | 0 | 930058 | 930.058 | 10608.1 | -836511 | 133.398 | 1054950 | 1.4976 | 5.1097 | 0 | 995317 | 995.317 | 11443.6 | -898064 | 134.349 | 1127470 | 1.619 | 5.5239 | 0 | 1067840 | 1067.84 | 12371.2 | -966578 | 116.1985 | 116.9645 | 117.9155
[20 empty] | 2020-03-02 10:00 | 1451 | 3 | 2 | 11 | 95251.361 | 95.2514 | 132.353 | 981403 | 1.3754 | 4.693 | 0 | 921700 | 921.7 | 10510.3 | -827158 | 133.547 | 1045740 | 1.4976 | 5.1097 | 0 | 986033 | 986.033 | 11443.5 | -887655 | 134.97 | 1117620 | 1.619 | 5.5239 | 0 | 1057920 | 1057.92 | 12371.2 | -955398 | 37.1016 | 38.2956 | 39.7186
[20 empty] | 2020-03-02 11:00 | 1452 | 3 | 2 | 12 | 36217.671 | 36.2177 | 113.27 | 1015890 | 1.3754 | 4.693 | 0 | 889230 | 889.23 | 10510.3 | -796925 | 114.177 | 1078020 | 1.4848 | 5.066 | 0 | 951363 | 951.363 | 11345.7 | -855093 | 115.574 | 1147420 | 1.619 | 5.5239 | 0 | 1020760 | 1020.76 | 12371.2 | -920195 | 77.0523 | 77.9593 | 79.3563
[20 empty] | 2020-03-02 12:00 | 1453 | 3 | 2 | 13 | 46279.951 | 46.28 | 136.168 | 963452 | 1.3623 | 4.6482 | 0 | 836793 | 836.793 | 10410 | -739994 | 137.379 | 1023600 | 1.4848 | 5.0661 | 0 | 896941 | 896.941 | 11345.8 | -795608 | 138.847 | 1090790 | 1.6062 | 5.4803 | 0 | 964131 | 964.131 | 12273.4 | -857872 | 89.888 | 91.099 | 92.567
[20 empty] | 2020-03-02 13:00 | 1454 | 3 | 2 | 14 | 57566.869 | 57.5669 | 87.9583 | 940059 | 1.342 | 4.5789 | 0 | 841471 | 841.471 | 10254.7 | -744134 | 88.908 | 1000310 | 1.4512 | 4.9517 | 0 | 901724 | 901.724 | 11089.6 | -799855 | 90.3781 | 1067590 | 1.5858 | 5.4106 | 0 | 969000 | 969 | 12117.5 | -862202 | 30.3914 | 31.3411 | 32.8112
[20 empty] | 2020-03-02 14:00 | 1455 | 3 | 2 | 15 | 32250.829 | 32.2508 | 83.4793 | 944221 | 1.3626 | 4.6491 | 0 | 884664 | 884.664 | 10411.8 | -789004 | 84.4477 | 1004240 | 1.4824 | 5.0578 | 0 | 944681 | 944.681 | 11327.3 | -844734 | 85.8073 | 1071130 | 1.6065 | 5.4812 | 0 | 1011580 | 1011.58 | 12275.6 | -906946 | 51.2285 | 52.1969 | 53.5565
[20 empty] | 2020-03-02 15:00 | 1456 | 3 | 2 | 16 | 21500.538 | 21.5005 | 70.0528 | 965841 | 1.3725 | 4.683 | 0 | 906357 | 906.357 | 10487.9 | -813377 | 71.1427 | 1025620 | 1.4973 | 5.1088 | 0 | 966138 | 966.138 | 11441.4 | -869043 | 72.3709 | 1092020 | 1.6187 | 5.5229 | 0 | 1032540 | 1032.54 | 12369 | -930922 | 48.5523 | 49.6422 | 50.8704
[20 empty] | 2020-03-02 16:00 | 1457 | 3 | 2 | 17 | 8113.806 | 8.1138 | 68.3789 | 945721 | 1.3892 | 4.74 | 0 | 911090 | 911.09 | 10615.5 | -817251 | 69.3866 | 1005520 | 1.4985 | 5.113 | 0 | 970885 | 970.885 | 11451 | -872886 | 70.594 | 1071850 | 1.62 | 5.5273 | 0 | 1037220 | 1037.22 | 12378.7 | -934636 | 60.2651 | 61.2728 | 62.4802
[20 empty] | 2020-03-02 17:00 | 1458 | 3 | 2 | 18 | 0 | 0 | 14.694 | 34704.6 | 0 | 0 | 0 | 0 | 0 | 0 | 0 | 14.694 | 34704.6 | 0 | 0 | 0 | 0 | 0 | 0 | 0 | 14.694 | 34704.6 | 0 | 0 | 0 | 0 | 0 | 0 | 0 | 14.694 | 14.694 | 14.694
[20 empty] | 2020-03-02 18:00 | 1459 | 3 | 2 | 19 | 0 | 0 | 13.7827 | 34704.6 | 0 | 0 | 0 | 0 | 0 | 0 | 0 | 13.7827 | 34704.6 | 0 | 0 | 0 | 0 | 0 | 0 | 0 | 13.7827 | 34704.6 | 0 | 0 | 0 | 0 | 0 | 0 | 0 | 13.7827 | 13.7827 | 13.7827
[20 empty] | 2020-03-02 19:00 | 1460 | 3 | 2 | 20 | 0 | 0 | 11.5388 | 34704.6 | 0 | 0 | 0 | 0 | 0 | 0 | -394.713 | 11.6015 | 34704.6 | 0 | 0 | 0 | 0 | 0 | 0 | -394.708 | 11.6711 | 34704.6 | 0 | 0 | 0 | 0 | 0 | 0 | -394.711 | 11.5388 | 11.6015 | 11.6711
[20 empty] | 2020-03-02 20:00 | 1461 | 3 | 2 | 21 | 0 | 0 | 10.0196 | 12488.8 | 0 | 0 | 0 | 0 | 0 | 0 | -1362.34 | 10.0823 | 12488.8 | 0 | 0 | 0 | 0 | 0 | 0 | -1362.35 | 10.1519 | 12488.8 | 0 | 0 | 0 | 0 | 0 | 0 | -1362.34 | 10.0196 | 10.0823 | 10.1519
[20 empty] | 2020-03-02 21:00 | 1462 | 3 | 2 | 22 | 0 | 0 | 8.5004 | 12635.5 | 0 | 0 | 0 | 0 | 0 | 0 | -2121.5 | 8.5631 | 12635.5 | 0 | 0 | 0 | 0 | 0 | 0 | -2121.51 | 8.6326 | 12635.5 | 0 | 0 | 0 | 0 | 0 | 0 | -2121.51 | 8.5004 | 8.5631 | 8.6326
[20 empty] | 2020-03-02 22:00 | 1463 | 3 | 2 | 23 | 0 | 0 | 8.5004 | 12635.5 | 0 | 0 | 0 | 0 | 0 | 0 | -2227.58 | 8.5631 | 12635.5 | 0 | 0 | 0 | 0 | 0 | 0 | -2227.59 | 8.6326 | 12635.5 | 0 | 0 | 0 | 0 | 0 | 0 | -2227.59 | 8.5004 | 8.5631 | 8.6326
[20 empty] | 2020-03-02 23:00 | 1464 | 3 | 2 | 24 | 0 | 0 | 8.5004 | 12782.1 | 0 | 0 | 0 | 0 | 0 | 0 | -2598.53 | 8.5631 | 12782.1 | 0 | 0 | 0 | 0 | 0 | 0 | -2598.53 | 8.6326 | 12782.1 | 0 | 0 | 0 | 0 | 0 | 0 | -2598.53 | 8.5004 | 8.5631 | 8.6326
[20 empty] | 2020-03-03 | 1465 | 3 | 3 | 1 | 0 | 0 | 8.5004 | 12855.5 | 0 | 0 | 0 | 0 | 0 | 0 | -2989.01 | 8.5631 | 12855.5 | 0 | 0 | 0 | 0 | 0 | 0 | -2989.01 | 8.6326 | 12855.5 | 0 | 0 | 0 | 0 | 0 | 0 | -2989.01 | 8.5004 | 8.5631 | 8.6326
[20 empty] | 2020-03-03 01:00 | 1466 | 3 | 3 | 2 | 0 | 0 | 8.5004 | 12855.5 | 0 | 0 | 0 | 0 | 0 | 0 | -3306.64 | 8.5631 | 12855.5 | 0 | 0 | 0 | 0 | 0 | 0 | -3306.64 | 8.6326 | 12855.5 | 0 | 0 | 0 | 0 | 0 | 0 | -3306.64 | 8.5004 | 8.5631 | 8.6326
[20 empty] | 2020-03-03 02:00 | 1467 | 3 | 3 | 3 | 0 | 0 | 8.5004 | 12928.8 | 0 | 0 | 0 | 0 | 0 | 0 | -3643.61 | 8.5631 | 12928.8 | 0 | 0 | 0 | 0 | 0 | 0 | -3643.61 | 8.6326 | 12928.8 | 0 | 0 | 0 | 0 | 0 | 0 | -3643.61 | 8.5004 | 8.5631 | 8.6326
[20 empty] | 2020-03-03 03:00 | 1468 | 3 | 3 | 4 | 0 | 0 | 8.5004 | 150435 | 0 | 0 | 0 | 137432 | 137.432 | 0 | -4254.13 | 8.5631 | 156340 | 0 | 0 | 0 | 143338 | 143.338 | 0 | -4254.13 | 8.6326 | 13002.1 | 0 | 0 | 0 | 0 | 0 | 0 | -4254.13 | 8.5004 | 8.5631 | 8.6326
[20 empty] | 2020-03-03 04:00 | 1469 | 3 | 3 | 5 | 0 | 0 | 36.3961 | 846197 | 15.963 | 54.4658 | 0 | 833195 | 833.195 | 121980 | -770510 | 39.0783 | 907967 | 17.2839 | 58.9727 | 0 | 894965 | 894.965 | 132073 | -829808 | 41.7468 | 1071270 | 18.5369 | 63.2479 | 0 | 1058270 | 1058.27 | 141648 | -894412 | 36.3961 | 39.0783 | 41.7468
[20 empty] | 2020-03-03 05:00 | 1470 | 3 | 3 | 6 | 0 | 0 | 41.937 | 868328 | 19.8843 | 67.8452 | 0 | 855252 | 855.252 | 151944 | -756941 | 45.3136 | 929418 | 21.9823 | 75.0036 | 0 | 916342 | 916.342 | 167976 | -813430 | 49.0814 | 996175 | 24.3322 | 83.0215 | 0 | 983100 | 983.1 | 185932 | -875088 | 41.937 | 45.3136 | 49.0814
[20 empty] | 2020-03-03 06:00 | 1471 | 3 | 3 | 7 | 0 | 0 | 44.7498 | 886611 | 20.5243 | 70.0289 | 0 | 851173 | 851.173 | 156834 | -754028 | 48.2268 | 946581 | 22.7233 | 77.5319 | 0 | 911143 | 911.143 | 173638 | -809503 | 52.1015 | 1011880 | 25.181 | 85.9176 | 0 | 976443 | 976.443 | 192418 | -869832 | 44.7498 | 48.2268 | 52.1015
[20 empty] | 2020-03-03 07:00 | 1472 | 3 | 3 | 8 | 59684.072 | 59.6841 | 95.8336 | 979326 | 0.95413 | 3.2555 | 0 | 894177 | 894.177 | 7290.92 | -799099 | 96.6341 | 1042120 | 1.0585 | 3.6117 | 0 | 956976 | 956.976 | 8088.6 | -857851 | 97.6073 | 1111510 | 1.1743 | 4.0066 | 0 | 1026360 | 1026.36 | 8973.16 | -922815 | 36.1495 | 36.95 | 37.9232
[20 empty] | 2020-03-03 08:00 | 1473 | 3 | 3 | 9 | 151131.974 | 151.132 | 126.005 | 1099430 | 1.3882 | 4.7366 | 0 | 1014430 | 1014.43 | 10607.9 | -930202 | 126.848 | 1164750 | 1.4975 | 5.1096 | 0 | 1079750 | 1079.75 | 11443.3 | -992457 | 127.961 | 1236440 | 1.6189 | 5.5238 | 0 | 1151440 | 1151.44 | 12371 | -1060680 | -25.127 | -24.284 | -23.171
[20 empty] | 2020-03-03 09:00 | 1474 | 3 | 3 | 10 | 224932.036 | 224.932 | 131.797 | 1057600 | 1.3892 | 4.7399 | 0 | 997608 | 997.608 | 10615.4 | -910688 | 132.721 | 1124690 | 1.4985 | 5.113 | 0 | 1064690 | 1064.69 | 11450.8 | -974682 | 133.989 | 1197240 | 1.6199 | 5.5272 | 0 | 1137240 | 1137.24 | 12378.5 | -1043670 | -93.135 | -92.211 | -90.943
[20 empty] | 2020-03-03 10:00 | 1475 | 3 | 3 | 11 | 273255.74 | 273.2557 | 132.594 | 1040650 | 1.3892 | 4.7399 | 0 | 980655 | 980.655 | 10615.3 | -892168 | 133.698 | 1106180 | 1.4985 | 5.113 | 0 | 1046180 | 1046.18 | 11450.8 | -954387 | 135.084 | 1176850 | 1.6199 | 5.5272 | 0 | 1116850 | 1116.85 | 12378.5 | -1021240 | -140.6617 | -139.5577 | -138.1717
[20 empty] | 2020-03-03 11:00 | 1476 | 3 | 3 | 12 | 298988.214 | 298.9882 | 112.844 | 1068840 | 1.3894 | 4.7408 | 0 | 942186 | 942.186 | 10617.3 | -850757 | 114.025 | 1130710 | 1.4988 | 5.1139 | 0 | 1004060 | 1004.06 | 11452.9 | -908792 | 115.486 | 1198180 | 1.6202 | 5.5282 | 0 | 1071520 | 1071.52 | 12380.7 | -971911 | -186.1442 | -184.9632 | -183.5022
[20 empty] | 2020-03-03 12:00 | 1477 | 3 | 3 | 13 | 300408.972 | 300.409 | 136.152 | 990758 | 1.3764 | 4.6963 | 0 | 864099 | 864.099 | 10517.6 | -771101 | 137.461 | 1045340 | 1.4985 | 5.113 | 0 | 918681 | 918.681 | 11450.8 | -821231 | 138.9 | 1105510 | 1.6199 | 5.5272 | 0 | 978851 | 978.851 | 12378.5 | -876431 | -164.257 | -162.948 | -161.509
[20 empty] | 2020-03-03 13:00 | 1478 | 3 | 3 | 14 | 279536.341 | 279.5363 | 87.7017 | 950178 | 1.3754 | 4.6929 | 0 | 851241 | 851.241 | 10510.2 | -754397 | 88.9403 | 999661 | 1.4848 | 5.066 | 0 | 900724 | 900.724 | 11345.6 | -799008 | 90.4906 | 1054350 | 1.6189 | 5.5239 | 0 | 955414 | 955.414 | 12371 | -848254 | -191.8346 | -190.596 | -189.0457
[20 empty] | 2020-03-03 14:00 | 1479 | 3 | 3 | 15 | 235500.74 | 235.5007 | 82.927 | 915287 | 1.3754 | 4.6929 | 0 | 855876 | 855.876 | 10510.2 | -763265 | 84.1613 | 958304 | 1.4848 | 5.066 | 0 | 898894 | 898.894 | 11345.6 | -801384 | 85.7211 | 1006070 | 1.6189 | 5.5239 | 0 | 946659 | 946.659 | 12371 | -843699 | -152.5737 | -151.3394 | -149.7796
[20 empty] | 2020-03-03 15:00 | 1480 | 3 | 3 | 16 | 168903.338 | 168.9033 | 69.1709 | 926944 | 1.3767 | 4.6972 | 0 | 867607 | 867.607 | 10519.6 | -772755 | 70.5528 | 967727 | 1.4988 | 5.1139 | 0 | 908390 | 908.39 | 11453 | -808324 | 72.0667 | 1013250 | 1.6202 | 5.5282 | 0 | 953909 | 953.909 | 12380.8 | -848063 | -99.7324 | -98.3505 | -96.8366
[20 empty] | 2020-03-03 16:00 | 1481 | 3 | 3 | 17 | 80724.089 | 80.7241 | 67.2644 | 896447 | 1.3892 | 4.7399 | 0 | 861963 | 861.963 | 10615.4 | -765662 | 68.5788 | 935472 | 1.4985 | 5.113 | 0 | 900988 | 900.988 | 11450.9 | -799346 | 70.0932 | 979358 | 1.6199 | 5.5272 | 0 | 944873 | 944.873 | 12378.5 | -837339 | -13.4597 | -12.1453 | -10.6309
[20 empty] | 2020-03-03 17:00 | 1482 | 3 | 3 | 18 | 3985.406 | 3.9854 | 14.694 | 34484.5 | 0 | 0 | 0 | 0 | 0 | 0 | 0 | 14.694 | 34484.5 | 0 | 0 | 0 | 0 | 0 | 0 | 0 | 14.694 | 34484.5 | 0 | 0 | 0 | 0 | 0 | 0 | 0 | 10.7086 | 10.7086 | 10.7086
[20 empty] | 2020-03-03 18:00 | 1483 | 3 | 3 | 19 | 0 | 0 | 13.7827 | 34557.9 | 0 | 0 | 0 | 0 | 0 | 0 | 0 | 13.7827 | 34557.9 | 0 | 0 | 0 | 0 | 0 | 0 | 0 | 13.7827 | 34557.9 | 0 | 0 | 0 | 0 | 0 | 0 | 0 | 13.7827 | 13.7827 | 13.7827
[20 empty] | 2020-03-03 19:00 | 1484 | 3 | 3 | 20 | 0 | 0 | 11.5388 | 34557.9 | 0 | 0 | 0 | 0 | 0 | 0 | -328.766 | 11.6015 | 34557.9 | 0 | 0 | 0 | 0 | 0 | 0 | -328.768 | 11.6711 | 34557.9 | 0 | 0 | 0 | 0 | 0 | 0 | -328.767 | 11.5388 | 11.6015 | 11.6711
[20 empty] | 2020-03-03 20:00 | 1485 | 3 | 3 | 21 | 0 | 0 | 10.0196 | 12342.2 | 0 | 0 | 0 | 0 | 0 | 0 | -1229.65 | 10.0823 | 12342.2 | 0 | 0 | 0 | 0 | 0 | 0 | -1229.65 | 10.1519 | 12342.2 | 0 | 0 | 0 | 0 | 0 | 0 | -1229.65 | 10.0196 | 10.0823 | 10.1519
[20 empty] | 2020-03-03 21:00 | 1486 | 3 | 3 | 22 | 0 | 0 | 8.5004 | 12415.5 | 0 | 0 | 0 | 0 | 0 | 0 | -1894.18 | 8.5631 | 12415.5 | 0 | 0 | 0 | 0 | 0 | 0 | -1894.18 | 8.6326 | 12415.5 | 0 | 0 | 0 | 0 | 0 | 0 | -1894.18 | 8.5004 | 8.5631 | 8.6326
[20 empty] | 2020-03-03 22:00 | 1487 | 3 | 3 | 23 | 0 | 0 | 8.5004 | 12415.5 | 0 | 0 | 0 | 0 | 0 | 0 | -2000.2 | 8.5631 | 12415.5 | 0 | 0 | 0 | 0 | 0 | 0 | -2000.2 | 8.6326 | 12415.5 | 0 | 0 | 0 | 0 | 0 | 0 | -2000.2 | 8.5004 | 8.5631 | 8.6326
[20 empty] | 2020-03-03 23:00 | 1488 | 3 | 3 | 24 | 0 | 0 | 8.5004 | 12562.1 | 0 | 0 | 0 | 0 | 0 | 0 | -2363.96 | 8.5631 | 12562.1 | 0 | 0 | 0 | 0 | 0 | 0 | -2363.96 | 8.6326 | 12562.1 | 0 | 0 | 0 | 0 | 0 | 0 | -2363.96 | 8.5004 | 8.5631 | 8.6326
[20 empty] | 2020-03-04 | 1489 | 3 | 4 | 1 | 0 | 0 | 8.5004 | 12635.5 | 0 | 0 | 0 | 0 | 0 | 0 | -2724.32 | 8.5631 | 12635.5 | 0 | 0 | 0 | 0 | 0 | 0 | -2724.32 | 8.6326 | 12635.5 | 0 | 0 | 0 | 0 | 0 | 0 | -2724.32 | 8.5004 | 8.5631 | 8.6326
[20 empty] | 2020-03-04 01:00 | 1490 | 3 | 4 | 2 | 0 | 0 | 8.5004 | 12635.5 | 0 | 0 | 0 | 0 | 0 | 0 | -3017.64 | 8.5631 | 12635.5 | 0 | 0 | 0 | 0 | 0 | 0 | -3017.64 | 8.6326 | 12635.5 | 0 | 0 | 0 | 0 | 0 | 0 | -3017.64 | 8.5004 | 8.5631 | 8.6326
[20 empty] | 2020-03-04 02:00 | 1491 | 3 | 4 | 3 | 0 | 0 | 8.5004 | 12708.8 | 0 | 0 | 0 | 0 | 0 | 0 | -3334.31 | 8.5631 | 12708.8 | 0 | 0 | 0 | 0 | 0 | 0 | -3334.31 | 8.6326 | 12708.8 | 0 | 0 | 0 | 0 | 0 | 0 | -3334.31 | 8.5004 | 8.5631 | 8.6326
[20 empty] | 2020-03-04 03:00 | 1492 | 3 | 4 | 4 | 0 | 0 | 8.5004 | 12708.8 | 0 | 0 | 0 | 0 | 0 | 0 | -3593.16 | 8.5631 | 12708.8 | 0 | 0 | 0 | 0 | 0 | 0 | -3593.16 | 8.6326 | 12708.8 | 0 | 0 | 0 | 0 | 0 | 0 | -3593.16 | 8.5004 | 8.5631 | 8.6326
[20 empty] | 2020-03-04 04:00 | 1493 | 3 | 4 | 5 | 0 | 0 | 37.2485 | 930049 | 16.8025 | 57.3301 | 0 | 917340 | 917.34 | 128395 | -763707 | 40.2475 | 990272 | 18.4585 | 62.9804 | 0 | 977564 | 977.564 | 141048 | -817759 | 43.3454 | 1056250 | 20.1443 | 68.7324 | 0 | 1043540 | 1043.54 | 153930 | -876854 | 37.2485 | 40.2475 | 43.3454
[20 empty] | 2020-03-04 05:00 | 1494 | 3 | 4 | 6 | 0 | 0 | 42.6284 | 855301 | 20.5843 | 70.2336 | 0 | 842666 | 842.666 | 157293 | -744001 | 46.2337 | 906997 | 22.9203 | 78.2041 | 0 | 894361 | 894.361 | 175143 | -790748 | 50.2436 | 961283 | 25.5251 | 87.0916 | 0 | 948647 | 948.647 | 195047 | -839458 | 42.6284 | 46.2337 | 50.2436
[20 empty] | 2020-03-04 06:00 | 1495 | 3 | 4 | 7 | 0 | 0 | 45.348 | 859889 | 21.1472 | 72.1542 | 0 | 824891 | 824.891 | 161594 | -727157 | 48.9706 | 906607 | 23.5059 | 80.2021 | 0 | 871609 | 871.609 | 179618 | -768890 | 52.9719 | 955688 | 26.108 | 89.0805 | 0 | 920690 | 920.69 | 199501 | -812346 | 45.348 | 48.9706 | 52.9719
[20 empty] | 2020-03-04 07:00 | 1496 | 3 | 4 | 8 | 61572.885 | 61.5729 | 95.9953 | 971410 | 0.95414 | 3.2555 | 0 | 886701 | 886.701 | 7290.97 | -790756 | 96.8261 | 1033350 | 1.0585 | 3.6117 | 0 | 948645 | 948.645 | 8088.65 | -848323 | 97.8046 | 1101330 | 1.1743 | 4.0067 | 0 | 1016620 | 1016.62 | 8973.2 | -911443 | 34.4224 | 35.2532 | 36.2317
[20 empty] | 2020-03-04 08:00 | 1497 | 3 | 4 | 9 | 151478.481 | 151.4785 | 125.724 | 1073510 | 1.3895 | 4.7408 | 0 | 989024 | 989.024 | 10617.3 | -905051 | 126.677 | 1135790 | 1.4988 | 5.1139 | 0 | 1051300 | 1051.3 | 11453 | -963957 | 127.832 | 1204480 | 1.6202 | 5.5282 | 0 | 1119990 | 1119.99 | 12380.8 | -1028860 | -25.7545 | -24.8015 | -23.6465
[20 empty] | 2020-03-04 09:00 | 1498 | 3 | 4 | 10 | 221111.612 | 221.1116 | 131.987 | 979794 | 1.3892 | 4.74 | 0 | 920310 | 920.31 | 10615.5 | -830391 | 132.838 | 1035980 | 1.4985 | 5.113 | 0 | 976498 | 976.498 | 11450.9 | -882398 | 134.029 | 1097670 | 1.6199 | 5.5272 | 0 | 1038180 | 1038.18 | 12378.6 | -939401 | -89.1246 | -88.2736 | -87.0826
[20 empty] | 2020-03-04 10:00 | 1499 | 3 | 4 | 11 | 268188.571 | 268.1886 | 132.718 | 955615 | 1.3764 | 4.6963 | 0 | 896131 | 896.131 | 10517.7 | -801558 | 133.82 | 1008030 | 1.4985 | 5.113 | 0 | 948542 | 948.542 | 11450.9 | -849326 | 135.143 | 1065970 | 1.6199 | 5.5272 | 0 | 1006490 | 1006.49 | 12378.6 | -902083 | -135.4706 | -134.3686 | -133.0456
[20 empty] | 2020-03-04 11:00 | 1500 | 3 | 4 | 12 | 292607.773 | 292.6078 | 117.189 | 970528 | 1.3764 | 4.6963 | 0 | 843869 | 843.869 | 10517.7 | -752496 | 117.381 | 1019420 | 1.4857 | 5.0693 | 0 | 892764 | 892.764 | 11353.1 | -796769 | 117.934 | 1073330 | 1.6199 | 5.5272 | 0 | 946668 | 946.668 | 12378.6 | -845517 | -175.4188 | -175.2268 | -174.6738
[20 empty] | 2020-03-04 12:00 | 1501 | 3 | 4 | 13 | 293382.302 | 293.3823 | 136.467 | 887689 | 1.362 | 4.6473 | 0 | 761030 | 761.03 | 10407.9 | -666008 | 137.592 | 928723 | 1.474 | 5.0292 | 0 | 802064 | 802.064 | 11263.2 | -702044 | 138.995 | 973918 | 1.6058 | 5.4792 | 0 | 847259 | 847.259 | 12271 | -741665 | -156.9153 | -155.7903 | -154.3873
[20 empty] | 2020-03-04 13:00 | 1502 | 3 | 4 | 14 | 272096.1 | 272.0961 | 87.9105 | 851808 | 1.3303 | 4.5391 | 0 | 754569 | 754.569 | 10165.5 | -656092 | 88.9215 | 890225 | 1.4438 | 4.9263 | 0 | 792986 | 792.986 | 11032.8 | -689347 | 90.3038 | 932969 | 1.5731 | 5.3675 | 0 | 835731 | 835.731 | 12020.9 | -726342 | -184.1856 | -183.1746 | -181.7923
[20 empty] | 2020-03-04 14:00 | 1503 | 3 | 4 | 15 | 228439.6 | 228.4396 | 82.8861 | 820916 | 1.3461 | 4.5929 | 0 | 762019 | 762.019 | 10286 | -666319 | 84.0811 | 853652 | 1.4642 | 4.9958 | 0 | 794756 | 794.756 | 11188.4 | -694015 | 85.5381 | 890268 | 1.5935 | 5.4371 | 0 | 831371 | 831.371 | 12176.8 | -725056 | -145.5535 | -144.3585 | -142.9015
[20 empty] | 2020-03-04 15:00 | 1504 | 3 | 4 | 16 | 163241.659 | 163.2417 | 68.9849 | 830169 | 1.3501 | 4.6067 | 0 | 771345 | 771.345 | 10317 | -674265 | 70.3512 | 860023 | 1.4716 | 5.0211 | 0 | 801200 | 801.2 | 11245 | -698958 | 71.8695 | 893601 | 1.5956 | 5.4442 | 0 | 834777 | 834.777 | 12192.7 | -726837 | -94.2568 | -92.8905 | -91.3722
[20 empty] | 2020-03-04 16:00 | 1505 | 3 | 4 | 17 | 78644.176 | 78.6442 | 67.0625 | 796365 | 1.3633 | 4.6515 | 0 | 762394 | 762.394 | 10417.3 | -664106 | 68.4539 | 823874 | 1.4857 | 5.0693 | 0 | 789903 | 789.903 | 11353.1 | -686441 | 70.0448 | 855747 | 1.6199 | 5.5272 | 0 | 821775 | 821.775 | 12378.5 | -712580 | -11.5817 | -10.1903 | -8.5994
[20 empty] | 2020-03-04 17:00 | 1506 | 3 | 4 | 18 | 4281.427 | 4.2814 | 14.694 | 34044.5 | 0 | 0 | 0 | 0 | 0 | 0 | 0 | 14.694 | 34044.5 | 0 | 0 | 0 | 0 | 0 | 0 | 0 | 14.694 | 34044.5 | 0 | 0 | 0 | 0 | 0 | 0 | 0 | 10.4126 | 10.4126 | 10.4126
[20 empty] | 2020-03-04 18:00 | 1507 | 3 | 4 | 19 | 0 | 0 | 13.7827 | 33971.1 | 0 | 0 | 0 | 0 | 0 | 0 | 0 | 13.7827 | 33971.1 | 0 | 0 | 0 | 0 | 0 | 0 | 0 | 13.7827 | 33971.1 | 0 | 0 | 0 | 0 | 0 | 0 | 0 | 13.7827 | 13.7827 | 13.7827
[20 empty] | 2020-03-04 19:00 | 1508 | 3 | 4 | 20 | 0 | 0 | 10.3847 | 33971.1 | 0 | 0 | 0 | 0 | 0 | 0 | 0 | 10.3847 | 33971.1 | 0 | 0 | 0 | 0 | 0 | 0 | 0 | 10.3847 | 33971.1 | 0 | 0 | 0 | 0 | 0 | 0 | 0 | 10.3847 | 10.3847 | 10.3847
[20 empty] | 2020-03-04 20:00 | 1509 | 3 | 4 | 21 | 0 | 0 | 8.8655 | 11755.5 | 0 | 0 | 0 | 0 | 0 | 0 | 0 | 8.8655 | 11755.5 | 0 | 0 | 0 | 0 | 0 | 0 | 0 | 8.8655 | 11755.5 | 0 | 0 | 0 | 0 | 0 | 0 | 0 | 8.8655 | 8.8655 | 8.8655
[20 empty] | 2020-03-04 21:00 | 1510 | 3 | 4 | 22 | 0 | 0 | 8.5004 | 11828.9 | 0 | 0 | 0 | 0 | 0 | 0 | -467.254 | 8.5631 | 11828.9 | 0 | 0 | 0 | 0 | 0 | 0 | -467.258 | 8.6326 | 11828.9 | 0 | 0 | 0 | 0 | 0 | 0 | -467.253 | 8.5004 | 8.5631 | 8.6326
[20 empty] | 2020-03-04 22:00 | 1511 | 3 | 4 | 23 | 0 | 0 | 8.5004 | 11828.9 | 0 | 0 | 0 | 0 | 0 | 0 | -681.307 | 8.5631 | 11828.9 | 0 | 0 | 0 | 0 | 0 | 0 | -681.307 | 8.6326 | 11828.9 | 0 | 0 | 0 | 0 | 0 | 0 | -681.307 | 8.5004 | 8.5631 | 8.6326
[20 empty] | 2020-03-04 23:00 | 1512 | 3 | 4 | 24 | 0 | 0 | 8.5004 | 12195.5 | 0 | 0 | 0 | 0 | 0 | 0 | -1225.4 | 8.5631 | 12195.5 | 0 | 0 | 0 | 0 | 0 | 0 | -1225.4 | 8.6326 | 12195.5 | 0 | 0 | 0 | 0 | 0 | 0 | -1225.4 | 8.5004 | 8.5631 | 8.6326
[20 empty] | 2020-03-05 | 1513 | 3 | 5 | 1 | 0 | 0 | 8.5004 | 12048.8 | 0 | 0 | 0 | 0 | 0 | 0 | -1453.03 | 8.5631 | 12048.8 | 0 | 0 | 0 | 0 | 0 | 0 | -1453.03 | 8.6326 | 12048.8 | 0 | 0 | 0 | 0 | 0 | 0 | -1453.03 | 8.5004 | 8.5631 | 8.6326
[20 empty] | 2020-03-05 01:00 | 1514 | 3 | 5 | 2 | 0 | 0 | 8.5004 | 12048.8 | 0 | 0 | 0 | 0 | 0 | 0 | -1746.35 | 8.5631 | 12048.8 | 0 | 0 | 0 | 0 | 0 | 0 | -1746.35 | 8.6326 | 12048.8 | 0 | 0 | 0 | 0 | 0 | 0 | -1746.35 | 8.5004 | 8.5631 | 8.6326
[20 empty] | 2020-03-05 02:00 | 1515 | 3 | 5 | 3 | 0 | 0 | 8.5004 | 12195.5 | 0 | 0 | 0 | 0 | 0 | 0 | -2107.87 | 8.5631 | 12195.5 | 0 | 0 | 0 | 0 | 0 | 0 | -2107.87 | 8.6326 | 12195.5 | 0 | 0 | 0 | 0 | 0 | 0 | -2107.87 | 8.5004 | 8.5631 | 8.6326
[20 empty] | 2020-03-05 03:00 | 1516 | 3 | 5 | 4 | 0 | 0 | 8.5004 | 12342.2 | 0 | 0 | 0 | 0 | 0 | 0 | -2519.11 | 8.5631 | 12342.2 | 0 | 0 | 0 | 0 | 0 | 0 | -2519.11 | 8.6326 | 12342.2 | 0 | 0 | 0 | 0 | 0 | 0 | -2519.11 | 8.5004 | 8.5631 | 8.6326
[20 empty] | 2020-03-05 04:00 | 1517 | 3 | 5 | 5 | 0 | 0 | 38.6546 | 900304 | 18.2788 | 62.3673 | 0 | 887962 | 887.962 | 139675 | -728800 | 41.8284 | 945774 | 20.137 | 68.7074 | 0 | 933431 | 933.431 | 153875 | -766534 | 45.1774 | 994787 | 22.0764 | 75.3247 | 0 | 982445 | 982.445 | 168695 | -806903 | 38.6546 | 41.8284 | 45.1774
[20 empty] | 2020-03-05 05:00 | 1518 | 3 | 5 | 6 | 0 | 0 | 43.5675 | 792431 | 21.6376 | 73.8275 | 0 | 780015 | 780.015 | 165341 | -679384 | 47.3733 | 830958 | 24.1181 | 82.291 | 0 | 818543 | 818.543 | 184296 | -712525 | 51.3945 | 873296 | 26.7461 | 91.2577 | 0 | 860881 | 860.881 | 204377 | -748844 | 43.5675 | 47.3733 | 51.3945
[20 empty] | 2020-03-05 06:00 | 1519 | 3 | 5 | 7 | 0 | 0 | 46.0041 | 786232 | 21.9301 | 74.8255 | 0 | 751454 | 751.454 | 167576 | -653054 | 49.8089 | 822274 | 24.4116 | 83.2924 | 0 | 787496 | 787.496 | 186539 | -683921 | 53.8347 | 862021 | 27.0462 | 92.2816 | 0 | 827243 | 827.243 | 206671 | -717912 | 46.0041 | 49.8089 | 53.8347
[20 empty] | 2020-03-05 07:00 | 1520 | 3 | 5 | 8 | 60395.304 | 60.3953 | 95.6521 | 882470 | 0.95415 | 3.2555 | 0 | 798275 | 798.275 | 7291.01 | -704797 | 96.4241 | 933331 | 1.0585 | 3.6117 | 0 | 849136 | 849.136 | 8088.74 | -750739 | 97.3624 | 989669 | 1.1743 | 4.0067 | 0 | 905474 | 905.474 | 8973.29 | -801634 | 35.2568 | 36.0288 | 36.9671
[20 empty] | 2020-03-05 08:00 | 1521 | 3 | 5 | 9 | 144926.534 | 144.9265 | 125.498 | 950705 | 1.3566 | 4.6288 | 0 | 866803 | 866.803 | 10366.4 | -777452 | 126.368 | 1000110 | 1.466 | 5.0021 | 0 | 916213 | 916.213 | 11202.5 | -822302 | 127.626 | 1055100 | 1.6003 | 5.4603 | 0 | 971195 | 971.195 | 12228.7 | -872213 | -19.4285 | -18.5585 | -17.3005
[20 empty] | 2020-03-05 09:00 | 1522 | 3 | 5 | 10 | 212177.174 | 212.1772 | 131.308 | 828624 | 1.3504 | 4.6076 | 0 | 769800 | 769.8 | 10319.1 | -676258 | 132.329 | 869589 | 1.4719 | 5.0221 | 0 | 810765 | 810.765 | 11247.2 | -712306 | 133.61 | 914341 | 1.5959 | 5.4453 | 0 | 855517 | 855.517 | 12195.1 | -751596 | -80.8692 | -79.8482 | -78.5672
[20 empty] | 2020-03-05 10:00 | 1523 | 3 | 5 | 11 | 258009.002 | 258.009 | 132.302 | 801831 | 1.3258 | 4.5236 | 0 | 743007 | 743.007 | 10130.9 | -644768 | 133.305 | 839858 | 1.435 | 4.8963 | 0 | 781034 | 781.034 | 10965.5 | -677629 | 134.653 | 881959 | 1.5609 | 5.3258 | 0 | 823136 | 823.136 | 11927.5 | -713937 | -125.707 | -124.704 | -123.356
[20 empty] | 2020-03-05 11:00 | 1524 | 3 | 5 | 12 | 282550.736 | 282.5507 | 112.454 | 816691 | 1.3251 | 4.5211 | 0 | 690032 | 690.032 | 10125.3 | -596524 | 113.583 | 849575 | 1.4342 | 4.8936 | 0 | 722916 | 722.916 | 10959.5 | -624561 | 114.981 | 886128 | 1.5555 | 5.3072 | 0 | 759469 | 759.469 | 11885.9 | -655725 | -170.0967 | -168.9677 | -167.5697
[20 empty] | 2020-03-05 12:00 | 1525 | 3 | 5 | 13 | 283702.865 | 283.7029 | 134.473 | 750141 | 1.1116 | 3.7928 | 0 | 623482 | 623.482 | 8494.31 | -526847 | 135.659 | 778361 | 1.2209 | 4.1658 | 0 | 651702 | 651.702 | 9329.68 | -550129 | 137.048 | 809929 | 1.3423 | 4.5801 | 0 | 683270 | 683.27 | 10257.4 | -576260 | -149.2299 | -148.0439 | -146.6549
[20 empty] | 2020-03-05 13:00 | 1526 | 3 | 5 | 14 | 231471.377 | 231.4714 | 85.9841 | 709504 | 1.109 | 3.7839 | 0 | 613531 | 613.531 | 8474.28 | -518514 | 87.1943 | 732339 | 1.2198 | 4.162 | 0 | 636367 | 636.367 | 9321.16 | -536873 | 88.6222 | 757739 | 1.3411 | 4.5759 | 0 | 661767 | 661.767 | 10248 | -557339 | -145.4873 | -144.2771 | -142.8492
[20 empty] | 2020-03-05 14:00 | 1527 | 3 | 5 | 15 | 221034.776 | 221.0348 | 82.5678 | 667658 | 1.3201 | 4.5044 | 0 | 609202 | 609.202 | 10087.8 | -518728 | 83.7367 | 684205 | 1.431 | 4.8826 | 0 | 625749 | 625.749 | 10934.8 | -531344 | 85.1371 | 703693 | 1.5523 | 5.2965 | 0 | 645236 | 645.236 | 11861.9 | -546371 | -138.467 | -137.2981 | -135.8977
[20 empty] | 2020-03-05 15:00 | 1528 | 3 | 5 | 16 | 156923.328 | 156.9233 | 68.6347 | 689677 | 1.3206 | 4.506 | 0 | 631221 | 631.221 | 10091.5 | -535633 | 69.943 | 705571 | 1.4315 | 4.8844 | 0 | 647114 | 647.114 | 10938.9 | -547240 | 71.4448 | 724516 | 1.5529 | 5.2985 | 0 | 666059 | 666.059 | 11866.3 | -561430 | -88.2886 | -86.9803 | -85.4785
[20 empty] | 2020-03-05 16:00 | 1529 | 3 | 5 | 17 | 74726.412 | 74.7264 | 66.8427 | 658525 | 1.3456 | 4.5913 | 0 | 624921 | 624.921 | 10282.6 | -529602 | 68.1436 | 673821 | 1.4549 | 4.964 | 0 | 640217 | 640.217 | 11117.2 | -540595 | 69.6463 | 692322 | 1.5762 | 5.3779 | 0 | 658717 | 658.717 | 12044.1 | -554386 | -7.8837 | -6.5828 | -5.0801
[20 empty] | 2020-03-05 17:00 | 1530 | 3 | 5 | 18 | 3983.737 | 3.9837 | 14.694 | 33677.8 | 0 | 0 | 0 | 0 | 0 | 0 | 0 | 14.694 | 33677.8 | 0 | 0 | 0 | 0 | 0 | 0 | 0 | 14.694 | 33677.8 | 0 | 0 | 0 | 0 | 0 | 0 | 0 | 10.7103 | 10.7103 | 10.7103
[20 empty] | 2020-03-05 18:00 | 1531 | 3 | 5 | 19 | 0 | 0 | 13.7827 | 33677.8 | 0 | 0 | 0 | 0 | 0 | 0 | 0 | 13.7827 | 33677.8 | 0 | 0 | 0 | 0 | 0 | 0 | 0 | 13.7827 | 33677.8 | 0 | 0 | 0 | 0 | 0 | 0 | 0 | 13.7827 | 13.7827 | 13.7827
[20 empty] | 2020-03-05 19:00 | 1532 | 3 | 5 | 20 | 0 | 0 | 10.3847 | 33677.8 | 0 | 0 | 0 | 0 | 0 | 0 | 0 | 10.3847 | 33677.8 | 0 | 0 | 0 | 0 | 0 | 0 | 0 | 10.3847 | 33677.8 | 0 | 0 | 0 | 0 | 0 | 0 | 0 | 10.3847 | 10.3847 | 10.3847
[20 empty] | 2020-03-05 20:00 | 1533 | 3 | 5 | 21 | 0 | 0 | 8.8655 | 11315.6 | 0 | 0 | 0 | 0 | 0 | 0 | 0 | 8.8655 | 11315.6 | 0 | 0 | 0 | 0 | 0 | 0 | 0 | 8.8655 | 11315.6 | 0 | 0 | 0 | 0 | 0 | 0 | 0 | 8.8655 | 8.8655 | 8.8655
[20 empty] | 2020-03-05 21:00 | 1534 | 3 | 5 | 22 | 0 | 0 | 7.3463 | 11315.6 | 0 | 0 | 0 | 0 | 0 | 0 | 0 | 7.3463 | 11315.6 | 0 | 0 | 0 | 0 | 0 | 0 | 0 | 7.3463 | 11315.6 | 0 | 0 | 0 | 0 | 0 | 0 | 0 | 7.3463 | 7.3463 | 7.3463
[20 empty] | 2020-03-05 22:00 | 1535 | 3 | 5 | 23 | 0 | 0 | 7.3463 | 11315.6 | 0 | 0 | 0 | 0 | 0 | 0 | 0 | 7.3463 | 11315.6 | 0 | 0 | 0 | 0 | 0 | 0 | 0 | 7.3463 | 11315.6 | 0 | 0 | 0 | 0 | 0 | 0 | 0 | 7.3463 | 7.3463 | 7.3463
[20 empty] | 2020-03-05 23:00 | 1536 | 3 | 5 | 24 | 0 | 0 | 7.3463 | 11242.2 | 0 | 0 | 0 | 0 | 0 | 0 | 0 | 7.3463 | 11242.2 | 0 | 0 | 0 | 0 | 0 | 0 | 0 | 7.3463 | 11242.2 | 0 | 0 | 0 | 0 | 0 | 0 | 0 | 7.3463 | 7.3463 | 7.3463
[20 empty] | 2020-03-06 | 1537 | 3 | 6 | 1 | 0 | 0 | 7.7516 | 11242.2 | 0 | 0 | 0 | 0 | 0 | 0 | 0 | 7.7516 | 11242.2 | 0 | 0 | 0 | 0 | 0 | 0 | 0 | 7.7516 | 11242.2 | 0 | 0 | 0 | 0 | 0 | 0 | 0 | 7.7516 | 7.7516 | 7.7516
[20 empty] | 2020-03-06 01:00 | 1538 | 3 | 6 | 2 | 0 | 0 | 7.7516 | 11242.2 | 0 | 0 | 0 | 0 | 0 | 0 | 0 | 7.7516 | 11242.2 | 0 | 0 | 0 | 0 | 0 | 0 | 0 | 7.7516 | 11242.2 | 0 | 0 | 0 | 0 | 0 | 0 | 0 | 7.7516 | 7.7516 | 7.7516
[20 empty] | 2020-03-06 02:00 | 1539 | 3 | 6 | 3 | 0 | 0 | 8.9057 | 11242.2 | 0 | 0 | 0 | 0 | 0 | 0 | -290.712 | 8.9684 | 11242.2 | 0 | 0 | 0 | 0 | 0 | 0 | -290.714 | 9.038 | 11242.2 | 0 | 0 | 0 | 0 | 0 | 0 | -290.708 | 8.9057 | 8.9684 | 9.038
[20 empty] | 2020-03-06 03:00 | 1540 | 3 | 6 | 4 | 0 | 0 | 8.9057 | 11315.6 | 0 | 0 | 0 | 0 | 0 | 0 | -619.667 | 8.9684 | 11315.6 | 0 | 0 | 0 | 0 | 0 | 0 | -619.667 | 9.038 | 11315.6 | 0 | 0 | 0 | 0 | 0 | 0 | -619.671 | 8.9057 | 8.9684 | 9.038
[20 empty] | 2020-03-06 04:00 | 1541 | 3 | 6 | 5 | 0 | 0 | 8.9057 | 11315.6 | 0 | 0 | 0 | 0 | 0 | 0 | -857.145 | 8.9684 | 11315.6 | 0 | 0 | 0 | 0 | 0 | 0 | -857.145 | 9.038 | 11315.6 | 0 | 0 | 0 | 0 | 0 | 0 | -857.153 | 8.9057 | 8.9684 | 9.038
[20 empty] | 2020-03-06 05:00 | 1542 | 3 | 6 | 6 | 0 | 0 | 8.9057 | 11242.2 | 0 | 0 | 0 | 0 | 0 | 0 | -1014.29 | 8.9684 | 11242.2 | 0 | 0 | 0 | 0 | 0 | 0 | -1014.29 | 9.038 | 11242.2 | 0 | 0 | 0 | 0 | 0 | 0 | -1014.29 | 8.9057 | 8.9684 | 9.038
[20 empty] | 2020-03-06 06:00 | 1543 | 3 | 6 | 7 | 0 | 0 | 8.9057 | 11242.2 | 0 | 0 | 0 | 0 | 0 | 0 | -1204.31 | 8.9684 | 11242.2 | 0 | 0 | 0 | 0 | 0 | 0 | -1204.31 | 9.038 | 11242.2 | 0 | 0 | 0 | 0 | 0 | 0 | -1204.32 | 8.9057 | 8.9684 | 9.038
[20 empty] | 2020-03-06 07:00 | 1544 | 3 | 6 | 8 | 52334.663 | 52.3347 | 8.6368 | 11242.2 | 0 | 0 | 0 | 0 | 0 | 0 | -1377.83 | 8.6846 | 11242.2 | 0 | 0 | 0 | 0 | 0 | 0 | -1377.83 | 8.7542 | 11242.2 | 0 | 0 | 0 | 0 | 0 | 0 | -1377.83 | -43.6979 | -43.65 | -43.5804
[20 empty] | 2020-03-06 08:00 | 1545 | 3 | 6 | 9 | 50451.449 | 50.4514 | 8.622 | 11022.3 | 0 | 0 | 0 | 0 | 0 | 0 | -1396.24 | 8.6846 | 11022.3 | 0 | 0 | 0 | 0 | 0 | 0 | -1396.24 | 8.7542 | 11022.3 | 0 | 0 | 0 | 0 | 0 | 0 | -1396.25 | -41.8295 | -41.7668 | -41.6972
[20 empty] | 2020-03-06 09:00 | 1546 | 3 | 6 | 10 | 28659.02 | 28.659 | 8.622 | 11022.3 | 0 | 0 | 0 | 0 | 0 | 0 | -1521.68 | 8.6846 | 11022.3 | 0 | 0 | 0 | 0 | 0 | 0 | -1521.68 | 8.7542 | 11022.3 | 0 | 0 | 0 | 0 | 0 | 0 | -1521.69 | -20.0371 | -19.9744 | -19.9048
[20 empty] | 2020-03-06 10:00 | 1547 | 3 | 6 | 11 | 40911.537 | 40.9115 | 8.622 | 11022.3 | 0 | 0 | 0 | 0 | 0 | 0 | -1612.66 | 8.6846 | 11022.3 | 0 | 0 | 0 | 0 | 0 | 0 | -1612.66 | 8.7542 | 11022.3 | 0 | 0 | 0 | 0 | 0 | 0 | -1612.67 | -32.2896 | -32.2269 | -32.1573
[20 empty] | 2020-03-06 11:00 | 1548 | 3 | 6 | 12 | 105969.501 | 105.9695 | 8.622 | 10948.9 | 0 | 0 | 0 | 0 | 0 | 0 | -1638.3 | 8.6846 | 10948.9 | 0 | 0 | 0 | 0 | 0 | 0 | -1638.3 | 8.7542 | 10948.9 | 0 | 0 | 0 | 0 | 0 | 0 | -1638.31 | -97.3475 | -97.2849 | -97.2153
[20 empty] | 2020-03-06 12:00 | 1549 | 3 | 6 | 13 | 70407.171 | 70.4072 | 8.6244 | 10875.6 | 0 | 0 | 0 | 0 | 0 | 0 | -1634.9 | 8.6846 | 10875.6 | 0 | 0 | 0 | 0 | 0 | 0 | -1634.9 | 8.7542 | 10875.6 | 0 | 0 | 0 | 0 | 0 | 0 | -1634.91 | -61.7827 | -61.7225 | -61.6529
[20 empty] | 2020-03-06 13:00 | 1550 | 3 | 6 | 14 | 77419.988 | 77.42 | 8.622 | 10875.6 | 0 | 0 | 0 | 0 | 0 | 0 | -1658.06 | 8.6846 | 10875.6 | 0 | 0 | 0 | 0 | 0 | 0 | -1658.06 | 8.7542 | 10875.6 | 0 | 0 | 0 | 0 | 0 | 0 | -1658.06 | -68.798 | -68.7353 | -68.6658
[20 empty] | 2020-03-06 14:00 | 1551 | 3 | 6 | 15 | 163726.272 | 163.7263 | 8.622 | 10802.3 | 0 | 0 | 0 | 0 | 0 | 0 | -1631.8 | 8.6846 | 10802.3 | 0 | 0 | 0 | 0 | 0 | 0 | -1631.8 | 8.7542 | 10802.3 | 0 | 0 | 0 | 0 | 0 | 0 | -1631.8 | -155.1043 | -155.0416 | -154.972
[20 empty] | 2020-03-06 15:00 | 1552 | 3 | 6 | 16 | 85184.811 | 85.1848 | 8.622 | 10802.3 | 0 | 0 | 0 | 0 | 0 | 0 | -1625.98 | 8.6846 | 10802.3 | 0 | 0 | 0 | 0 | 0 | 0 | -1625.98 | 8.7542 | 10802.3 | 0 | 0 | 0 | 0 | 0 | 0 | -1625.98 | -76.5628 | -76.5002 | -76.4306
[20 empty] | 2020-03-06 16:00 | 1553 | 3 | 6 | 17 | 47297.656 | 47.2977 | 8.622 | 10802.3 | 0 | 0 | 0 | 0 | 0 | 0 | -1607.15 | 8.6846 | 10802.3 | 0 | 0 | 0 | 0 | 0 | 0 | -1607.15 | 8.7542 | 10802.3 | 0 | 0 | 0 | 0 | 0 | 0 | -1607.15 | -38.6757 | -38.613 | -38.5434
[20 empty] | 2020-03-06 17:00 | 1554 | 3 | 6 | 18 | 3577.849 | 3.5778 | 8.6995 | 10948.9 | 0 | 0 | 0 | 0 | 0 | 0 | -1679.67 | 8.757 | 10948.9 | 0 | 0 | 0 | 0 | 0 | 0 | -1679.67 | 8.8204 | 10948.9 | 0 | 0 | 0 | 0 | 0 | 0 | -1679.67 | 5.1216 | 5.1791 | 5.2426
[20 empty] | 2020-03-06 18:00 | 1555 | 3 | 6 | 19 | 0 | 0 | 8.9057 | 10948.9 | 0 | 0 | 0 | 0 | 0 | 0 | -1658.15 | 8.9684 | 10948.9 | 0 | 0 | 0 | 0 | 0 | 0 | -1658.15 | 9.038 | 10948.9 | 0 | 0 | 0 | 0 | 0 | 0 | -1658.15 | 8.9057 | 8.9684 | 9.038
[20 empty] | 2020-03-06 19:00 | 1556 | 3 | 6 | 20 | 0 | 0 | 8.9057 | 10948.9 | 0 | 0 | 0 | 0 | 0 | 0 | -1661.04 | 8.9684 | 10948.9 | 0 | 0 | 0 | 0 | 0 | 0 | -1661.04 | 9.038 | 10948.9 | 0 | 0 | 0 | 0 | 0 | 0 | -1661.04 | 8.9057 | 8.9684 | 9.038
[20 empty] | 2020-03-06 20:00 | 1557 | 3 | 6 | 21 | 0 | 0 | 8.9057 | 10875.6 | 0 | 0 | 0 | 0 | 0 | 0 | -1660.99 | 8.9684 | 10875.6 | 0 | 0 | 0 | 0 | 0 | 0 | -1660.99 | 9.038 | 10875.6 | 0 | 0 | 0 | 0 | 0 | 0 | -1660.99 | 8.9057 | 8.9684 | 9.038
[20 empty] | 2020-03-06 21:00 | 1558 | 3 | 6 | 22 | 0 | 0 | 8.9057 | 11022.3 | 0 | 0 | 0 | 0 | 0 | 0 | -1819.7 | 8.9684 | 11022.3 | 0 | 0 | 0 | 0 | 0 | 0 | -1819.7 | 9.038 | 11022.3 | 0 | 0 | 0 | 0 | 0 | 0 | -1819.7 | 8.9057 | 8.9684 | 9.038
[20 empty] | 2020-03-06 22:00 | 1559 | 3 | 6 | 23 | 0 | 0 | 8.9057 | 11022.3 | 0 | 0 | 0 | 0 | 0 | 0 | -1855.58 | 8.9684 | 11022.3 | 0 | 0 | 0 | 0 | 0 | 0 | -1855.58 | 9.038 | 11022.3 | 0 | 0 | 0 | 0 | 0 | 0 | -1855.58 | 8.9057 | 8.9684 | 9.038
[20 empty] | 2020-03-06 23:00 | 1560 | 3 | 6 | 24 | 0 | 0 | 8.9057 | 11168.9 | 0 | 0 | 0 | 0 | 0 | 0 | -1991.02 | 8.9684 | 11168.9 | 0 | 0 | 0 | 0 | 0 | 0 | -1991.02 | 9.038 | 11168.9 | 0 | 0 | 0 | 0 | 0 | 0 | -1991.02 | 8.9057 | 8.9684 | 9.038
[20 empty] | 2020-03-07 | 1561 | 3 | 7 | 1 | 0 | 0 | 8.9057 | 11022.3 | 0 | 0 | 0 | 0 | 0 | 0 | -1959.36 | 8.9684 | 11022.3 | 0 | 0 | 0 | 0 | 0 | 0 | -1959.36 | 9.038 | 11022.3 | 0 | 0 | 0 | 0 | 0 | 0 | -1959.36 | 8.9057 | 8.9684 | 9.038
[20 empty] | 2020-03-07 01:00 | 1562 | 3 | 7 | 2 | 0 | 0 | 8.9057 | 11022.3 | 0 | 0 | 0 | 0 | 0 | 0 | -2022.51 | 8.9684 | 11022.3 | 0 | 0 | 0 | 0 | 0 | 0 | -2022.51 | 9.038 | 11022.3 | 0 | 0 | 0 | 0 | 0 | 0 | -2022.51 | 8.9057 | 8.9684 | 9.038
[20 empty] | 2020-03-07 02:00 | 1563 | 3 | 7 | 3 | 0 | 0 | 8.9057 | 11022.3 | 0 | 0 | 0 | 0 | 0 | 0 | -2091.33 | 8.9684 | 11022.3 | 0 | 0 | 0 | 0 | 0 | 0 | -2091.33 | 9.038 | 11022.3 | 0 | 0 | 0 | 0 | 0 | 0 | -2091.33 | 8.9057 | 8.9684 | 9.038
[20 empty] | 2020-03-07 03:00 | 1564 | 3 | 7 | 4 | 0 | 0 | 8.9057 | 10948.9 | 0 | 0 | 0 | 0 | 0 | 0 | -2115.36 | 8.9684 | 10948.9 | 0 | 0 | 0 | 0 | 0 | 0 | -2115.36 | 9.038 | 10948.9 | 0 | 0 | 0 | 0 | 0 | 0 | -2115.36 | 8.9057 | 8.9684 | 9.038
[20 empty] | 2020-03-07 04:00 | 1565 | 3 | 7 | 5 | 0 | 0 | 8.9057 | 10948.9 | 0 | 0 | 0 | 0 | 0 | 0 | -2160.92 | 8.9684 | 10948.9 | 0 | 0 | 0 | 0 | 0 | 0 | -2160.92 | 9.038 | 10948.9 | 0 | 0 | 0 | 0 | 0 | 0 | -2160.92 | 8.9057 | 8.9684 | 9.038
[20 empty] | 2020-03-07 05:00 | 1566 | 3 | 7 | 6 | 0 | 0 | 8.9057 | 11022.3 | 0 | 0 | 0 | 0 | 0 | 0 | -2493.59 | 8.9684 | 11022.3 | 0 | 0 | 0 | 0 | 0 | 0 | -2493.59 | 9.038 | 11022.3 | 0 | 0 | 0 | 0 | 0 | 0 | -2493.59 | 8.9057 | 8.9684 | 9.038
[20 empty] | 2020-03-07 06:00 | 1567 | 3 | 7 | 7 | 0 | 0 | 8.8899 | 10875.6 | 0 | 0 | 0 | 0 | 0 | 0 | -2384.92 | 8.9503 | 10875.6 | 0 | 0 | 0 | 0 | 0 | 0 | -2384.92 | 9.018 | 10875.6 | 0 | 0 | 0 | 0 | 0 | 0 | -2384.92 | 8.8899 | 8.9503 | 9.018
[20 empty] | 2020-03-07 07:00 | 1568 | 3 | 7 | 8 | 51860.544 | 51.8605 | 8.6288 | 10875.6 | 0 | 0 | 0 | 0 | 0 | 0 | -2510.11 | 8.6846 | 10875.6 | 0 | 0 | 0 | 0 | 0 | 0 | -2510.11 | 8.7542 | 10875.6 | 0 | 0 | 0 | 0 | 0 | 0 | -2510.11 | -43.2317 | -43.1759 | -43.1063
[20 empty] | 2020-03-07 08:00 | 1569 | 3 | 7 | 9 | 128190.743 | 128.1907 | 8.622 | 9922.34 | 0 | 0 | 0 | 0 | 0 | 0 | -1741.35 | 8.6846 | 9922.34 | 0 | 0 | 0 | 0 | 0 | 0 | -1741.35 | 8.7542 | 9922.34 | 0 | 0 | 0 | 0 | 0 | 0 | -1741.35 | -119.5688 | -119.5061 | -119.4365
[20 empty] | 2020-03-07 09:00 | 1570 | 3 | 7 | 10 | 189620.357 | 189.6204 | 8.622 | 9482.38 | 0 | 0 | 0 | 0 | 0 | 0 | -1354.29 | 8.6846 | 9482.38 | 0 | 0 | 0 | 0 | 0 | 0 | -1354.29 | 8.7542 | 9482.38 | 0 | 0 | 0 | 0 | 0 | 0 | -1354.29 | -180.9984 | -180.9357 | -180.8661
[20 empty] | 2020-03-07 10:00 | 1571 | 3 | 7 | 11 | 224947.239 | 224.9472 | 8.622 | 9482.38 | 0 | 0 | 0 | 0 | 0 | 0 | -1268.8 | 8.6846 | 9482.38 | 0 | 0 | 0 | 0 | 0 | 0 | -1268.8 | 8.7542 | 9482.38 | 0 | 0 | 0 | 0 | 0 | 0 | -1268.8 | -216.3253 | -216.2626 | -216.193
[20 empty] | 2020-03-07 11:00 | 1572 | 3 | 7 | 12 | 241095.413 | 241.0954 | 8.622 | 9189.07 | 0 | 0 | 0 | 0 | 0 | 0 | -959.706 | 8.6846 | 9189.07 | 0 | 0 | 0 | 0 | 0 | 0 | -959.706 | 8.7542 | 9189.07 | 0 | 0 | 0 | 0 | 0 | 0 | -959.706 | -232.4734 | -232.4108 | -232.3412
[20 empty] | 2020-03-07 12:00 | 1573 | 3 | 7 | 13 | 144399.53 | 144.3995 | 8.622 | 9409.05 | 0 | 0 | 0 | 0 | 0 | 0 | -849.928 | 8.6846 | 9409.05 | 0 | 0 | 0 | 0 | 0 | 0 | -849.928 | 8.7542 | 9409.05 | 0 | 0 | 0 | 0 | 0 | 0 | -849.928 | -135.7776 | -135.7149 | -135.6453
[20 empty] | 2020-03-07 13:00 | 1574 | 3 | 7 | 14 | 97834.304 | 97.8343 | 8.622 | 9409.05 | 0 | 0 | 0 | 0 | 0 | 0 | -595.678 | 8.6846 | 9409.05 | 0 | 0 | 0 | 0 | 0 | 0 | -595.678 | 8.7542 | 9409.05 | 0 | 0 | 0 | 0 | 0 | 0 | -595.678 | -89.2123 | -89.1497 | -89.0801
[20 empty] | 2020-03-07 14:00 | 1575 | 3 | 7 | 15 | 82649.751 | 82.6498 | 8.622 | 9629.03 | 0 | 0 | 0 | 0 | 0 | 0 | -490.172 | 8.6846 | 9629.03 | 0 | 0 | 0 | 0 | 0 | 0 | -490.172 | 8.7542 | 9629.03 | 0 | 0 | 0 | 0 | 0 | 0 | -490.172 | -74.0278 | -73.9651 | -73.8955
[20 empty] | 2020-03-07 15:00 | 1576 | 3 | 7 | 16 | 54209.695 | 54.2097 | 8.622 | 10142.3 | 0 | 0 | 0 | 0 | 0 | 0 | -577.762 | 8.6846 | 10142.3 | 0 | 0 | 0 | 0 | 0 | 0 | -577.762 | 8.7542 | 10142.3 | 0 | 0 | 0 | 0 | 0 | 0 | -577.762 | -45.5877 | -45.525 | -45.4555
[20 empty] | 2020-03-07 16:00 | 1577 | 3 | 7 | 17 | 49326.509 | 49.3265 | 8.622 | 10142.3 | 0 | 0 | 0 | 0 | 0 | 0 | -412.056 | 8.6846 | 10142.3 | 0 | 0 | 0 | 0 | 0 | 0 | -412.056 | 8.7542 | 10142.3 | 0 | 0 | 0 | 0 | 0 | 0 | -412.056 | -40.7045 | -40.6419 | -40.5723
[20 empty] | 2020-03-07 17:00 | 1578 | 3 | 7 | 18 | 2077.917 | 2.0779 | 8.695 | 10142.3 | 0 | 0 | 0 | 0 | 0 | 0 | -285.856 | 8.7525 | 10142.3 | 0 | 0 | 0 | 0 | 0 | 0 | -285.856 | 8.816 | 10142.3 | 0 | 0 | 0 | 0 | 0 | 0 | -285.856 | 6.617 | 6.6746 | 6.738
[20 empty] | 2020-03-07 18:00 | 1579 | 3 | 7 | 19 | 0 | 0 | 8.9057 | 10362.3 | 0 | 0 | 0 | 0 | 0 | 0 | -353.794 | 8.9684 | 10362.3 | 0 | 0 | 0 | 0 | 0 | 0 | -353.794 | 9.038 | 10362.3 | 0 | 0 | 0 | 0 | 0 | 0 | -353.794 | 8.9057 | 8.9684 | 9.038
[20 empty] | 2020-03-07 19:00 | 1580 | 3 | 7 | 20 | 0 | 0 | 8.9057 | 10362.3 | 0 | 0 | 0 | 0 | 0 | 0 | -339.081 | 8.9684 | 10362.3 | 0 | 0 | 0 | 0 | 0 | 0 | -339.081 | 9.038 | 10362.3 | 0 | 0 | 0 | 0 | 0 | 0 | -339.081 | 8.9057 | 8.9684 | 9.038
[20 empty] | 2020-03-07 20:00 | 1581 | 3 | 7 | 21 | 0 | 0 | 8.9057 | 10509 | 0 | 0 | 0 | 0 | 0 | 0 | -474.465 | 8.9684 | 10509 | 0 | 0 | 0 | 0 | 0 | 0 | -474.465 | 9.038 | 10509 | 0 | 0 | 0 | 0 | 0 | 0 | -474.465 | 8.9057 | 8.9684 | 9.038
[20 empty] | 2020-03-07 21:00 | 1582 | 3 | 7 | 22 | 0 | 0 | 8.9057 | 10362.3 | 0 | 0 | 0 | 0 | 0 | 0 | -433.511 | 8.9684 | 10362.3 | 0 | 0 | 0 | 0 | 0 | 0 | -433.511 | 9.038 | 10362.3 | 0 | 0 | 0 | 0 | 0 | 0 | -433.511 | 8.9057 | 8.9684 | 9.038
[20 empty] | 2020-03-07 22:00 | 1583 | 3 | 7 | 23 | 0 | 0 | 8.9057 | 10362.3 | 0 | 0 | 0 | 0 | 0 | 0 | -494.929 | 8.9684 | 10362.3 | 0 | 0 | 0 | 0 | 0 | 0 | -494.929 | 9.038 | 10362.3 | 0 | 0 | 0 | 0 | 0 | 0 | -494.929 | 8.9057 | 8.9684 | 9.038
[20 empty] | 2020-03-07 23:00 | 1584 | 3 | 7 | 24 | 0 | 0 | 8.9057 | 10509 | 0 | 0 | 0 | 0 | 0 | 0 | -645.694 | 8.9684 | 10509 | 0 | 0 | 0 | 0 | 0 | 0 | -645.694 | 9.038 | 10509 | 0 | 0 | 0 | 0 | 0 | 0 | -645.694 | 8.9057 | 8.9684 | 9.038
[20 empty] | 2020-03-08 | 1585 | 3 | 8 | 1 | 0 | 0 | 8.5004 | 10655.6 | 0 | 0 | 0 | 0 | 0 | 0 | -789.404 | 8.5631 | 10655.6 | 0 | 0 | 0 | 0 | 0 | 0 | -789.404 | 8.6326 | 10655.6 | 0 | 0 | 0 | 0 | 0 | 0 | -789.404 | 8.5004 | 8.5631 | 8.6326
[20 empty] | 2020-03-08 01:00 | 1586 | 3 | 8 | 2 | 0 | 0 | 8.5004 | 10655.6 | 0 | 0 | 0 | 0 | 0 | 0 | -852.218 | 8.5631 | 10655.6 | 0 | 0 | 0 | 0 | 0 | 0 | -852.218 | 8.6326 | 10655.6 | 0 | 0 | 0 | 0 | 0 | 0 | -852.218 | 8.5004 | 8.5631 | 8.6326
[20 empty] | 2020-03-08 02:00 | 1587 | 3 | 8 | 3 | 0 | 0 | 8.5004 | 10875.6 | 0 | 0 | 0 | 0 | 0 | 0 | -1065.5 | 8.5631 | 10875.6 | 0 | 0 | 0 | 0 | 0 | 0 | -1065.5 | 8.6326 | 10875.6 | 0 | 0 | 0 | 0 | 0 | 0 | -1065.5 | 8.5004 | 8.5631 | 8.6326
[20 empty] | 2020-03-08 03:00 | 1588 | 3 | 8 | 4 | 0 | 0 | 8.5004 | 11022.3 | 0 | 0 | 0 | 0 | 0 | 0 | -1366.63 | 8.5631 | 11022.3 | 0 | 0 | 0 | 0 | 0 | 0 | -1366.63 | 8.6326 | 11022.3 | 0 | 0 | 0 | 0 | 0 | 0 | -1366.63 | 8.5004 | 8.5631 | 8.6326
[20 empty] | 2020-03-08 04:00 | 1589 | 3 | 8 | 5 | 0 | 0 | 36.9696 | 895998 | 16.1852 | 55.2239 | 0 | 884976 | 884.976 | 123678 | -756869 | 40.1726 | 946275 | 18.1086 | 61.7865 | 0 | 935253 | 935.253 | 138375 | -800874 | 43.6838 | 993918 | 20.2155 | 68.9753 | 0 | 982895 | 982.895 | 154475 | -841243 | 36.9696 | 40.1726 | 43.6838
[20 empty] | 2020-03-08 05:00 | 1590 | 3 | 8 | 6 | 0 | 0 | 42.4517 | 815893 | 20.0226 | 68.3171 | 0 | 805384 | 805.384 | 153001 | -717362 | 46.3072 | 849671 | 22.6087 | 77.1409 | 0 | 839162 | 839.162 | 172762 | -746326 | 50.508 | 878966 | 25.4172 | 86.7235 | 0 | 868457 | 868.457 | 194223 | -770098 | 42.4517 | 46.3072 | 50.508
[20 empty] | 2020-03-08 06:00 | 1591 | 3 | 8 | 7 | 0 | 0 | 45.3167 | 815603 | 20.7373 | 70.7557 | 0 | 782879 | 782.879 | 158462 | -689112 | 49.1233 | 840300 | 23.2865 | 79.4535 | 0 | 807576 | 807.576 | 177942 | -708708 | 53.2835 | 866443 | 26.0671 | 88.9409 | 0 | 833718 | 833.718 | 199189 | -729438 | 45.3167 | 49.1233 | 53.2835
[20 empty] | 2020-03-08 07:00 | 1592 | 3 | 8 | 8 | 25454.046 | 25.454 | 97.6871 | 845777 | 0.95422 | 3.2558 | 0 | 763344 | 763.344 | 7291.6 | -666448 | 98.5828 | 871063 | 1.0586 | 3.612 | 0 | 788629 | 788.629 | 8089.39 | -686721 | 99.6318 | 899498 | 1.1744 | 4.0071 | 0 | 817064 | 817.064 | 8974.05 | -709383 | 72.2331 | 73.1288 | 74.1778
[20 empty] | 2020-03-08 08:00 | 1593 | 3 | 8 | 9 | 45271.997 | 45.272 | 128.052 | 836127 | 5.1707 | 17.6423 | 0 | 754427 | 754.427 | 39511 | -657695 | 129.2 | 853013 | 5.5513 | 18.9412 | 0 | 771313 | 771.313 | 42420 | -669523 | 130.673 | 871484 | 5.974 | 20.3834 | 0 | 789784 | 789.784 | 45650 | -682453 | 82.78 | 83.928 | 85.401
[20 empty] | 2020-03-08 09:00 | 1594 | 3 | 8 | 10 | 62802.408 | 62.8024 | 137.061 | 738298 | 7.8139 | 26.6611 | 0 | 681529 | 681.529 | 59709.3 | -584960 | 138.672 | 749197 | 8.3842 | 28.607 | 0 | 692427 | 692.427 | 64067.2 | -591440 | 140.543 | 761133 | 8.992 | 30.6806 | 0 | 704364 | 704.364 | 68711.1 | -598660 | 74.2586 | 75.8696 | 77.7406
[20 empty] | 2020-03-08 10:00 | 1595 | 3 | 8 | 11 | 65560.055 | 65.5601 | 136.919 | 687717 | 7.3414 | 25.0488 | 0 | 630947 | 630.947 | 56098.5 | -536081 | 138.508 | 693623 | 7.9063 | 26.9764 | 0 | 636854 | 636.854 | 60415.5 | -537995 | 140.404 | 701932 | 8.52 | 29.0704 | 0 | 645162 | 645.162 | 65105 | -542167 | 71.3589 | 72.9479 | 74.8439
[20 empty] | 2020-03-08 11:00 | 1596 | 3 | 8 | 12 | 110070.541 | 110.0705 | 121.402 | 725170 | 11.7689 | 40.1555 | 0 | 598512 | 598.512 | 89930.9 | -504803 | 123.47 | 727796 | 12.6495 | 43.1601 | 0 | 601137 | 601.137 | 96660.2 | -504296 | 125.835 | 732505 | 13.6407 | 46.5421 | 0 | 605846 | 605.846 | 104234 | -505501 | 11.3315 | 13.3995 | 15.7645
[20 empty] | 2020-03-08 12:00 | 1597 | 3 | 8 | 13 | 193780.011 | 193.78 | 149.167 | 636155 | 16.1764 | 55.1939 | 0 | 509496 | 509.496 | 123610 | -421883 | 151.577 | 632392 | 17.3886 | 59.3299 | 0 | 505733 | 505.733 | 132873 | -415852 | 154.31 | 630071 | 18.7532 | 63.9859 | 0 | 503412 | 503.412 | 143300 | -411186 | -44.613 | -42.203 | -39.47
[20 empty] | 2020-03-08 13:00 | 1598 | 3 | 8 | 14 | 32090.403 | 32.0904 | 100.785 | 581875 | 16.1341 | 55.0495 | 0 | 492068 | 492.068 | 123287 | -405646 | 103.166 | 577809 | 17.3431 | 59.1747 | 0 | 488002 | 488.002 | 132526 | -399605 | 105.84 | 573632 | 18.6855 | 63.7549 | 0 | 483825 | 483.825 | 142784 | -393310 | 68.6946 | 71.0756 | 73.7496
[20 empty] | 2020-03-08 14:00 | 1599 | 3 | 8 | 15 | 35314.257 | 35.3143 | 93.9529 | 521480 | 13.906 | 47.4473 | 0 | 464931 | 464.931 | 106261 | -380775 | 96.001 | 514982 | 14.9479 | 51.0022 | 0 | 458432 | 458.432 | 114223 | -372618 | 98.4718 | 509514 | 16.1048 | 54.9496 | 0 | 452965 | 452.965 | 123063 | -365441 | 58.6386 | 60.6867 | 63.1575
[20 empty] | 2020-03-08 15:00 | 1600 | 3 | 8 | 16 | 6050.127 | 6.0501 | 74.6122 | 539513 | 7.302 | 24.9144 | 0 | 482744 | 482.744 | 55797.4 | -397040 | 76.0223 | 537354 | 7.8488 | 26.78 | 0 | 480585 | 480.585 | 59975.5 | -392861 | 77.6531 | 536492 | 8.4559 | 28.8515 | 0 | 479723 | 479.723 | 64614.8 | -389921 | 68.5621 | 69.9722 | 71.603
[20 empty] | 2020-03-08 16:00 | 1601 | 3 | 8 | 17 | 10715.415 | 10.7154 | 75.8167 | 493026 | 7.3214 | 24.9805 | 0 | 461109 | 461.109 | 55945.5 | -377288 | 76.8622 | 492837 | 7.8687 | 26.848 | 0 | 460920 | 460.92 | 60128 | -375288 | 78.2594 | 494238 | 8.4765 | 28.9217 | 0 | 462320 | 462.32 | 64772.2 | -374508 | 65.1013 | 66.1468 | 67.544
[20 empty] | 2020-03-08 17:00 | 1602 | 3 | 8 | 18 | 0 | 0 | 14.694 | 32357.6 | 0 | 0 | 0 | 0 | 0 | 0 | 0 | 14.694 | 32357.6 | 0 | 0 | 0 | 0 | 0 | 0 | 0 | 14.694 | 32357.6 | 0 | 0 | 0 | 0 | 0 | 0 | 0 | 14.694 | 14.694 | 14.694
[20 empty] | 2020-03-08 18:00 | 1603 | 3 | 8 | 19 | 0 | 0 | 13.7827 | 32430.9 | 0 | 0 | 0 | 0 | 0 | 0 | 0 | 13.7827 | 32430.9 | 0 | 0 | 0 | 0 | 0 | 0 | 0 | 13.7827 | 32430.9 | 0 | 0 | 0 | 0 | 0 | 0 | 0 | 13.7827 | 13.7827 | 13.7827
[20 empty] | 2020-03-08 19:00 | 1604 | 3 | 8 | 20 | 0 | 0 | 10.3847 | 32430.9 | 0 | 0 | 0 | 0 | 0 | 0 | 0 | 10.3847 | 32430.9 | 0 | 0 | 0 | 0 | 0 | 0 | 0 | 10.3847 | 32430.9 | 0 | 0 | 0 | 0 | 0 | 0 | 0 | 10.3847 | 10.3847 | 10.3847
[20 empty] | 2020-03-08 20:00 | 1605 | 3 | 8 | 21 | 0 | 0 | 8.8655 | 10069 | 0 | 0 | 0 | 0 | 0 | 0 | 0 | 8.8655 | 10069 | 0 | 0 | 0 | 0 | 0 | 0 | 0 | 8.8655 | 10069 | 0 | 0 | 0 | 0 | 0 | 0 | 0 | 8.8655 | 8.8655 | 8.8655
[20 empty] | 2020-03-08 21:00 | 1606 | 3 | 8 | 22 | 0 | 0 | 7.3463 | 10142.3 | 0 | 0 | 0 | 0 | 0 | 0 | 0 | 7.3463 | 10142.3 | 0 | 0 | 0 | 0 | 0 | 0 | 0 | 7.3463 | 10142.3 | 0 | 0 | 0 | 0 | 0 | 0 | 0 | 7.3463 | 7.3463 | 7.3463
[20 empty] | 2020-03-08 22:00 | 1607 | 3 | 8 | 23 | 0 | 0 | 7.3463 | 10142.3 | 0 | 0 | 0 | 0 | 0 | 0 | 0 | 7.3463 | 10142.3 | 0 | 0 | 0 | 0 | 0 | 0 | 0 | 7.3463 | 10142.3 | 0 | 0 | 0 | 0 | 0 | 0 | 0 | 7.3463 | 7.3463 | 7.3463
[20 empty] | 2020-03-08 23:00 | 1608 | 3 | 8 | 24 | 0 | 0 | 7.3463 | 10362.3 | 0 | 0 | 0 | 0 | 0 | 0 | 0 | 7.3463 | 10362.3 | 0 | 0 | 0 | 0 | 0 | 0 | 0 | 7.3463 | 10362.3 | 0 | 0 | 0 | 0 | 0 | 0 | 0 | 7.3463 | 7.3463 | 7.3463
[20 empty] | 2020-03-09 | 1609 | 3 | 9 | 1 | 0 | 0 | 7.3463 | 10362.3 | 0 | 0 | 0 | 0 | 0 | 0 | 0 | 7.3463 | 10362.3 | 0 | 0 | 0 | 0 | 0 | 0 | 0 | 7.3463 | 10362.3 | 0 | 0 | 0 | 0 | 0 | 0 | 0 | 7.3463 | 7.3463 | 7.3463
[20 empty] | 2020-03-09 01:00 | 1610 | 3 | 9 | 2 | 0 | 0 | 7.3463 | 10362.3 | 0 | 0 | 0 | 0 | 0 | 0 | 0 | 7.3463 | 10362.3 | 0 | 0 | 0 | 0 | 0 | 0 | 0 | 7.3463 | 10362.3 | 0 | 0 | 0 | 0 | 0 | 0 | 0 | 7.3463 | 7.3463 | 7.3463
[20 empty] | 2020-03-09 02:00 | 1611 | 3 | 9 | 3 | 0 | 0 | 7.3463 | 10655.6 | 0 | 0 | 0 | 0 | 0 | 0 | 0 | 7.3463 | 10655.6 | 0 | 0 | 0 | 0 | 0 | 0 | 0 | 7.3463 | 10655.6 | 0 | 0 | 0 | 0 | 0 | 0 | 0 | 7.3463 | 7.3463 | 7.3463
[20 empty] | 2020-03-09 03:00 | 1612 | 3 | 9 | 4 | 0 | 0 | 7.3463 | 10582.3 | 0 | 0 | 0 | 0 | 0 | 0 | 0 | 7.3463 | 10582.3 | 0 | 0 | 0 | 0 | 0 | 0 | 0 | 7.3463 | 10582.3 | 0 | 0 | 0 | 0 | 0 | 0 | 0 | 7.3463 | 7.3463 | 7.3463
[20 empty] | 2020-03-09 04:00 | 1613 | 3 | 9 | 5 | 0 | 0 | 41.363 | 689328 | 21.0411 | 71.7922 | 0 | 678746 | 678.746 | 160783 | -510146 | 44.7829 | 718901 | 23.2121 | 79.1997 | 0 | 708319 | 708.319 | 177373 | -530998 | 48.717 | 752028 | 25.6912 | 87.6584 | 0 | 741445 | 741.445 | 196317 | -554503 | 41.363 | 44.7829 | 48.717
[20 empty] | 2020-03-09 05:00 | 1614 | 3 | 9 | 6 | 0 | 0 | 44.0588 | 554555 | 22.4992 | 76.7673 | 0 | 543899 | 543.899 | 171926 | -452247 | 41.5037 | 568094 | 20.7989 | 70.9658 | 0 | 557438 | 557.438 | 158933 | -462117 | 45.0706 | 591949 | 23.1511 | 78.9916 | 0 | 581293 | 581.293 | 176907 | -481093 | 44.0588 | 41.5037 | 45.0706
[20 empty] | 2020-03-09 06:00 | 1615 | 3 | 9 | 7 | 736.737 | 0.73674 | 40.6836 | 545305 | 18.8646 | 64.366 | 0 | 512287 | 512.287 | 144152 | -424388 | 50.1003 | 574869 | 25.1538 | 85.8248 | 0 | 541851 | 541.851 | 192210 | -448738 | 54.4249 | 600008 | 28.0212 | 95.6083 | 0 | 566990 | 566.99 | 214121 | -469120 | 39.9469 | 49.3636 | 53.6882
[20 empty] | 2020-03-09 07:00 | 1616 | 3 | 9 | 8 | 54413.02 | 54.413 | 94.5606 | 581198 | 0.92829 | 3.1673 | 0 | 498471 | 498.471 | 7093.43 | -411302 | 95.3831 | 608883 | 1.0327 | 3.5234 | 0 | 526156 | 526.156 | 7890.87 | -434423 | 96.3947 | 640223 | 1.1484 | 3.9183 | 0 | 557496 | 557.496 | 8775.21 | -460396 | 40.1476 | 40.9701 | 41.9817
[20 empty] | 2020-03-09 08:00 | 1617 | 3 | 9 | 9 | 11848.143 | 11.8481 | 130.067 | 651919 | 1.1101 | 3.7876 | 0 | 569191 | 569.191 | 8482.47 | -476106 | 130.641 | 682295 | 1.2192 | 4.16 | 0 | 599568 | 599.568 | 9316.67 | -501522 | 131.344 | 717032 | 1.3405 | 4.5737 | 0 | 634305 | 634.305 | 10243.1 | -530745 | 118.2189 | 118.7929 | 119.4959
[20 empty] | 2020-03-09 09:00 | 1618 | 3 | 9 | 10 | 4595.68 | 4.5957 | 136.679 | 560292 | 1.2853 | 4.3855 | 0 | 502422 | 502.422 | 9821.64 | -414812 | 137.093 | 588985 | 1.4158 | 4.8307 | 0 | 531115 | 531.115 | 10818.7 | -438619 | 137.588 | 622152 | 1.5387 | 5.2501 | 0 | 564282 | 564.282 | 11758 | -466245 | 132.0833 | 132.4973 | 132.9923
[20 empty] | 2020-03-09 10:00 | 1619 | 3 | 9 | 11 | 15602.27 | 15.6023 | 137.194 | 534189 | 1.2799 | 4.3669 | 0 | 476319 | 476.319 | 9780 | -390908 | 137.359 | 563461 | 1.3889 | 4.7388 | 0 | 505592 | 505.592 | 10612.9 | -415491 | 137.79 | 596981 | 1.5091 | 5.149 | 0 | 539111 | 539.111 | 11531.6 | -443696 | 121.5917 | 121.7567 | 122.1877
[20 empty] | 2020-03-09 11:00 | 1620 | 3 | 9 | 12 | 22419.867 | 22.4199 | 114.892 | 606062 | 1.0607 | 3.6192 | 0 | 479403 | 479.403 | 8105.38 | -392679 | 114.952 | 637490 | 1.1688 | 3.9878 | 0 | 510831 | 510.831 | 8930.93 | -418944 | 115.544 | 673059 | 1.3116 | 4.4751 | 0 | 546400 | 546.4 | 10022.2 | -448749 | 92.4721 | 92.5321 | 93.1241
[20 empty] | 2020-03-09 12:00 | 1621 | 3 | 9 | 13 | 38343.509 | 38.3435 | 135.642 | 548261 | 1.0099 | 3.4458 | 0 | 421602 | 421.602 | 7717.03 | -341435 | 136.233 | 578420 | 1.1177 | 3.8136 | 0 | 451761 | 451.761 | 8540.84 | -366517 | 137.28 | 612561 | 1.2375 | 4.2224 | 0 | 485902 | 485.902 | 9456.33 | -394964 | 97.2985 | 97.8895 | 98.9365
[20 empty] | 2020-03-09 13:00 | 1622 | 3 | 9 | 14 | 32692.351 | 32.6924 | 86.7636 | 532598 | 1.0092 | 3.4433 | 0 | 438607 | 438.607 | 7711.42 | -355437 | 87.6146 | 564066 | 1.1169 | 3.8108 | 0 | 470076 | 470.076 | 8534.63 | -381701 | 88.6901 | 599792 | 1.2366 | 4.2193 | 0 | 505801 | 505.801 | 9449.47 | -411584 | 54.0712 | 54.9222 | 55.9977
[20 empty] | 2020-03-09 14:00 | 1623 | 3 | 9 | 15 | 52872.655 | 52.8727 | 81.5288 | 504883 | 1.0099 | 3.4457 | 0 | 446940 | 446.94 | 7716.99 | -365853 | 82.3455 | 535289 | 1.1177 | 3.8136 | 0 | 477346 | 477.346 | 8540.79 | -391316 | 83.408 | 569703 | 1.2375 | 4.2224 | 0 | 511760 | 511.76 | 9456.32 | -420186 | 28.6561 | 29.4728 | 30.5353
[20 empty] | 2020-03-09 15:00 | 1624 | 3 | 9 | 16 | 10230.039 | 10.23 | 69.1463 | 543416 | 1.2118 | 4.1347 | 0 | 485473 | 485.473 | 9259.96 | -399308 | 70.1582 | 574527 | 1.3195 | 4.5023 | 0 | 516584 | 516.584 | 10083.1 | -425439 | 71.3285 | 609712 | 1.4393 | 4.9108 | 0 | 551769 | 551.769 | 10998 | -455035 | 58.9163 | 59.9282 | 61.0985
[20 empty] | 2020-03-09 16:00 | 1625 | 3 | 9 | 17 | 68943.488 | 68.9435 | 66.4588 | 527701 | 1.2278 | 4.1894 | 0 | 494537 | 494.537 | 9382.34 | -406176 | 67.6103 | 557569 | 1.3579 | 4.633 | 0 | 524405 | 524.405 | 10375.8 | -431043 | 69.3171 | 591419 | 1.522 | 5.1932 | 0 | 558254 | 558.254 | 11630.5 | -459299 | -2.4847 | -1.3332 | 0.37361
[20 empty] | 2020-03-09 17:00 | 1626 | 3 | 9 | 18 | 5656.574 | 5.6566 | 14.694 | 33311 | 0 | 0 | 0 | 0 | 0 | 0 | 0 | 14.694 | 33311 | 0 | 0 | 0 | 0 | 0 | 0 | 0 | 14.694 | 33311 | 0 | 0 | 0 | 0 | 0 | 0 | 0 | 9.0374 | 9.0374 | 9.0374
[20 empty] | 2020-03-09 18:00 | 1627 | 3 | 9 | 19 | 0 | 0 | 13.7827 | 33384.4 | 0 | 0 | 0 | 0 | 0 | 0 | 0 | 13.7827 | 33384.4 | 0 | 0 | 0 | 0 | 0 | 0 | 0 | 13.7827 | 33384.4 | 0 | 0 | 0 | 0 | 0 | 0 | 0 | 13.7827 | 13.7827 | 13.7827
[20 empty] | 2020-03-09 19:00 | 1628 | 3 | 9 | 20 | 0 | 0 | 10.3847 | 33384.4 | 0 | 0 | 0 | 0 | 0 | 0 | 0 | 10.3847 | 33384.4 | 0 | 0 | 0 | 0 | 0 | 0 | 0 | 10.3847 | 33384.4 | 0 | 0 | 0 | 0 | 0 | 0 | 0 | 10.3847 | 10.3847 | 10.3847
[20 empty] | 2020-03-09 20:00 | 1629 | 3 | 9 | 21 | 0 | 0 | 8.8655 | 11095.6 | 0 | 0 | 0 | 0 | 0 | 0 | 0 | 8.8655 | 11095.6 | 0 | 0 | 0 | 0 | 0 | 0 | 0 | 8.8655 | 11095.6 | 0 | 0 | 0 | 0 | 0 | 0 | 0 | 8.8655 | 8.8655 | 8.8655
[20 empty] | 2020-03-09 21:00 | 1630 | 3 | 9 | 22 | 0 | 0 | 7.3463 | 11095.6 | 0 | 0 | 0 | 0 | 0 | 0 | 0 | 7.3463 | 11095.6 | 0 | 0 | 0 | 0 | 0 | 0 | 0 | 7.3463 | 11095.6 | 0 | 0 | 0 | 0 | 0 | 0 | 0 | 7.3463 | 7.3463 | 7.3463
[20 empty] | 2020-03-09 22:00 | 1631 | 3 | 9 | 23 | 0 | 0 | 7.3463 | 11095.6 | 0 | 0 | 0 | 0 | 0 | 0 | 0 | 7.3463 | 11095.6 | 0 | 0 | 0 | 0 | 0 | 0 | 0 | 7.3463 | 11095.6 | 0 | 0 | 0 | 0 | 0 | 0 | 0 | 7.3463 | 7.3463 | 7.3463
[20 empty] | 2020-03-09 23:00 | 1632 | 3 | 9 | 24 | 0 | 0 | 7.3463 | 11095.6 | 0 | 0 | 0 | 0 | 0 | 0 | 0 | 7.3463 | 11095.6 | 0 | 0 | 0 | 0 | 0 | 0 | 0 | 7.3463 | 11095.6 | 0 | 0 | 0 | 0 | 0 | 0 | 0 | 7.3463 | 7.3463 | 7.3463
[20 empty] | 2020-03-10 | 1633 | 3 | 10 | 1 | 0 | 0 | 7.3463 | 11168.9 | 0 | 0 | 0 | 0 | 0 | 0 | 0 | 7.3463 | 11168.9 | 0 | 0 | 0 | 0 | 0 | 0 | 0 | 7.3463 | 11168.9 | 0 | 0 | 0 | 0 | 0 | 0 | 0 | 7.3463 | 7.3463 | 7.3463
[20 empty] | 2020-03-10 01:00 | 1634 | 3 | 10 | 2 | 0 | 0 | 7.3463 | 11168.9 | 0 | 0 | 0 | 0 | 0 | 0 | 0 | 7.3463 | 11168.9 | 0 | 0 | 0 | 0 | 0 | 0 | 0 | 7.3463 | 11168.9 | 0 | 0 | 0 | 0 | 0 | 0 | 0 | 7.3463 | 7.3463 | 7.3463
[20 empty] | 2020-03-10 02:00 | 1635 | 3 | 10 | 3 | 0 | 0 | 7.3463 | 11168.9 | 0 | 0 | 0 | 0 | 0 | 0 | 0 | 7.3463 | 11168.9 | 0 | 0 | 0 | 0 | 0 | 0 | 0 | 7.3463 | 11168.9 | 0 | 0 | 0 | 0 | 0 | 0 | 0 | 7.3463 | 7.3463 | 7.3463
[20 empty] | 2020-03-10 03:00 | 1636 | 3 | 10 | 4 | 0 | 0 | 7.3463 | 11168.9 | 0 | 0 | 0 | 0 | 0 | 0 | 0 | 7.3463 | 11168.9 | 0 | 0 | 0 | 0 | 0 | 0 | 0 | 7.3463 | 11168.9 | 0 | 0 | 0 | 0 | 0 | 0 | 0 | 7.3463 | 7.3463 | 7.3463
[20 empty] | 2020-03-10 04:00 | 1637 | 3 | 10 | 5 | 0 | 0 | 41.1577 | 724988 | 20.9652 | 71.5333 | 0 | 713819 | 713.819 | 160203 | -540850 | 44.2639 | 770460 | 22.7842 | 77.7397 | 0 | 759292 | 759.292 | 174103 | -577074 | 47.7535 | 821148 | 24.8647 | 84.8384 | 0 | 809979 | 809.979 | 190001 | -617475 | 41.1577 | 44.2639 | 47.7535
[20 empty] | 2020-03-10 05:00 | 1638 | 3 | 10 | 6 | 0 | 0 | 18.8611 | 557725 | 5.675 | 19.363 | 0 | 546262 | 546.262 | 43364.7 | -450207 | 19.7389 | 589387 | 6.2109 | 21.1917 | 0 | 577925 | 577.925 | 47460.2 | -476583 | 32.4427 | 642712 | 14.7646 | 50.3768 | 0 | 631250 | 631.25 | 112822 | -522791 | 18.8611 | 19.7389 | 32.4427
[20 empty] | 2020-03-10 06:00 | 1639 | 3 | 10 | 7 | 0 | 0 | 21.0337 | 547417 | 5.6953 | 19.4322 | 0 | 513666 | 513.666 | 43519.8 | -426445 | 21.9105 | 577037 | 6.2313 | 21.2611 | 0 | 543286 | 543.286 | 47615.6 | -451266 | 22.9199 | 611741 | 6.8481 | 23.3658 | 0 | 577990 | 577.99 | 52329.2 | -480597 | 21.0337 | 21.9105 | 22.9199
[20 empty] | 2020-03-10 07:00 | 1640 | 3 | 10 | 8 | 23213.433 | 23.2134 | 94.5194 | 656308 | 0.88192 | 3.0091 | 0 | 572847 | 572.847 | 6739.08 | -479462 | 95.4521 | 703359 | 1.0085 | 3.441 | 0 | 619898 | 619.898 | 7706.42 | -520464 | 96.5066 | 756239 | 1.1287 | 3.8513 | 0 | 672778 | 672.778 | 8625.26 | -566664 | 71.306 | 72.2387 | 73.2932
[20 empty] | 2020-03-10 08:00 | 1641 | 3 | 10 | 9 | 143937.958 | 143.938 | 122.542 | 699130 | 1.0171 | 3.4703 | 0 | 616036 | 616.036 | 7771.96 | -527723 | 123.687 | 740590 | 1.1463 | 3.9112 | 0 | 657496 | 657.496 | 8759.37 | -564274 | 125.242 | 787126 | 1.3113 | 4.4742 | 0 | 704032 | 704.032 | 10020.3 | -605358 | -21.396 | -20.251 | -18.696
[20 empty] | 2020-03-10 09:00 | 1642 | 3 | 10 | 10 | 204126.662 | 204.1267 | 130.09 | 573981 | 1.2125 | 4.1369 | 0 | 515891 | 515.891 | 9264.8 | -430159 | 131.03 | 606720 | 1.3202 | 4.5047 | 0 | 548630 | 548.63 | 10088.4 | -458079 | 132.35 | 643583 | 1.4472 | 4.9379 | 0 | 585494 | 585.494 | 11058.9 | -489547 | -74.0367 | -73.0967 | -71.7767
[20 empty] | 2020-03-10 10:00 | 1643 | 3 | 10 | 11 | 196938.688 | 196.9387 | 130.617 | 542351 | 1.1972 | 4.0847 | 0 | 484261 | 484.261 | 9148.07 | -398201 | 131.826 | 571822 | 1.305 | 4.4526 | 0 | 513732 | 513.732 | 9971.84 | -422740 | 133.303 | 604955 | 1.4248 | 4.8613 | 0 | 546866 | 546.866 | 10887.3 | -450369 | -66.3217 | -65.1127 | -63.6357
[20 empty] | 2020-03-10 11:00 | 1644 | 3 | 10 | 12 | 260278.167 | 260.2782 | 109.822 | 592794 | 1.0106 | 3.4482 | 0 | 466135 | 466.135 | 7722.4 | -381697 | 111.087 | 619065 | 1.1185 | 3.8163 | 0 | 492406 | 492.406 | 8546.81 | -403331 | 112.574 | 648649 | 1.2384 | 4.2254 | 0 | 521991 | 521.991 | 9462.92 | -427744 | -150.4562 | -149.1912 | -147.7042
[20 empty] | 2020-03-10 12:00 | 1645 | 3 | 10 | 13 | 189518.46 | 189.5185 | 133.168 | 528981 | 1.0083 | 3.4402 | 0 | 402322 | 402.322 | 7704.61 | -322517 | 134.508 | 551461 | 1.1177 | 3.8135 | 0 | 424802 | 424.802 | 8540.59 | -340549 | 135.995 | 577257 | 1.2375 | 4.2223 | 0 | 450598 | 450.598 | 9456.07 | -361278 | -56.3505 | -55.0105 | -53.5235
[20 empty] | 2020-03-10 13:00 | 1646 | 3 | 10 | 14 | 157687.196 | 157.6872 | 84.7778 | 493904 | 1.0083 | 3.4402 | 0 | 399418 | 399.418 | 7704.62 | -321837 | 86.1081 | 514003 | 1.116 | 3.808 | 0 | 419517 | 419.517 | 8528.22 | -337957 | 87.6152 | 537292 | 1.2358 | 4.2167 | 0 | 442806 | 442.806 | 9443.55 | -356685 | -72.9094 | -71.5791 | -70.072
[20 empty] | 2020-03-10 14:00 | 1647 | 3 | 10 | 15 | 65988.244 | 65.9882 | 80.1177 | 515244 | 1.0083 | 3.4402 | 0 | 456861 | 456.861 | 7704.62 | -368877 | 81.4197 | 540497 | 1.1161 | 3.808 | 0 | 482114 | 482.114 | 8528.24 | -389383 | 82.9049 | 569403 | 1.2358 | 4.2167 | 0 | 511019 | 511.019 | 9443.56 | -412936 | 14.1295 | 15.4315 | 16.9167
[20 empty] | 2020-03-10 15:00 | 1648 | 3 | 10 | 16 | 45767.004 | 45.767 | 68.0231 | 544751 | 1.208 | 4.1216 | 0 | 486441 | 486.441 | 9230.63 | -401720 | 69.1558 | 571453 | 1.3158 | 4.4894 | 0 | 513144 | 513.144 | 10054.2 | -423902 | 70.6152 | 601612 | 1.4372 | 4.9037 | 0 | 543302 | 543.302 | 10982.1 | -448993 | 22.2561 | 23.3888 | 24.8482
[20 empty] | 2020-03-10 16:00 | 1649 | 3 | 10 | 17 | 4746.097 | 4.7461 | 68.5376 | 530672 | 1.218 | 4.1559 | 0 | 497214 | 497.214 | 9307.36 | -410088 | 68.992 | 560868 | 1.3258 | 4.5237 | 0 | 527410 | 527.41 | 10131.2 | -435362 | 69.7911 | 594640 | 1.4456 | 4.9325 | 0 | 561182 | 561.182 | 11046.6 | -463655 | 63.7915 | 64.2459 | 65.045
[20 empty] | 2020-03-10 17:00 | 1650 | 3 | 10 | 18 | 0 | 0 | 14.694 | 33531.1 | 0 | 0 | 0 | 0 | 0 | 0 | 0 | 14.694 | 33531.1 | 0 | 0 | 0 | 0 | 0 | 0 | 0 | 14.694 | 33531.1 | 0 | 0 | 0 | 0 | 0 | 0 | 0 | 14.694 | 14.694 | 14.694
[20 empty] | 2020-03-10 18:00 | 1651 | 3 | 10 | 19 | 0 | 0 | 13.7827 | 33531.1 | 0 | 0 | 0 | 0 | 0 | 0 | 0 | 13.7827 | 33531.1 | 0 | 0 | 0 | 0 | 0 | 0 | 0 | 13.7827 | 33531.1 | 0 | 0 | 0 | 0 | 0 | 0 | 0 | 13.7827 | 13.7827 | 13.7827
[20 empty] | 2020-03-10 19:00 | 1652 | 3 | 10 | 20 | 0 | 0 | 10.3847 | 33531.1 | 0 | 0 | 0 | 0 | 0 | 0 | 0 | 10.3847 | 33531.1 | 0 | 0 | 0 | 0 | 0 | 0 | 0 | 10.3847 | 33531.1 | 0 | 0 | 0 | 0 | 0 | 0 | 0 | 10.3847 | 10.3847 | 10.3847
[20 empty] | 2020-03-10 20:00 | 1653 | 3 | 10 | 21 | 0 | 0 | 8.8655 | 11095.6 | 0 | 0 | 0 | 0 | 0 | 0 | 0 | 8.8655 | 11095.6 | 0 | 0 | 0 | 0 | 0 | 0 | 0 | 8.8655 | 11095.6 | 0 | 0 | 0 | 0 | 0 | 0 | 0 | 8.8655 | 8.8655 | 8.8655
[20 empty] | 2020-03-10 21:00 | 1654 | 3 | 10 | 22 | 0 | 0 | 7.3463 | 11095.6 | 0 | 0 | 0 | 0 | 0 | 0 | 0 | 7.3463 | 11095.6 | 0 | 0 | 0 | 0 | 0 | 0 | 0 | 7.3463 | 11095.6 | 0 | 0 | 0 | 0 | 0 | 0 | 0 | 7.3463 | 7.3463 | 7.3463
[20 empty] | 2020-03-10 22:00 | 1655 | 3 | 10 | 23 | 0 | 0 | 7.3463 | 11095.6 | 0 | 0 | 0 | 0 | 0 | 0 | 0 | 7.3463 | 11095.6 | 0 | 0 | 0 | 0 | 0 | 0 | 0 | 7.3463 | 11095.6 | 0 | 0 | 0 | 0 | 0 | 0 | 0 | 7.3463 | 7.3463 | 7.3463
[20 empty] | 2020-03-10 23:00 | 1656 | 3 | 10 | 24 | 0 | 0 | 7.3463 | 11022.3 | 0 | 0 | 0 | 0 | 0 | 0 | 0 | 7.3463 | 11022.3 | 0 | 0 | 0 | 0 | 0 | 0 | 0 | 7.3463 | 11022.3 | 0 | 0 | 0 | 0 | 0 | 0 | 0 | 7.3463 | 7.3463 | 7.3463
[20 empty] | 2020-03-11 | 1657 | 3 | 11 | 1 | 0 | 0 | 7.3463 | 11022.3 | 0 | 0 | 0 | 0 | 0 | 0 | 0 | 7.3463 | 11022.3 | 0 | 0 | 0 | 0 | 0 | 0 | 0 | 7.3463 | 11022.3 | 0 | 0 | 0 | 0 | 0 | 0 | 0 | 7.3463 | 7.3463 | 7.3463
[20 empty] | 2020-03-11 01:00 | 1658 | 3 | 11 | 2 | 0 | 0 | 7.3463 | 11022.3 | 0 | 0 | 0 | 0 | 0 | 0 | 0 | 7.3463 | 11022.3 | 0 | 0 | 0 | 0 | 0 | 0 | 0 | 7.3463 | 11022.3 | 0 | 0 | 0 | 0 | 0 | 0 | 0 | 7.3463 | 7.3463 | 7.3463
[20 empty] | 2020-03-11 02:00 | 1659 | 3 | 11 | 3 | 0 | 0 | 7.3463 | 10948.9 | 0 | 0 | 0 | 0 | 0 | 0 | 0 | 7.3463 | 10948.9 | 0 | 0 | 0 | 0 | 0 | 0 | 0 | 7.3463 | 10948.9 | 0 | 0 | 0 | 0 | 0 | 0 | 0 | 7.3463 | 7.3463 | 7.3463
[20 empty] | 2020-03-11 03:00 | 1660 | 3 | 11 | 4 | 0 | 0 | 7.3463 | 10875.6 | 0 | 0 | 0 | 0 | 0 | 0 | 0 | 7.3463 | 10875.6 | 0 | 0 | 0 | 0 | 0 | 0 | 0 | 7.3463 | 10875.6 | 0 | 0 | 0 | 0 | 0 | 0 | 0 | 7.3463 | 7.3463 | 7.3463
[20 empty] | 2020-03-11 04:00 | 1661 | 3 | 11 | 5 | 0 | 0 | 41.2596 | 684971 | 21.5441 | 73.5085 | 0 | 674095 | 674.095 | 164627 | -513201 | 44.9144 | 725649 | 23.8174 | 81.265 | 0 | 714774 | 714.774 | 181998 | -545381 | 48.9 | 770494 | 26.2787 | 89.6629 | 0 | 759619 | 759.619 | 200806 | -580765 | 41.2596 | 44.9144 | 48.9
[20 empty] | 2020-03-11 05:00 | 1662 | 3 | 11 | 6 | 0 | 0 | 19.0265 | 508274 | 5.8142 | 19.8381 | 0 | 497472 | 497.472 | 44428.7 | -412155 | 19.9046 | 533792 | 6.3533 | 21.6773 | 0 | 522990 | 522.99 | 48547.7 | -433228 | 20.9155 | 561695 | 6.9753 | 23.7997 | 0 | 550893 | 550.893 | 53301 | -456206 | 19.0265 | 19.9046 | 20.9155
[20 empty] | 2020-03-11 06:00 | 1663 | 3 | 11 | 7 | 0 | 0 | 21.1978 | 503797 | 5.8381 | 19.9197 | 0 | 470706 | 470.706 | 44611.4 | -387341 | 22.0765 | 527889 | 6.3784 | 21.7632 | 0 | 494798 | 494.798 | 48740.1 | -407068 | 23.0883 | 554322 | 7.0015 | 23.8893 | 0 | 521231 | 521.231 | 53501.7 | -428665 | 21.1978 | 22.0765 | 23.0883
[20 empty] | 2020-03-11 07:00 | 1664 | 3 | 11 | 8 | 14346.059 | 14.3461 | 96.7164 | 574167 | 0.81857 | 2.793 | 0 | 491366 | 491.366 | 6255.02 | -404513 | 97.719 | 612418 | 0.92161 | 3.1446 | 0 | 529618 | 529.618 | 7042.43 | -437066 | 98.866 | 654771 | 1.036 | 3.5347 | 0 | 571970 | 571.97 | 7916.3 | -473173 | 82.3703 | 83.3729 | 84.5199
[20 empty] | 2020-03-11 08:00 | 1665 | 3 | 11 | 9 | 2209.085 | 2.2091 | 122.591 | 628044 | 1.009 | 3.4428 | 0 | 545316 | 545.316 | 7710.5 | -455375 | 123.561 | 663748 | 1.1185 | 3.8164 | 0 | 581020 | 581.02 | 8547.1 | -486029 | 124.764 | 703378 | 1.2384 | 4.2255 | 0 | 620651 | 620.651 | 9463.23 | -520049 | 120.3819 | 121.3519 | 122.5549
[20 empty] | 2020-03-11 09:00 | 1666 | 3 | 11 | 10 | 9160.99 | 9.161 | 130.685 | 527558 | 1.1704 | 3.9933 | 0 | 469688 | 469.688 | 8943.31 | -385134 | 131.446 | 561914 | 1.278 | 4.3605 | 0 | 504044 | 504.044 | 9765.74 | -414142 | 132.455 | 600031 | 1.3977 | 4.7688 | 0 | 542161 | 542.161 | 10680.1 | -446370 | 121.524 | 122.285 | 123.294
[20 empty] | 2020-03-11 10:00 | 1667 | 3 | 11 | 11 | 12721.761 | 12.7218 | 131.692 | 500623 | 1.1702 | 3.9926 | 0 | 442753 | 442.753 | 8941.65 | -360465 | 132.447 | 533756 | 1.2778 | 4.3598 | 0 | 475886 | 475.886 | 9763.92 | -388314 | 133.579 | 570322 | 1.3974 | 4.7679 | 0 | 512452 | 512.452 | 10678.1 | -419045 | 118.9702 | 119.7252 | 120.8572
[20 empty] | 2020-03-11 11:00 | 1668 | 3 | 11 | 12 | 14513.179 | 14.5132 | 110.562 | 565044 | 0.98459 | 3.3594 | 0 | 438385 | 438.385 | 7523.64 | -356633 | 111.378 | 597488 | 1.0922 | 3.7264 | 0 | 470829 | 470.829 | 8345.65 | -383853 | 112.626 | 633181 | 1.2135 | 4.1404 | 0 | 506522 | 506.522 | 9272.69 | -413794 | 96.0488 | 96.8648 | 98.1128
[20 empty] | 2020-03-11 12:00 | 1669 | 3 | 11 | 13 | 34703.287 | 34.7033 | 135.676 | 503038 | 3.0361 | 10.3593 | 0 | 376379 | 376.379 | 23200.3 | -301897 | 136.806 | 533785 | 3.3643 | 11.4792 | 0 | 407126 | 407.126 | 25708.3 | -327115 | 138.542 | 567741 | 3.7817 | 12.9031 | 0 | 441082 | 441.082 | 28897.3 | -354978 | 100.9727 | 102.1027 | 103.8387
[20 empty] | 2020-03-11 13:00 | 1670 | 3 | 11 | 14 | 9846.992 | 9.847 | 87.0269 | 458541 | 2.2055 | 7.525 | 0 | 364983 | 364.983 | 16852.8 | -295466 | 88.1865 | 487195 | 2.4941 | 8.5099 | 0 | 393637 | 393.637 | 19058.5 | -319084 | 89.3981 | 518986 | 2.7706 | 9.4534 | 0 | 425428 | 425.428 | 21171.4 | -345276 | 77.1799 | 78.3395 | 79.5511
[20 empty] | 2020-03-11 14:00 | 1671 | 3 | 11 | 15 | 107151.804 | 107.1518 | 79.8708 | 430716 | 0.94056 | 3.2092 | 0 | 372993 | 372.993 | 7187.16 | -299264 | 81.1015 | 457034 | 1.0656 | 3.6357 | 0 | 399311 | 399.311 | 8142.45 | -320730 | 82.5343 | 486340 | 1.1853 | 4.0444 | 0 | 428617 | 428.617 | 9057.68 | -344624 | -27.281 | -26.0503 | -24.6175
[20 empty] | 2020-03-11 15:00 | 1672 | 3 | 11 | 16 | 101119.033 | 101.119 | 66.1057 | 421361 | 0.95998 | 3.2755 | 0 | 363931 | 363.931 | 7335.62 | -294516 | 67.368 | 441236 | 1.0671 | 3.641 | 0 | 383806 | 383.806 | 8154.33 | -310593 | 68.8475 | 463447 | 1.1871 | 4.0503 | 0 | 406017 | 406.017 | 9070.84 | -328562 | -35.0133 | -33.751 | -32.2715
[20 empty] | 2020-03-11 16:00 | 1673 | 3 | 11 | 17 | 23405.725 | 23.4057 | 64.4895 | 394822 | 0.95963 | 3.2743 | 0 | 362245 | 362.245 | 7332.94 | -290070 | 65.5186 | 414865 | 1.0667 | 3.6397 | 0 | 382288 | 382.288 | 8151.34 | -306169 | 66.9589 | 436983 | 1.1866 | 4.0488 | 0 | 404405 | 404.405 | 9067.54 | -323927 | 41.0838 | 42.1129 | 43.5532
[20 empty] | 2020-03-11 17:00 | 1674 | 3 | 11 | 18 | 1872.218 | 1.8722 | 14.694 | 32871 | 0 | 0 | 0 | 0 | 0 | 0 | 0 | 14.694 | 32871 | 0 | 0 | 0 | 0 | 0 | 0 | 0 | 14.694 | 32871 | 0 | 0 | 0 | 0 | 0 | 0 | 0 | 12.8218 | 12.8218 | 12.8218
[20 empty] | 2020-03-11 18:00 | 1675 | 3 | 11 | 19 | 0 | 0 | 13.7827 | 32577.6 | 0 | 0 | 0 | 0 | 0 | 0 | 0 | 13.7827 | 32577.6 | 0 | 0 | 0 | 0 | 0 | 0 | 0 | 13.7827 | 32577.6 | 0 | 0 | 0 | 0 | 0 | 0 | 0 | 13.7827 | 13.7827 | 13.7827
[20 empty] | 2020-03-11 19:00 | 1676 | 3 | 11 | 20 | 0 | 0 | 10.3847 | 32577.6 | 0 | 0 | 0 | 0 | 0 | 0 | 0 | 10.3847 | 32577.6 | 0 | 0 | 0 | 0 | 0 | 0 | 0 | 10.3847 | 32577.6 | 0 | 0 | 0 | 0 | 0 | 0 | 0 | 10.3847 | 10.3847 | 10.3847
[20 empty] | 2020-03-11 20:00 | 1677 | 3 | 11 | 21 | 0 | 0 | 8.8655 | 9922.34 | 0 | 0 | 0 | 0 | 0 | 0 | 0 | 8.8655 | 9922.34 | 0 | 0 | 0 | 0 | 0 | 0 | 0 | 8.8655 | 9922.34 | 0 | 0 | 0 | 0 | 0 | 0 | 0 | 8.8655 | 8.8655 | 8.8655
[20 empty] | 2020-03-11 21:00 | 1678 | 3 | 11 | 22 | 0 | 0 | 7.3463 | 9995.67 | 0 | 0 | 0 | 0 | 0 | 0 | 0 | 7.3463 | 9995.67 | 0 | 0 | 0 | 0 | 0 | 0 | 0 | 7.3463 | 9995.67 | 0 | 0 | 0 | 0 | 0 | 0 | 0 | 7.3463 | 7.3463 | 7.3463
[20 empty] | 2020-03-11 22:00 | 1679 | 3 | 11 | 23 | 0 | 0 | 7.3463 | 9995.67 | 0 | 0 | 0 | 0 | 0 | 0 | 0 | 7.3463 | 9995.67 | 0 | 0 | 0 | 0 | 0 | 0 | 0 | 7.3463 | 9995.67 | 0 | 0 | 0 | 0 | 0 | 0 | 0 | 7.3463 | 7.3463 | 7.3463
[20 empty] | 2020-03-11 23:00 | 1680 | 3 | 11 | 24 | 0 | 0 | 7.3463 | 10655.6 | 0 | 0 | 0 | 0 | 0 | 0 | 0 | 7.3463 | 10655.6 | 0 | 0 | 0 | 0 | 0 | 0 | 0 | 7.3463 | 10655.6 | 0 | 0 | 0 | 0 | 0 | 0 | 0 | 7.3463 | 7.3463 | 7.3463
[20 empty] | 2020-03-12 | 1681 | 3 | 12 | 1 | 0 | 0 | 7.3463 | 10948.9 | 0 | 0 | 0 | 0 | 0 | 0 | 0 | 7.3463 | 10948.9 | 0 | 0 | 0 | 0 | 0 | 0 | 0 | 7.3463 | 10948.9 | 0 | 0 | 0 | 0 | 0 | 0 | 0 | 7.3463 | 7.3463 | 7.3463
[20 empty] | 2020-03-12 01:00 | 1682 | 3 | 12 | 2 | 0 | 0 | 7.3463 | 10948.9 | 0 | 0 | 0 | 0 | 0 | 0 | 0 | 7.3463 | 10948.9 | 0 | 0 | 0 | 0 | 0 | 0 | 0 | 7.3463 | 10948.9 | 0 | 0 | 0 | 0 | 0 | 0 | 0 | 7.3463 | 7.3463 | 7.3463
[20 empty] | 2020-03-12 02:00 | 1683 | 3 | 12 | 3 | 0 | 0 | 7.3463 | 11242.2 | 0 | 0 | 0 | 0 | 0 | 0 | 0 | 7.3463 | 11242.2 | 0 | 0 | 0 | 0 | 0 | 0 | 0 | 7.3463 | 11242.2 | 0 | 0 | 0 | 0 | 0 | 0 | 0 | 7.3463 | 7.3463 | 7.3463
[20 empty] | 2020-03-12 03:00 | 1684 | 3 | 12 | 4 | 0 | 0 | 7.3463 | 11315.6 | 0 | 0 | 0 | 0 | 0 | 0 | 0 | 7.3463 | 11315.6 | 0 | 0 | 0 | 0 | 0 | 0 | 0 | 7.3463 | 11315.6 | 0 | 0 | 0 | 0 | 0 | 0 | 0 | 7.3463 | 7.3463 | 7.3463
[20 empty] | 2020-03-12 04:00 | 1685 | 3 | 12 | 5 | 0 | 0 | 41.146 | 653966 | 21.6397 | 73.8347 | 0 | 642650 | 642.65 | 165358 | -460733 | 44.5741 | 698716 | 23.761 | 81.0725 | 0 | 687401 | 687.401 | 181567 | -495610 | 48.213 | 747868 | 25.9958 | 88.6977 | 0 | 736552 | 736.552 | 198645 | -533826 | 41.146 | 44.5741 | 48.213
[20 empty] | 2020-03-12 05:00 | 1686 | 3 | 12 | 6 | 0 | 0 | 19.0452 | 485477 | 5.9396 | 20.2658 | 0 | 473869 | 473.869 | 45386.7 | -382630 | 19.9202 | 516870 | 6.4725 | 22.0843 | 0 | 505261 | 505.261 | 49459.2 | -408551 | 20.9275 | 551177 | 7.0879 | 24.1841 | 0 | 539568 | 539.568 | 54161.8 | -436822 | 19.0452 | 19.9202 | 20.9275
[20 empty] | 2020-03-12 06:00 | 1687 | 3 | 12 | 7 | 3148.347 | 3.1483 | 21.2058 | 483856 | 5.9434 | 20.2788 | 0 | 449885 | 449.885 | 45415.8 | -366464 | 22.0797 | 513052 | 6.4762 | 22.0969 | 0 | 479081 | 479.081 | 49487.4 | -390704 | 23.0854 | 544913 | 7.0911 | 24.1949 | 0 | 510942 | 510.942 | 54186.2 | -417126 | 18.0575 | 18.9314 | 19.9371
[20 empty] | 2020-03-12 07:00 | 1688 | 3 | 12 | 8 | 73195.115 | 73.1951 | 93.8796 | 608055 | 0.78476 | 2.6776 | 0 | 524374 | 524.374 | 5996.65 | -434527 | 94.6547 | 656610 | 0.88739 | 3.0278 | 0 | 572929 | 572.929 | 6780.89 | -476811 | 95.6171 | 709990 | 1.0029 | 3.422 | 0 | 626308 | 626.308 | 7663.76 | -523384 | 20.6845 | 21.4596 | 22.422
[20 empty] | 2020-03-12 08:00 | 1689 | 3 | 12 | 9 | 158208.803 | 158.2088 | 123.028 | 671846 | 0.98124 | 3.348 | 0 | 588385 | 588.385 | 7498.01 | -498422 | 123.874 | 716600 | 1.0905 | 3.7207 | 0 | 633139 | 633.139 | 8332.69 | -537895 | 124.999 | 765698 | 1.2108 | 4.1311 | 0 | 682237 | 682.237 | 9252 | -581162 | -35.1808 | -34.3348 | -33.2098
[20 empty] | 2020-03-12 09:00 | 1690 | 3 | 12 | 10 | 222124.825 | 222.1248 | 129.817 | 545506 | 1.1671 | 3.9822 | 0 | 487049 | 487.049 | 8918.49 | -403204 | 130.745 | 583259 | 1.2746 | 4.3489 | 0 | 524802 | 524.802 | 9739.74 | -435599 | 131.987 | 624729 | 1.3941 | 4.7568 | 0 | 566273 | 566.273 | 10653.1 | -471215 | -92.3078 | -91.3798 | -90.1378
[20 empty] | 2020-03-12 10:00 | 1691 | 3 | 12 | 11 | 224632.761 | 224.6328 | 130.433 | 524347 | 1.1592 | 3.9552 | 0 | 465891 | 465.891 | 8857.94 | -381120 | 131.593 | 559525 | 1.2667 | 4.3219 | 0 | 501069 | 501.069 | 9679.28 | -410846 | 133.029 | 598053 | 1.3862 | 4.7297 | 0 | 539596 | 539.596 | 10592.6 | -443430 | -94.1998 | -93.0398 | -91.6038
[20 empty] | 2020-03-12 11:00 | 1692 | 3 | 12 | 12 | 286366.465 | 286.3665 | 109.532 | 550145 | 0.97144 | 3.3145 | 0 | 423486 | 423.486 | 7423.14 | -347393 | 110.778 | 578789 | 1.0789 | 3.6812 | 0 | 452130 | 452.13 | 8244.42 | -371380 | 112.259 | 610193 | 1.1984 | 4.0891 | 0 | 483534 | 483.534 | 9157.74 | -397635 | -176.8345 | -175.5885 | -174.1075
[20 empty] | 2020-03-12 12:00 | 1693 | 3 | 12 | 13 | 284700.243 | 284.7002 | 132.778 | 482502 | 0.95433 | 3.2562 | 0 | 355843 | 355.843 | 7292.45 | -284046 | 134.09 | 505657 | 1.0622 | 3.6241 | 0 | 378998 | 378.998 | 8116.49 | -302716 | 135.57 | 531338 | 1.1813 | 4.0306 | 0 | 404679 | 404.679 | 9026.7 | -323437 | -151.9222 | -150.6102 | -149.1302
[20 empty] | 2020-03-12 13:00 | 1694 | 3 | 12 | 14 | 263566.723 | 263.5667 | 84.28 | 445798 | 0.92588 | 3.1591 | 0 | 351032 | 351.032 | 7075 | -280320 | 85.6542 | 464339 | 1.051 | 3.5858 | 0 | 369572 | 369.572 | 8030.75 | -295090 | 87.1327 | 485169 | 1.1709 | 3.995 | 0 | 390402 | 390.402 | 8947.02 | -311704 | -179.2867 | -177.9125 | -176.434
[20 empty] | 2020-03-12 14:00 | 1695 | 3 | 12 | 15 | 175437.561 | 175.4376 | 79.5543 | 392332 | 0.92588 | 3.1591 | 0 | 334315 | 334.315 | 7075 | -270579 | 80.7641 | 404115 | 1.0325 | 3.5228 | 0 | 346098 | 346.098 | 7889.51 | -279818 | 82.3397 | 417613 | 1.1709 | 3.995 | 0 | 359597 | 359.597 | 8946.98 | -290456 | -95.8833 | -94.6735 | -93.0979
[20 empty] | 2020-03-12 15:00 | 1696 | 3 | 12 | 16 | 132784.931 | 132.7849 | 67.2307 | 464314 | 1.144 | 3.9034 | 0 | 406078 | 406.078 | 8741.94 | -323103 | 68.5306 | 479487 | 1.251 | 4.2685 | 0 | 421251 | 421.251 | 9559.72 | -334788 | 70.0316 | 497136 | 1.3709 | 4.6776 | 0 | 438899 | 438.899 | 10475.9 | -348432 | -65.5542 | -64.2543 | -62.7533
[20 empty] | 2020-03-12 16:00 | 1697 | 3 | 12 | 17 | 52437.652 | 52.4377 | 65.3371 | 442543 | 1.1496 | 3.9224 | 0 | 409159 | 409.159 | 8784.41 | -330147 | 66.633 | 457525 | 1.2574 | 4.2903 | 0 | 424141 | 424.141 | 9608.45 | -341808 | 68.2406 | 475121 | 1.3937 | 4.7553 | 0 | 441737 | 441.737 | 10649.7 | -355688 | 12.8994 | 14.1953 | 15.8029
[20 empty] | 2020-03-12 17:00 | 1698 | 3 | 12 | 18 | 6599.123 | 6.5991 | 14.694 | 33457.7 | 0 | 0 | 0 | 0 | 0 | 0 | 0 | 14.694 | 33457.7 | 0 | 0 | 0 | 0 | 0 | 0 | 0 | 14.694 | 33457.7 | 0 | 0 | 0 | 0 | 0 | 0 | 0 | 8.0949 | 8.0949 | 8.0949
[20 empty] | 2020-03-12 18:00 | 1699 | 3 | 12 | 19 | 0 | 0 | 13.7827 | 33604.4 | 0 | 0 | 0 | 0 | 0 | 0 | 0 | 13.7827 | 33604.4 | 0 | 0 | 0 | 0 | 0 | 0 | 0 | 13.7827 | 33604.4 | 0 | 0 | 0 | 0 | 0 | 0 | 0 | 13.7827 | 13.7827 | 13.7827
[20 empty] | 2020-03-12 19:00 | 1700 | 3 | 12 | 20 | 0 | 0 | 10.3847 | 33604.4 | 0 | 0 | 0 | 0 | 0 | 0 | 0 | 10.3847 | 33604.4 | 0 | 0 | 0 | 0 | 0 | 0 | 0 | 10.3847 | 33604.4 | 0 | 0 | 0 | 0 | 0 | 0 | 0 | 10.3847 | 10.3847 | 10.3847
[20 empty] | 2020-03-12 20:00 | 1701 | 3 | 12 | 21 | 0 | 0 | 8.8655 | 11388.9 | 0 | 0 | 0 | 0 | 0 | 0 | 0 | 8.8655 | 11388.9 | 0 | 0 | 0 | 0 | 0 | 0 | 0 | 8.8655 | 11388.9 | 0 | 0 | 0 | 0 | 0 | 0 | 0 | 8.8655 | 8.8655 | 8.8655
[20 empty] | 2020-03-12 21:00 | 1702 | 3 | 12 | 22 | 0 | 0 | 7.3463 | 11388.9 | 0 | 0 | 0 | 0 | 0 | 0 | 0 | 7.3463 | 11388.9 | 0 | 0 | 0 | 0 | 0 | 0 | 0 | 7.3463 | 11388.9 | 0 | 0 | 0 | 0 | 0 | 0 | 0 | 7.3463 | 7.3463 | 7.3463
[20 empty] | 2020-03-12 22:00 | 1703 | 3 | 12 | 23 | 0 | 0 | 7.3463 | 11388.9 | 0 | 0 | 0 | 0 | 0 | 0 | 0 | 7.3463 | 11388.9 | 0 | 0 | 0 | 0 | 0 | 0 | 0 | 7.3463 | 11388.9 | 0 | 0 | 0 | 0 | 0 | 0 | 0 | 7.3463 | 7.3463 | 7.3463
[20 empty] | 2020-03-12 23:00 | 1704 | 3 | 12 | 24 | 0 | 0 | 7.3463 | 11608.9 | 0 | 0 | 0 | 0 | 0 | 0 | 0 | 7.3463 | 11608.9 | 0 | 0 | 0 | 0 | 0 | 0 | 0 | 7.3463 | 11608.9 | 0 | 0 | 0 | 0 | 0 | 0 | 0 | 7.3463 | 7.3463 | 7.3463
[20 empty] | 2020-03-13 | 1705 | 3 | 13 | 1 | 0 | 0 | 7.7516 | 11682.2 | 0 | 0 | 0 | 0 | 0 | 0 | 0 | 7.7516 | 11682.2 | 0 | 0 | 0 | 0 | 0 | 0 | 0 | 7.7516 | 11682.2 | 0 | 0 | 0 | 0 | 0 | 0 | 0 | 7.7516 | 7.7516 | 7.7516
[20 empty] | 2020-03-13 01:00 | 1706 | 3 | 13 | 2 | 0 | 0 | 7.7516 | 11682.2 | 0 | 0 | 0 | 0 | 0 | 0 | 0 | 7.7516 | 11682.2 | 0 | 0 | 0 | 0 | 0 | 0 | 0 | 7.7516 | 11682.2 | 0 | 0 | 0 | 0 | 0 | 0 | 0 | 7.7516 | 7.7516 | 7.7516
[20 empty] | 2020-03-13 02:00 | 1707 | 3 | 13 | 3 | 0 | 0 | 7.7516 | 11828.9 | 0 | 0 | 0 | 0 | 0 | 0 | 0 | 7.7516 | 11828.9 | 0 | 0 | 0 | 0 | 0 | 0 | 0 | 7.7516 | 11828.9 | 0 | 0 | 0 | 0 | 0 | 0 | 0 | 7.7516 | 7.7516 | 7.7516
[20 empty] | 2020-03-13 03:00 | 1708 | 3 | 13 | 4 | 0 | 0 | 7.7516 | 11902.2 | 0 | 0 | 0 | 0 | 0 | 0 | 0 | 7.7516 | 11902.2 | 0 | 0 | 0 | 0 | 0 | 0 | 0 | 7.7516 | 11902.2 | 0 | 0 | 0 | 0 | 0 | 0 | 0 | 7.7516 | 7.7516 | 7.7516
[20 empty] | 2020-03-13 04:00 | 1709 | 3 | 13 | 5 | 0 | 0 | 8.9057 | 11902.2 | 0 | 0 | 0 | 0 | 0 | 0 | -370.975 | 8.9684 | 11902.2 | 0 | 0 | 0 | 0 | 0 | 0 | -370.986 | 9.038 | 11902.2 | 0 | 0 | 0 | 0 | 0 | 0 | -370.997 | 8.9057 | 8.9684 | 9.038
[20 empty] | 2020-03-13 05:00 | 1710 | 3 | 13 | 6 | 0 | 0 | 8.9057 | 11975.5 | 0 | 0 | 0 | 0 | 0 | 0 | -818.419 | 8.9684 | 11975.5 | 0 | 0 | 0 | 0 | 0 | 0 | -818.443 | 9.038 | 11975.5 | 0 | 0 | 0 | 0 | 0 | 0 | -818.443 | 8.9057 | 8.9684 | 9.038
[20 empty] | 2020-03-13 06:00 | 1711 | 3 | 13 | 7 | 3395.32 | 3.3953 | 8.8288 | 11975.5 | 0 | 0 | 0 | 0 | 0 | 0 | -1157.15 | 8.8807 | 11975.5 | 0 | 0 | 0 | 0 | 0 | 0 | -1157.17 | 8.9422 | 11975.5 | 0 | 0 | 0 | 0 | 0 | 0 | -1157.16 | 5.4335 | 5.4854 | 5.5469
[20 empty] | 2020-03-13 07:00 | 1712 | 3 | 13 | 8 | 70828.269 | 70.8283 | 8.6227 | 11975.5 | 0 | 0 | 0 | 0 | 0 | 0 | -1465.65 | 8.6846 | 11975.5 | 0 | 0 | 0 | 0 | 0 | 0 | -1465.66 | 8.7542 | 11975.5 | 0 | 0 | 0 | 0 | 0 | 0 | -1465.65 | -62.2056 | -62.1436 | -62.074
[20 empty] | 2020-03-13 08:00 | 1713 | 3 | 13 | 9 | 154550.264 | 154.5503 | 8.622 | 11755.5 | 0 | 0 | 0 | 0 | 0 | 0 | -1612.18 | 8.6846 | 11755.5 | 0 | 0 | 0 | 0 | 0 | 0 | -1612.19 | 8.7542 | 11755.5 | 0 | 0 | 0 | 0 | 0 | 0 | -1612.17 | -145.9283 | -145.8656 | -145.796
[20 empty] | 2020-03-13 09:00 | 1714 | 3 | 13 | 10 | 217058.08 | 217.0581 | 8.622 | 11608.9 | 0 | 0 | 0 | 0 | 0 | 0 | -1756.2 | 8.6846 | 11608.9 | 0 | 0 | 0 | 0 | 0 | 0 | -1756.2 | 8.7542 | 11608.9 | 0 | 0 | 0 | 0 | 0 | 0 | -1756.18 | -208.4361 | -208.3734 | -208.3038
[20 empty] | 2020-03-13 10:00 | 1715 | 3 | 13 | 11 | 259166.556 | 259.1666 | 8.622 | 11608.9 | 0 | 0 | 0 | 0 | 0 | 0 | -1949.42 | 8.6846 | 11608.9 | 0 | 0 | 0 | 0 | 0 | 0 | -1949.42 | 8.7542 | 11608.9 | 0 | 0 | 0 | 0 | 0 | 0 | -1949.41 | -250.5446 | -250.4819 | -250.4123
[20 empty] | 2020-03-13 11:00 | 1716 | 3 | 13 | 12 | 277384.165 | 277.3842 | 8.622 | 11315.6 | 0 | 0 | 0 | 0 | 0 | 0 | -1937.08 | 8.6846 | 11315.6 | 0 | 0 | 0 | 0 | 0 | 0 | -1937.08 | 8.7542 | 11315.6 | 0 | 0 | 0 | 0 | 0 | 0 | -1937.07 | -268.7622 | -268.6995 | -268.6299
[20 empty] | 2020-03-13 12:00 | 1717 | 3 | 13 | 13 | 276638.376 | 276.6384 | 8.622 | 11462.2 | 0 | 0 | 0 | 0 | 0 | 0 | -2082.64 | 8.6846 | 11462.2 | 0 | 0 | 0 | 0 | 0 | 0 | -2082.64 | 8.7542 | 11462.2 | 0 | 0 | 0 | 0 | 0 | 0 | -2082.62 | -268.0164 | -267.9537 | -267.8841
[20 empty] | 2020-03-13 13:00 | 1718 | 3 | 13 | 14 | 255103.831 | 255.1038 | 8.622 | 11462.2 | 0 | 0 | 0 | 0 | 0 | 0 | -2081.78 | 8.6846 | 11462.2 | 0 | 0 | 0 | 0 | 0 | 0 | -2081.78 | 8.7542 | 11462.2 | 0 | 0 | 0 | 0 | 0 | 0 | -2081.78 | -246.4819 | -246.4192 | -246.3496
[20 empty] | 2020-03-13 14:00 | 1719 | 3 | 13 | 15 | 216158.939 | 216.1589 | 8.622 | 11462.2 | 0 | 0 | 0 | 0 | 0 | 0 | -2051.38 | 8.6846 | 11462.2 | 0 | 0 | 0 | 0 | 0 | 0 | -2051.38 | 8.7542 | 11462.2 | 0 | 0 | 0 | 0 | 0 | 0 | -2051.37 | -207.537 | -207.4743 | -207.4047
[20 empty] | 2020-03-13 15:00 | 1720 | 3 | 13 | 16 | 160109.593 | 160.1096 | 8.622 | 11462.2 | 0 | 0 | 0 | 0 | 0 | 0 | -2009.7 | 8.6846 | 11462.2 | 0 | 0 | 0 | 0 | 0 | 0 | -2009.7 | 8.7542 | 11462.2 | 0 | 0 | 0 | 0 | 0 | 0 | -2009.68 | -151.4876 | -151.4249 | -151.3554
[20 empty] | 2020-03-13 16:00 | 1721 | 3 | 13 | 17 | 61048.1 | 61.0481 | 8.622 | 11462.2 | 0 | 0 | 0 | 0 | 0 | 0 | -1986.27 | 8.6846 | 11462.2 | 0 | 0 | 0 | 0 | 0 | 0 | -1986.27 | 8.7542 | 11462.2 | 0 | 0 | 0 | 0 | 0 | 0 | -1986.26 | -52.4261 | -52.3635 | -52.2939
[20 empty] | 2020-03-13 17:00 | 1722 | 3 | 13 | 18 | 8355.603 | 8.3556 | 8.6612 | 11608.9 | 0 | 0 | 0 | 0 | 0 | 0 | -2079.44 | 8.7165 | 11608.9 | 0 | 0 | 0 | 0 | 0 | 0 | -2079.44 | 8.7822 | 11608.9 | 0 | 0 | 0 | 0 | 0 | 0 | -2079.43 | 0.30561 | 0.3609 | 0.42659
[20 empty] | 2020-03-13 18:00 | 1723 | 3 | 13 | 19 | 0 | 0 | 8.9057 | 11608.9 | 0 | 0 | 0 | 0 | 0 | 0 | -2088.03 | 8.9684 | 11608.9 | 0 | 0 | 0 | 0 | 0 | 0 | -2088.03 | 9.038 | 11608.9 | 0 | 0 | 0 | 0 | 0 | 0 | -2088.03 | 8.9057 | 8.9684 | 9.038
[20 empty] | 2020-03-13 19:00 | 1724 | 3 | 13 | 20 | 0 | 0 | 8.9057 | 11608.9 | 0 | 0 | 0 | 0 | 0 | 0 | -2136.67 | 8.9684 | 11608.9 | 0 | 0 | 0 | 0 | 0 | 0 | -2136.67 | 9.038 | 11608.9 | 0 | 0 | 0 | 0 | 0 | 0 | -2136.67 | 8.9057 | 8.9684 | 9.038
[20 empty] | 2020-03-13 20:00 | 1725 | 3 | 13 | 21 | 0 | 0 | 8.9057 | 11535.5 | 0 | 0 | 0 | 0 | 0 | 0 | -2194.36 | 8.9684 | 11535.5 | 0 | 0 | 0 | 0 | 0 | 0 | -2194.36 | 9.038 | 11535.5 | 0 | 0 | 0 | 0 | 0 | 0 | -2194.36 | 8.9057 | 8.9684 | 9.038
[20 empty] | 2020-03-13 21:00 | 1726 | 3 | 13 | 22 | 0 | 0 | 8.9057 | 11535.5 | 0 | 0 | 0 | 0 | 0 | 0 | -2305.11 | 8.9684 | 11535.5 | 0 | 0 | 0 | 0 | 0 | 0 | -2305.11 | 9.038 | 11535.5 | 0 | 0 | 0 | 0 | 0 | 0 | -2305.11 | 8.9057 | 8.9684 | 9.038
[20 empty] | 2020-03-13 22:00 | 1727 | 3 | 13 | 23 | 0 | 0 | 8.9057 | 11535.5 | 0 | 0 | 0 | 0 | 0 | 0 | -2418.22 | 8.9684 | 11535.5 | 0 | 0 | 0 | 0 | 0 | 0 | -2418.22 | 9.038 | 11535.5 | 0 | 0 | 0 | 0 | 0 | 0 | -2418.22 | 8.9057 | 8.9684 | 9.038
[20 empty] | 2020-03-13 23:00 | 1728 | 3 | 13 | 24 | 0 | 0 | 8.9057 | 11608.9 | 0 | 0 | 0 | 0 | 0 | 0 | -2591.91 | 8.9684 | 11608.9 | 0 | 0 | 0 | 0 | 0 | 0 | -2591.91 | 9.038 | 11608.9 | 0 | 0 | 0 | 0 | 0 | 0 | -2591.91 | 8.9057 | 8.9684 | 9.038
[20 empty] | 2020-03-14 | 1729 | 3 | 14 | 1 | 0 | 0 | 8.9057 | 11535.5 | 0 | 0 | 0 | 0 | 0 | 0 | -2650.28 | 8.9684 | 11535.5 | 0 | 0 | 0 | 0 | 0 | 0 | -2650.28 | 9.038 | 11535.5 | 0 | 0 | 0 | 0 | 0 | 0 | -2650.28 | 8.9057 | 8.9684 | 9.038
[20 empty] | 2020-03-14 01:00 | 1730 | 3 | 14 | 2 | 0 | 0 | 8.9057 | 11535.5 | 0 | 0 | 0 | 0 | 0 | 0 | -2746.13 | 8.9684 | 11535.5 | 0 | 0 | 0 | 0 | 0 | 0 | -2746.13 | 9.038 | 11535.5 | 0 | 0 | 0 | 0 | 0 | 0 | -2746.13 | 8.9057 | 8.9684 | 9.038
[20 empty] | 2020-03-14 02:00 | 1731 | 3 | 14 | 3 | 0 | 0 | 8.9057 | 11608.9 | 0 | 0 | 0 | 0 | 0 | 0 | -2879.81 | 8.9684 | 11608.9 | 0 | 0 | 0 | 0 | 0 | 0 | -2879.81 | 9.038 | 11608.9 | 0 | 0 | 0 | 0 | 0 | 0 | -2879.81 | 8.9057 | 8.9684 | 9.038
[20 empty] | 2020-03-14 03:00 | 1732 | 3 | 14 | 4 | 0 | 0 | 8.9057 | 11608.9 | 0 | 0 | 0 | 0 | 0 | 0 | -3032.78 | 8.9684 | 11608.9 | 0 | 0 | 0 | 0 | 0 | 0 | -3032.78 | 9.038 | 11608.9 | 0 | 0 | 0 | 0 | 0 | 0 | -3032.78 | 8.9057 | 8.9684 | 9.038
[20 empty] | 2020-03-14 04:00 | 1733 | 3 | 14 | 5 | 0 | 0 | 8.9057 | 11608.9 | 0 | 0 | 0 | 0 | 0 | 0 | -3297.27 | 8.9684 | 11608.9 | 0 | 0 | 0 | 0 | 0 | 0 | -3297.27 | 9.038 | 11608.9 | 0 | 0 | 0 | 0 | 0 | 0 | -3297.26 | 8.9057 | 8.9684 | 9.038
[20 empty] | 2020-03-14 05:00 | 1734 | 3 | 14 | 6 | 0 | 0 | 8.9057 | 11755.5 | 0 | 0 | 0 | 0 | 0 | 0 | -3567.3 | 8.9684 | 11755.5 | 0 | 0 | 0 | 0 | 0 | 0 | -3567.29 | 9.038 | 11755.5 | 0 | 0 | 0 | 0 | 0 | 0 | -3567.29 | 8.9057 | 8.9684 | 9.038
[20 empty] | 2020-03-14 06:00 | 1735 | 3 | 14 | 7 | 3094.947 | 3.0949 | 8.8227 | 11608.9 | 0 | 0 | 0 | 0 | 0 | 0 | -3637.72 | 8.8738 | 11608.9 | 0 | 0 | 0 | 0 | 0 | 0 | -3637.72 | 8.9345 | 11608.9 | 0 | 0 | 0 | 0 | 0 | 0 | -3637.72 | 5.7277 | 5.7788 | 5.8396
[20 empty] | 2020-03-14 07:00 | 1736 | 3 | 14 | 8 | 58928.437 | 58.9284 | 8.6275 | 11608.9 | 0 | 0 | 0 | 0 | 0 | 0 | -3935.04 | 8.6846 | 11608.9 | 0 | 0 | 0 | 0 | 0 | 0 | -3916.25 | 8.7542 | 11608.9 | 0 | 0 | 0 | 0 | 0 | 0 | -3898.21 | -50.3009 | -50.2438 | -50.1742
[20 empty] | 2020-03-14 08:00 | 1737 | 3 | 14 | 9 | 113719.717 | 113.7197 | 8.622 | 11242.2 | 0 | 0 | 0 | 0 | 0 | 0 | -3799.34 | 8.6846 | 11242.2 | 0 | 0 | 0 | 0 | 0 | 0 | -3783.09 | 8.7542 | 11242.2 | 0 | 0 | 0 | 0 | 0 | 0 | -3767.55 | -105.0977 | -105.0351 | -104.9655
[20 empty] | 2020-03-14 09:00 | 1738 | 3 | 14 | 10 | 157979.813 | 157.9798 | 8.622 | 11095.6 | 0 | 0 | 0 | 0 | 0 | 0 | -3812.85 | 8.6846 | 11095.6 | 0 | 0 | 0 | 0 | 0 | 0 | -3797.87 | 8.7542 | 11095.6 | 0 | 0 | 0 | 0 | 0 | 0 | -3783.57 | -149.3578 | -149.2952 | -149.2256
[20 empty] | 2020-03-14 10:00 | 1739 | 3 | 14 | 11 | 197023.501 | 197.0235 | 8.622 | 11095.6 | 0 | 0 | 0 | 0 | 0 | 0 | -3927.74 | 8.6846 | 11095.6 | 0 | 0 | 0 | 0 | 0 | 0 | -3913.52 | 8.7542 | 11095.6 | 0 | 0 | 0 | 0 | 0 | 0 | -3899.94 | -188.4015 | -188.3389 | -188.2693
[20 empty] | 2020-03-14 11:00 | 1740 | 3 | 14 | 12 | 215250.321 | 215.2503 | 8.622 | 10875.6 | 0 | 0 | 0 | 0 | 0 | 0 | -3715.19 | 8.6846 | 10875.6 | 0 | 0 | 0 | 0 | 0 | 0 | -3701.5 | 8.7542 | 10875.6 | 0 | 0 | 0 | 0 | 0 | 0 | -3688.4 | -206.6284 | -206.5657 | -206.4961
[20 empty] | 2020-03-14 12:00 | 1741 | 3 | 14 | 13 | 224853.088 | 224.8531 | 8.622 | 10802.3 | 0 | 0 | 0 | 0 | 0 | 0 | -3564.34 | 8.6846 | 10802.3 | 0 | 0 | 0 | 0 | 0 | 0 | -3550.42 | 8.7542 | 10802.3 | 0 | 0 | 0 | 0 | 0 | 0 | -3537.08 | -216.2311 | -216.1684 | -216.0989
[20 empty] | 2020-03-14 13:00 | 1742 | 3 | 14 | 14 | 201140.56 | 201.1406 | 8.622 | 10802.3 | 0 | 0 | 0 | 0 | 0 | 0 | -3431.11 | 8.6846 | 10802.3 | 0 | 0 | 0 | 0 | 0 | 0 | -3416.62 | 8.7542 | 10802.3 | 0 | 0 | 0 | 0 | 0 | 0 | -3402.65 | -192.5186 | -192.4559 | -192.3863
[20 empty] | 2020-03-14 14:00 | 1743 | 3 | 14 | 15 | 146432.442 | 146.4324 | 8.622 | 10728.9 | 0 | 0 | 0 | 0 | 0 | 0 | -3160.66 | 8.6846 | 10728.9 | 0 | 0 | 0 | 0 | 0 | 0 | -3141.39 | 8.7542 | 10728.9 | 0 | 0 | 0 | 0 | 0 | 0 | -3122.63 | -137.8105 | -137.7478 | -137.6782
[20 empty] | 2020-03-14 15:00 | 1744 | 3 | 14 | 16 | 82302.004 | 82.302 | 8.622 | 10875.6 | 0 | 0 | 0 | 0 | 0 | 0 | -3110.04 | 8.6846 | 10875.6 | 0 | 0 | 0 | 0 | 0 | 0 | -3087.38 | 8.7542 | 10875.6 | 0 | 0 | 0 | 0 | 0 | 0 | -3065.23 | -73.68 | -73.6174 | -73.5478
[20 empty] | 2020-03-14 16:00 | 1745 | 3 | 14 | 17 | 23307.933 | 23.3079 | 8.622 | 10875.6 | 0 | 0 | 0 | 0 | 0 | 0 | -2901.8 | 8.6846 | 10875.6 | 0 | 0 | 0 | 0 | 0 | 0 | -2875.34 | 8.7542 | 10875.6 | 0 | 0 | 0 | 0 | 0 | 0 | -2849.36 | -14.686 | -14.6233 | -14.5537
[20 empty] | 2020-03-14 17:00 | 1746 | 3 | 14 | 18 | 2859.515 | 2.8595 | 8.6601 | 11022.3 | 0 | 0 | 0 | 0 | 0 | 0 | -2873.67 | 8.7165 | 11022.3 | 0 | 0 | 0 | 0 | 0 | 0 | -2847.81 | 8.7784 | 11022.3 | 0 | 0 | 0 | 0 | 0 | 0 | -2822.41 | 5.8006 | 5.857 | 5.9189
[20 empty] | 2020-03-14 18:00 | 1747 | 3 | 14 | 19 | 0 | 0 | 8.9057 | 11022.3 | 0 | 0 | 0 | 0 | 0 | 0 | -2808.85 | 8.9684 | 11022.3 | 0 | 0 | 0 | 0 | 0 | 0 | -2783.86 | 9.038 | 11022.3 | 0 | 0 | 0 | 0 | 0 | 0 | -2759.34 | 8.9057 | 8.9684 | 9.038
[20 empty] | 2020-03-14 19:00 | 1748 | 3 | 14 | 20 | 0 | 0 | 8.9057 | 11022.3 | 0 | 0 | 0 | 0 | 0 | 0 | -2811.01 | 8.9684 | 11022.3 | 0 | 0 | 0 | 0 | 0 | 0 | -2787.5 | 9.038 | 11022.3 | 0 | 0 | 0 | 0 | 0 | 0 | -2764.46 | 8.9057 | 8.9684 | 9.038
[20 empty] | 2020-03-14 20:00 | 1749 | 3 | 14 | 21 | 0 | 0 | 8.9057 | 11022.3 | 0 | 0 | 0 | 0 | 0 | 0 | -2882.12 | 8.9684 | 11022.3 | 0 | 0 | 0 | 0 | 0 | 0 | -2859.77 | 9.038 | 11022.3 | 0 | 0 | 0 | 0 | 0 | 0 | -2837.89 | 8.9057 | 8.9684 | 9.038
[20 empty] | 2020-03-14 21:00 | 1750 | 3 | 14 | 22 | 0 | 0 | 8.9057 | 11022.3 | 0 | 0 | 0 | 0 | 0 | 0 | -2964.77 | 8.9684 | 11022.3 | 0 | 0 | 0 | 0 | 0 | 0 | -2943.48 | 9.038 | 11022.3 | 0 | 0 | 0 | 0 | 0 | 0 | -2922.67 | 8.9057 | 8.9684 | 9.038
[20 empty] | 2020-03-14 22:00 | 1751 | 3 | 14 | 23 | 0 | 0 | 8.9057 | 11022.3 | 0 | 0 | 0 | 0 | 0 | 0 | -3084.3 | 8.9684 | 11022.3 | 0 | 0 | 0 | 0 | 0 | 0 | -3064.01 | 9.038 | 11022.3 | 0 | 0 | 0 | 0 | 0 | 0 | -3044.22 | 8.9057 | 8.9684 | 9.038
[20 empty] | 2020-03-14 23:00 | 1752 | 3 | 14 | 24 | 0 | 0 | 8.5004 | 11022.3 | 0 | 0 | 0 | 0 | 0 | 0 | -3264.71 | 8.5631 | 11022.3 | 0 | 0 | 0 | 0 | 0 | 0 | -3245.35 | 8.6326 | 11022.3 | 0 | 0 | 0 | 0 | 0 | 0 | -3226.49 | 8.5004 | 8.5631 | 8.6326
[20 empty] | 2020-03-15 | 1753 | 3 | 15 | 1 | 0 | 0 | 8.5004 | 11022.3 | 0 | 0 | 0 | 0 | 0 | 0 | -3405.58 | 8.5631 | 11022.3 | 0 | 0 | 0 | 0 | 0 | 0 | -3387.05 | 8.6326 | 11022.3 | 0 | 0 | 0 | 0 | 0 | 0 | -3369.02 | 8.5004 | 8.5631 | 8.6326
[20 empty] | 2020-03-15 01:00 | 1754 | 3 | 15 | 2 | 0 | 0 | 8.5004 | 11022.3 | 0 | 0 | 0 | 0 | 0 | 0 | -3521.44 | 8.5631 | 11022.3 | 0 | 0 | 0 | 0 | 0 | 0 | -3503.71 | 8.6326 | 11022.3 | 0 | 0 | 0 | 0 | 0 | 0 | -3486.5 | 8.5004 | 8.5631 | 8.6326
[20 empty] | 2020-03-15 02:00 | 1755 | 3 | 15 | 3 | 0 | 0 | 8.5004 | 11022.3 | 0 | 0 | 0 | 0 | 0 | 0 | -3612.38 | 8.5631 | 11022.3 | 0 | 0 | 0 | 0 | 0 | 0 | -3595.45 | 8.6326 | 11022.3 | 0 | 0 | 0 | 0 | 0 | 0 | -3579.04 | 8.5004 | 8.5631 | 8.6326
[20 empty] | 2020-03-15 03:00 | 1756 | 3 | 15 | 4 | 0 | 0 | 36.6236 | 898474 | 16.0836 | 54.8772 | 0 | 887452 | 887.452 | 122901 | -766509 | 39.7543 | 953467 | 17.9217 | 61.1488 | 0 | 942445 | 942.445 | 136947 | -816876 | 43.2138 | 1008360 | 19.9543 | 68.0841 | 0 | 997342 | 997.342 | 152479 | -866320 | 36.6236 | 39.7543 | 43.2138
[20 empty] | 2020-03-15 04:00 | 1757 | 3 | 15 | 5 | 0 | 0 | 41.4501 | 850488 | 19.3664 | 66.0782 | 0 | 839466 | 839.466 | 147986 | -741680 | 45.348 | 895816 | 21.947 | 74.8832 | 0 | 884794 | 884.794 | 167706 | -781911 | 49.7291 | 942159 | 24.8498 | 84.7875 | 0 | 931137 | 931.137 | 189887 | -822397 | 41.4501 | 45.348 | 49.7291
[20 empty] | 2020-03-15 05:00 | 1758 | 3 | 15 | 6 | 0 | 0 | 44.4016 | 855811 | 20.1627 | 68.7951 | 0 | 822426 | 822.426 | 154071 | -725505 | 48.3222 | 897088 | 22.7719 | 77.6977 | 0 | 863704 | 863.704 | 174009 | -761647 | 52.6522 | 931565 | 25.6494 | 87.5158 | 0 | 898180 | 898.18 | 195997 | -790409 | 44.4016 | 48.3222 | 52.6522
[20 empty] | 2020-03-15 06:00 | 1759 | 3 | 15 | 7 | 0 | 0 | 99.5169 | 913364 | 0.9089 | 3.1012 | 0 | 830344 | 830.344 | 6945.26 | -734598 | 100.894 | 950394 | 1.0158 | 3.466 | 0 | 867373 | 867.373 | 7762.46 | -766638 | 102.433 | 990311 | 1.1361 | 3.8764 | 0 | 907290 | 907.29 | 8681.38 | -800626 | 99.5169 | 100.894 | 102.433
[20 empty] | 2020-03-15 07:00 | 1760 | 3 | 15 | 8 | 25504.445 | 25.5044 | 126.714 | 988303 | 1.108 | 3.7804 | 0 | 905282 | 905.282 | 8466.46 | -813173 | 127.447 | 1026380 | 1.2172 | 4.153 | 0 | 943362 | 943.362 | 9300.96 | -845678 | 128.344 | 1070020 | 1.3395 | 4.5705 | 0 | 987003 | 987.003 | 10235.9 | -883173 | 101.2096 | 101.9426 | 102.8396
[20 empty] | 2020-03-15 08:00 | 1761 | 3 | 15 | 9 | 42434.9 | 42.4349 | 131.339 | 887259 | 1.3052 | 4.4534 | 0 | 829316 | 829.316 | 9973.64 | -737626 | 132.271 | 920249 | 1.4145 | 4.8261 | 0 | 862306 | 862.306 | 10808.4 | -765386 | 133.469 | 957522 | 1.5365 | 5.2427 | 0 | 899579 | 899.579 | 11741.3 | -796912 | 88.9041 | 89.8361 | 91.0341
[20 empty] | 2020-03-15 09:00 | 1762 | 3 | 15 | 10 | 104826.283 | 104.8263 | 131.781 | 833799 | 1.3038 | 4.4485 | 0 | 776003 | 776.003 | 9962.64 | -682030 | 132.986 | 859856 | 1.4129 | 4.8208 | 0 | 802060 | 802.06 | 10796.5 | -702952 | 134.471 | 889053 | 1.5341 | 5.2343 | 0 | 831256 | 831.256 | 11722.6 | -726613 | 26.9547 | 28.1597 | 29.6447
[20 empty] | 2020-03-15 10:00 | 1763 | 3 | 15 | 11 | 80889.324 | 80.8893 | 110.959 | 880033 | 1.1072 | 3.7778 | 0 | 753374 | 753.374 | 8460.74 | -655825 | 112.195 | 903319 | 1.2164 | 4.1505 | 0 | 776660 | 776.66 | 9295.23 | -673995 | 113.681 | 928873 | 1.3377 | 4.5643 | 0 | 802214 | 802.214 | 10222 | -693892 | 30.0697 | 31.3057 | 32.7917
[20 empty] | 2020-03-15 11:00 | 1764 | 3 | 15 | 12 | 125704.284 | 125.7043 | 134.095 | 804463 | 1.0821 | 3.6922 | 0 | 677804 | 677.804 | 8268.89 | -581427 | 135.572 | 822216 | 1.2162 | 4.1497 | 0 | 695557 | 695.557 | 9293.51 | -594672 | 137.058 | 843814 | 1.3375 | 4.5634 | 0 | 717155 | 717.155 | 10220.1 | -611414 | 8.3907 | 9.8677 | 11.3537
[20 empty] | 2020-03-15 12:00 | 1765 | 3 | 15 | 13 | 117947.517 | 117.9475 | 85.6444 | 760784 | 1.0835 | 3.6969 | 0 | 667218 | 667.218 | 8279.5 | -569335 | 86.9633 | 778575 | 1.1919 | 4.0668 | 0 | 685009 | 685.009 | 9107.77 | -582557 | 88.5945 | 799031 | 1.3353 | 4.5561 | 0 | 705466 | 705.466 | 10203.6 | -597811 | -32.3031 | -30.9842 | -29.353
[20 empty] | 2020-03-15 13:00 | 1766 | 3 | 15 | 14 | 129931.321 | 129.9313 | 80.8465 | 713526 | 1.0823 | 3.6929 | 0 | 655656 | 655.656 | 8270.48 | -559620 | 82.1649 | 728937 | 1.1906 | 4.0623 | 0 | 671068 | 671.068 | 9097.83 | -570524 | 83.7984 | 748120 | 1.3338 | 4.5511 | 0 | 690250 | 690.25 | 10192.5 | -584790 | -49.0848 | -47.7664 | -46.1329
[20 empty] | 2020-03-15 14:00 | 1767 | 3 | 15 | 15 | 86340.433 | 86.3404 | 68.4029 | 724221 | 1.2733 | 4.3446 | 0 | 666352 | 666.352 | 9730.05 | -569817 | 69.8782 | 739948 | 1.4035 | 4.7888 | 0 | 682078 | 682.078 | 10724.9 | -581076 | 71.4114 | 759167 | 1.5286 | 5.2155 | 0 | 701297 | 701.297 | 11680.6 | -595397 | -17.9375 | -16.4622 | -14.929
[20 empty] | 2020-03-15 15:00 | 1768 | 3 | 15 | 16 | 60218.864 | 60.2189 | 66.6758 | 683784 | 1.302 | 4.4425 | 0 | 650767 | 650.767 | 9949.27 | -554859 | 67.969 | 699414 | 1.4112 | 4.8151 | 0 | 666397 | 666.397 | 10783.7 | -566106 | 69.462 | 718331 | 1.5325 | 5.2289 | 0 | 685314 | 685.314 | 11710.5 | -580355 | 6.4569 | 7.7501 | 9.2431
[20 empty] | 2020-03-15 16:00 | 1769 | 3 | 15 | 17 | 60364.785 | 60.3648 | 14.694 | 33017.7 | 0 | 0 | 0 | 0 | 0 | 0 | 0 | 14.694 | 33017.7 | 0 | 0 | 0 | 0 | 0 | 0 | 0 | 14.694 | 33017.7 | 0 | 0 | 0 | 0 | 0 | 0 | 0 | -45.6708 | -45.6708 | -45.6708
[20 empty] | 2020-03-15 17:00 | 1770 | 3 | 15 | 18 | 8949.56 | 8.9496 | 13.7827 | 33164.4 | 0 | 0 | 0 | 0 | 0 | 0 | 0 | 13.7827 | 33164.4 | 0 | 0 | 0 | 0 | 0 | 0 | 0 | 13.7827 | 33164.4 | 0 | 0 | 0 | 0 | 0 | 0 | 0 | 4.8331 | 4.8331 | 4.8331
[20 empty] | 2020-03-15 18:00 | 1771 | 3 | 15 | 19 | 0 | 0 | 10.3847 | 33237.7 | 0 | 0 | 0 | 0 | 0 | 0 | 0 | 10.3847 | 33237.7 | 0 | 0 | 0 | 0 | 0 | 0 | 0 | 10.3847 | 33237.7 | 0 | 0 | 0 | 0 | 0 | 0 | 0 | 10.3847 | 10.3847 | 10.3847
[20 empty] | 2020-03-15 19:00 | 1772 | 3 | 15 | 20 | 0 | 0 | 8.8655 | 10875.6 | 0 | 0 | 0 | 0 | 0 | 0 | 0 | 8.8655 | 10875.6 | 0 | 0 | 0 | 0 | 0 | 0 | 0 | 8.8655 | 10875.6 | 0 | 0 | 0 | 0 | 0 | 0 | 0 | 8.8655 | 8.8655 | 8.8655
[20 empty] | 2020-03-15 20:00 | 1773 | 3 | 15 | 21 | 0 | 0 | 7.3463 | 10875.6 | 0 | 0 | 0 | 0 | 0 | 0 | 0 | 7.3463 | 10875.6 | 0 | 0 | 0 | 0 | 0 | 0 | 0 | 7.3463 | 10875.6 | 0 | 0 | 0 | 0 | 0 | 0 | 0 | 7.3463 | 7.3463 | 7.3463
[20 empty] | 2020-03-15 21:00 | 1774 | 3 | 15 | 22 | 0 | 0 | 7.3463 | 10875.6 | 0 | 0 | 0 | 0 | 0 | 0 | 0 | 7.3463 | 10875.6 | 0 | 0 | 0 | 0 | 0 | 0 | 0 | 7.3463 | 10875.6 | 0 | 0 | 0 | 0 | 0 | 0 | 0 | 7.3463 | 7.3463 | 7.3463
[20 empty] | 2020-03-15 22:00 | 1775 | 3 | 15 | 23 | 0 | 0 | 7.3463 | 10875.6 | 0 | 0 | 0 | 0 | 0 | 0 | 0 | 7.3463 | 10875.6 | 0 | 0 | 0 | 0 | 0 | 0 | 0 | 7.3463 | 10875.6 | 0 | 0 | 0 | 0 | 0 | 0 | 0 | 7.3463 | 7.3463 | 7.3463
[20 empty] | 2020-03-15 23:00 | 1776 | 3 | 15 | 24 | 0 | 0 | 7.3463 | 10948.9 | 0 | 0 | 0 | 0 | 0 | 0 | 0 | 7.3463 | 10948.9 | 0 | 0 | 0 | 0 | 0 | 0 | 0 | 7.3463 | 10948.9 | 0 | 0 | 0 | 0 | 0 | 0 | 0 | 7.3463 | 7.3463 | 7.3463
[20 empty] | 2020-03-16 | 1777 | 3 | 16 | 1 | 0 | 0 | 7.3463 | 11168.9 | 0 | 0 | 0 | 0 | 0 | 0 | 0 | 7.3463 | 11168.9 | 0 | 0 | 0 | 0 | 0 | 0 | 0 | 7.3463 | 11168.9 | 0 | 0 | 0 | 0 | 0 | 0 | 0 | 7.3463 | 7.3463 | 7.3463
[20 empty] | 2020-03-16 01:00 | 1778 | 3 | 16 | 2 | 0 | 0 | 7.3463 | 11168.9 | 0 | 0 | 0 | 0 | 0 | 0 | 0 | 7.3463 | 11168.9 | 0 | 0 | 0 | 0 | 0 | 0 | 0 | 7.3463 | 11168.9 | 0 | 0 | 0 | 0 | 0 | 0 | 0 | 7.3463 | 7.3463 | 7.3463
[20 empty] | 2020-03-16 02:00 | 1779 | 3 | 16 | 3 | 0 | 0 | 7.3463 | 11242.2 | 0 | 0 | 0 | 0 | 0 | 0 | 0 | 7.3463 | 11242.2 | 0 | 0 | 0 | 0 | 0 | 0 | 0 | 7.3463 | 11242.2 | 0 | 0 | 0 | 0 | 0 | 0 | 0 | 7.3463 | 7.3463 | 7.3463
[20 empty] | 2020-03-16 03:00 | 1780 | 3 | 16 | 4 | 0 | 0 | 40.1526 | 816474 | 19.847 | 67.718 | 0 | 805158 | 805.158 | 151659 | -627416 | 43.4093 | 852285 | 21.8519 | 74.5587 | 0 | 840969 | 840.969 | 166979 | -653795 | 46.992 | 892805 | 24.0441 | 82.0385 | 0 | 881490 | 881.49 | 183730 | -683689 | 40.1526 | 43.4093 | 46.992
[20 empty] | 2020-03-16 04:00 | 1781 | 3 | 16 | 5 | 0 | 0 | 44.2228 | 676380 | 22.4531 | 76.61 | 0 | 665064 | 665.064 | 171573 | -567927 | 47.919 | 702544 | 24.9025 | 84.9673 | 0 | 691228 | 691.228 | 190290 | -589255 | 45.0579 | 721596 | 22.9959 | 78.462 | 0 | 710280 | 710.28 | 175721 | -603475 | 44.2228 | 47.919 | 45.0579
[20 empty] | 2020-03-16 05:00 | 1782 | 3 | 16 | 6 | 0 | 0 | 46.5579 | 674695 | 22.6601 | 77.3163 | 0 | 640944 | 640.944 | 173155 | -543844 | 43.9874 | 692402 | 20.9415 | 71.4524 | 0 | 658651 | 658.651 | 160022 | -557166 | 54.3954 | 730810 | 27.8606 | 95.0604 | 0 | 697059 | 697.059 | 212894 | -589541 | 46.5579 | 43.9874 | 54.3954
[20 empty] | 2020-03-16 06:00 | 1783 | 3 | 16 | 7 | 3083.367 | 3.0834 | 98.194 | 724303 | 0.90816 | 3.0986 | 0 | 640989 | 640.989 | 6939.57 | -547634 | 99.3511 | 760861 | 1.0124 | 3.4542 | 0 | 677547 | 677.547 | 7735.98 | -578937 | 100.668 | 803608 | 1.1288 | 3.8515 | 0 | 720294 | 720.294 | 8625.66 | -615999 | 95.1106 | 96.2677 | 97.5846
[20 empty] | 2020-03-16 07:00 | 1784 | 3 | 16 | 8 | 58297.449 | 58.2974 | 124.236 | 804328 | 1.1072 | 3.7778 | 0 | 721013 | 721.013 | 8460.72 | -623348 | 125.054 | 844038 | 1.2164 | 4.1504 | 0 | 760724 | 760.724 | 9295.18 | -657807 | 126.122 | 889496 | 1.3377 | 4.5643 | 0 | 806182 | 806.182 | 10221.9 | -697439 | 65.9386 | 66.7566 | 67.8246
[20 empty] | 2020-03-16 08:00 | 1785 | 3 | 16 | 9 | 134251.448 | 134.2514 | 130.25 | 631304 | 1.2488 | 4.2608 | 0 | 573507 | 573.507 | 9542.31 | -494028 | 131.281 | 656884 | 1.3568 | 4.6294 | 0 | 599087 | 599.087 | 10367.8 | -515781 | 132.848 | 685101 | 1.5219 | 5.1928 | 0 | 627305 | 627.305 | 11629.5 | -539717 | -4.0014 | -2.9704 | -1.4034
[20 empty] | 2020-03-16 09:00 | 1786 | 3 | 16 | 10 | 164309.206 | 164.3092 | 130.879 | 565622 | 1.2006 | 4.0964 | 0 | 508046 | 508.046 | 9174.23 | -424517 | 132.007 | 582645 | 1.3085 | 4.4646 | 0 | 525069 | 525.069 | 9998.74 | -437782 | 133.433 | 602824 | 1.4284 | 4.8737 | 0 | 545248 | 545.248 | 10914.9 | -453776 | -33.4302 | -32.3022 | -30.8762
[20 empty] | 2020-03-16 10:00 | 1787 | 3 | 16 | 11 | 177181.407 | 177.1814 | 109.893 | 620158 | 1.0169 | 3.4697 | 0 | 493499 | 493.499 | 7770.56 | -406869 | 111.184 | 634225 | 1.1248 | 3.8378 | 0 | 507566 | 507.566 | 8595.07 | -417536 | 112.663 | 651076 | 1.2447 | 4.2469 | 0 | 524417 | 524.417 | 9511.23 | -430504 | -67.2884 | -65.9974 | -64.5184
[20 empty] | 2020-03-16 11:00 | 1788 | 3 | 16 | 12 | 163617.774 | 163.6178 | 133.253 | 553363 | 1.0108 | 3.4488 | 0 | 426704 | 426.704 | 7723.89 | -344890 | 134.563 | 565171 | 1.1187 | 3.817 | 0 | 438512 | 438.512 | 8548.4 | -353404 | 136.054 | 579626 | 1.2386 | 4.2261 | 0 | 452967 | 452.967 | 9464.74 | -364103 | -30.3648 | -29.0548 | -27.5638
[20 empty] | 2020-03-16 12:00 | 1789 | 3 | 16 | 13 | 147692.436 | 147.6924 | 84.8427 | 518405 | 1.0095 | 3.4444 | 0 | 425332 | 425.332 | 7714.04 | -343588 | 86.1654 | 529284 | 1.1173 | 3.8122 | 0 | 436211 | 436.211 | 8537.56 | -351287 | 87.6521 | 542674 | 1.237 | 4.2208 | 0 | 449601 | 449.601 | 9452.69 | -361131 | -62.8497 | -61.527 | -60.0403
[20 empty] | 2020-03-16 13:00 | 1790 | 3 | 16 | 14 | 85944.636 | 85.9446 | 80.0576 | 482336 | 1.0099 | 3.4457 | 0 | 424613 | 424.613 | 7716.87 | -344299 | 81.3765 | 492995 | 1.1177 | 3.8135 | 0 | 435272 | 435.272 | 8540.65 | -351899 | 82.864 | 506047 | 1.2375 | 4.2223 | 0 | 448324 | 448.324 | 9456.15 | -361616 | -5.887 | -4.5681 | -3.0806
[20 empty] | 2020-03-16 14:00 | 1791 | 3 | 16 | 15 | 19464.433 | 19.4644 | 67.6163 | 541300 | 1.192 | 4.067 | 0 | 483357 | 483.357 | 9108.23 | -392977 | 68.9423 | 556625 | 1.2998 | 4.4348 | 0 | 498682 | 498.682 | 9932.02 | -404395 | 70.4399 | 574937 | 1.4196 | 4.8436 | 0 | 516994 | 516.994 | 10847.5 | -418309 | 48.1519 | 49.4779 | 50.9755
[20 empty] | 2020-03-16 15:00 | 1792 | 3 | 16 | 16 | 60118.125 | 60.1181 | 66.0528 | 526235 | 1.2042 | 4.1088 | 0 | 493070 | 493.07 | 9201.93 | -404875 | 67.1801 | 544003 | 1.3121 | 4.477 | 0 | 510839 | 510.839 | 10026.5 | -418672 | 68.6284 | 564829 | 1.432 | 4.8861 | 0 | 531664 | 531.664 | 10942.6 | -435005 | 5.9347 | 7.062 | 8.5103
[20 empty] | 2020-03-16 16:00 | 1793 | 3 | 16 | 17 | 15472.691 | 15.4727 | 14.694 | 33164.4 | 0 | 0 | 0 | 0 | 0 | 0 | 0 | 14.694 | 33164.4 | 0 | 0 | 0 | 0 | 0 | 0 | 0 | 14.694 | 33164.4 | 0 | 0 | 0 | 0 | 0 | 0 | 0 | -0.77869 | -0.77869 | -0.77869
[20 empty] | 2020-03-16 17:00 | 1794 | 3 | 16 | 18 | 1629.611 | 1.6296 | 13.7827 | 33311 | 0 | 0 | 0 | 0 | 0 | 0 | 0 | 13.7827 | 33311 | 0 | 0 | 0 | 0 | 0 | 0 | 0 | 13.7827 | 33311 | 0 | 0 | 0 | 0 | 0 | 0 | 0 | 12.1531 | 12.1531 | 12.1531
[20 empty] | 2020-03-16 18:00 | 1795 | 3 | 16 | 19 | 0 | 0 | 10.3847 | 33384.4 | 0 | 0 | 0 | 0 | 0 | 0 | 0 | 10.3847 | 33384.4 | 0 | 0 | 0 | 0 | 0 | 0 | 0 | 10.3847 | 33384.4 | 0 | 0 | 0 | 0 | 0 | 0 | 0 | 10.3847 | 10.3847 | 10.3847
[20 empty] | 2020-03-16 19:00 | 1796 | 3 | 16 | 20 | 0 | 0 | 8.8655 | 11022.3 | 0 | 0 | 0 | 0 | 0 | 0 | 0 | 8.8655 | 11022.3 | 0 | 0 | 0 | 0 | 0 | 0 | 0 | 8.8655 | 11022.3 | 0 | 0 | 0 | 0 | 0 | 0 | 0 | 8.8655 | 8.8655 | 8.8655
[20 empty] | 2020-03-16 20:00 | 1797 | 3 | 16 | 21 | 0 | 0 | 7.3463 | 11022.3 | 0 | 0 | 0 | 0 | 0 | 0 | 0 | 7.3463 | 11022.3 | 0 | 0 | 0 | 0 | 0 | 0 | 0 | 7.3463 | 11022.3 | 0 | 0 | 0 | 0 | 0 | 0 | 0 | 7.3463 | 7.3463 | 7.3463
[20 empty] | 2020-03-16 21:00 | 1798 | 3 | 16 | 22 | 0 | 0 | 7.3463 | 11022.3 | 0 | 0 | 0 | 0 | 0 | 0 | 0 | 7.3463 | 11022.3 | 0 | 0 | 0 | 0 | 0 | 0 | 0 | 7.3463 | 11022.3 | 0 | 0 | 0 | 0 | 0 | 0 | 0 | 7.3463 | 7.3463 | 7.3463
[20 empty] | 2020-03-16 22:00 | 1799 | 3 | 16 | 23 | 0 | 0 | 7.3463 | 11022.3 | 0 | 0 | 0 | 0 | 0 | 0 | 0 | 7.3463 | 11022.3 | 0 | 0 | 0 | 0 | 0 | 0 | 0 | 7.3463 | 11022.3 | 0 | 0 | 0 | 0 | 0 | 0 | 0 | 7.3463 | 7.3463 | 7.3463
[20 empty] | 2020-03-16 23:00 | 1800 | 3 | 16 | 24 | 0 | 0 | 7.3463 | 11168.9 | 0 | 0 | 0 | 0 | 0 | 0 | 0 | 7.3463 | 11168.9 | 0 | 0 | 0 | 0 | 0 | 0 | 0 | 7.3463 | 11168.9 | 0 | 0 | 0 | 0 | 0 | 0 | 0 | 7.3463 | 7.3463 | 7.3463
[20 empty] | 2020-03-17 | 1801 | 3 | 17 | 1 | 0 | 0 | 7.3463 | 11168.9 | 0 | 0 | 0 | 0 | 0 | 0 | 0 | 7.3463 | 11168.9 | 0 | 0 | 0 | 0 | 0 | 0 | 0 | 7.3463 | 11168.9 | 0 | 0 | 0 | 0 | 0 | 0 | 0 | 7.3463 | 7.3463 | 7.3463
[20 empty] | 2020-03-17 01:00 | 1802 | 3 | 17 | 2 | 0 | 0 | 7.3463 | 11168.9 | 0 | 0 | 0 | 0 | 0 | 0 | 0 | 7.3463 | 11168.9 | 0 | 0 | 0 | 0 | 0 | 0 | 0 | 7.3463 | 11168.9 | 0 | 0 | 0 | 0 | 0 | 0 | 0 | 7.3463 | 7.3463 | 7.3463
[20 empty] | 2020-03-17 02:00 | 1803 | 3 | 17 | 3 | 0 | 0 | 7.3463 | 11315.6 | 0 | 0 | 0 | 0 | 0 | 0 | 0 | 7.3463 | 11315.6 | 0 | 0 | 0 | 0 | 0 | 0 | 0 | 7.3463 | 11315.6 | 0 | 0 | 0 | 0 | 0 | 0 | 0 | 7.3463 | 7.3463 | 7.3463
[20 empty] | 2020-03-17 03:00 | 1804 | 3 | 17 | 4 | 0 | 0 | 40.3001 | 729531 | 20.5016 | 69.9515 | 0 | 718142 | 718.142 | 156661 | -541025 | 44.0556 | 768628 | 22.8817 | 78.0724 | 0 | 757240 | 757.24 | 174848 | -570901 | 48.0803 | 810547 | 25.2666 | 86.2096 | 0 | 799158 | 799.158 | 193072 | -602606 | 40.3001 | 44.0556 | 48.0803
[20 empty] | 2020-03-17 04:00 | 1805 | 3 | 17 | 5 | 0 | 0 | 28.0942 | 559069 | 12.0095 | 40.9764 | 0 | 547681 | 547.681 | 91769.3 | -456920 | 30.3227 | 585629 | 13.4393 | 45.8549 | 0 | 574240 | 574.24 | 102695 | -478814 | 32.4512 | 615107 | 14.8158 | 50.5515 | 0 | 603718 | 603.718 | 113213 | -503043 | 28.0942 | 30.3227 | 32.4512
[20 empty] | 2020-03-17 05:00 | 1806 | 3 | 17 | 6 | 0 | 0 | 21.0342 | 551404 | 5.7001 | 19.4488 | 0 | 517579 | 517.579 | 43556.8 | -427310 | 32.1783 | 591069 | 13.2771 | 45.3015 | 0 | 557245 | 557.245 | 101456 | -461240 | 34.3062 | 620564 | 14.653 | 49.996 | 0 | 586740 | 586.74 | 111969 | -485429 | 21.0342 | 32.1783 | 34.3062
[20 empty] | 2020-03-17 06:00 | 1807 | 3 | 17 | 7 | 7228.598 | 7.2286 | 97.2176 | 653582 | 0.81759 | 2.7896 | 0 | 570121 | 570.121 | 6247.55 | -478356 | 98.4858 | 698412 | 0.9419 | 3.2137 | 0 | 614951 | 614.951 | 7197.4 | -517361 | 99.7364 | 746710 | 1.0572 | 3.6072 | 0 | 663249 | 663.249 | 8078.53 | -559374 | 89.989 | 91.2572 | 92.5078
[20 empty] | 2020-03-17 07:00 | 1808 | 3 | 17 | 8 | 75913.992 | 75.914 | 123.454 | 745157 | 1.0169 | 3.4697 | 0 | 661696 | 661.696 | 7770.53 | -564477 | 124.335 | 790525 | 1.1248 | 3.8378 | 0 | 707064 | 707.064 | 8595.03 | -604451 | 125.544 | 839541 | 1.2671 | 4.3232 | 0 | 756080 | 756.08 | 9682.14 | -647573 | 47.54 | 48.421 | 49.63
[20 empty] | 2020-03-17 08:00 | 1809 | 3 | 17 | 9 | 156958.212 | 156.9582 | 130.126 | 576027 | 1.2002 | 4.0949 | 0 | 517937 | 517.937 | 9170.87 | -439050 | 131.056 | 607239 | 1.308 | 4.4629 | 0 | 549150 | 549.15 | 9995.06 | -465987 | 132.315 | 641414 | 1.4279 | 4.8719 | 0 | 583324 | 583.324 | 10910.9 | -495402 | -26.8322 | -25.9022 | -24.6432
[20 empty] | 2020-03-17 09:00 | 1810 | 3 | 17 | 10 | 217393.375 | 217.3934 | 131.299 | 514586 | 1.1917 | 4.0662 | 0 | 456716 | 456.716 | 9106.46 | -377489 | 132.273 | 538189 | 1.2995 | 4.4339 | 0 | 480319 | 480.319 | 9930.1 | -396920 | 133.557 | 564044 | 1.4193 | 4.8426 | 0 | 506175 | 506.175 | 10845.4 | -418183 | -86.0944 | -85.1204 | -83.8364
[20 empty] | 2020-03-17 10:00 | 1811 | 3 | 17 | 11 | 257806.42 | 257.8064 | 110.12 | 573757 | 0.98801 | 3.3711 | 0 | 447098 | 447.098 | 7549.77 | -364495 | 111.182 | 594776 | 1.0956 | 3.7383 | 0 | 468117 | 468.117 | 8372.2 | -381375 | 112.661 | 617622 | 1.2336 | 4.209 | 0 | 490963 | 490.963 | 9426.28 | -399667 | -147.6864 | -146.6244 | -145.1454
[20 empty] | 2020-03-17 11:00 | 1812 | 3 | 17 | 12 | 276064.842 | 276.0648 | 133.644 | 500443 | 0.9875 | 3.3694 | 0 | 373784 | 373.784 | 7545.92 | -299856 | 134.717 | 517226 | 1.0952 | 3.7369 | 0 | 390568 | 390.568 | 8369.07 | -313091 | 136.076 | 535462 | 1.215 | 4.1455 | 0 | 408803 | 408.803 | 9284.17 | -327448 | -142.4208 | -141.3478 | -139.9888
[20 empty] | 2020-03-17 12:00 | 1813 | 3 | 17 | 13 | 274867.693 | 274.8677 | 85.0945 | 436999 | 0.98679 | 3.3669 | 0 | 343441 | 343.441 | 7540.46 | -276999 | 86.2608 | 446232 | 1.0944 | 3.7342 | 0 | 352674 | 352.674 | 8362.98 | -283964 | 87.2219 | 457483 | 1.1567 | 3.9468 | 0 | 363924 | 363.924 | 8839.23 | -292556 | -189.7732 | -188.6069 | -187.6458
[20 empty] | 2020-03-17 13:00 | 1814 | 3 | 17 | 14 | 255545.61 | 255.5456 | 80.018 | 393563 | 0.96909 | 3.3065 | 0 | 335840 | 335.84 | 7405.2 | -267438 | 81.0607 | 397791 | 1.0589 | 3.6131 | 0 | 340068 | 340.068 | 8091.73 | -269963 | 82.0557 | 404269 | 1.122 | 3.8283 | 0 | 346546 | 346.546 | 8573.81 | -274309 | -175.5276 | -174.4849 | -173.4899
[20 empty] | 2020-03-17 14:00 | 1815 | 3 | 17 | 15 | 217479.33 | 217.4793 | 66.1535 | 424710 | 0.97011 | 3.31 | 0 | 366914 | 366.914 | 7412.97 | -292522 | 67.5079 | 427656 | 1.094 | 3.7328 | 0 | 369859 | 369.859 | 8359.93 | -293924 | 68.5085 | 431165 | 1.1473 | 3.9145 | 0 | 373368 | 373.368 | 8766.84 | -295692 | -151.3258 | -149.9714 | -148.9708
[20 empty] | 2020-03-17 15:00 | 1816 | 3 | 17 | 16 | 162218.304 | 162.2183 | 65.4865 | 416791 | 1.1697 | 3.991 | 0 | 383700 | 383.7 | 8938.14 | -305381 | 66.615 | 421225 | 1.2554 | 4.2836 | 0 | 388134 | 388.134 | 9593.31 | -307992 | 68.056 | 427218 | 1.3714 | 4.679 | 0 | 394127 | 394.127 | 10479 | -311781 | -96.7318 | -95.6033 | -94.1623
[20 empty] | 2020-03-17 16:00 | 1817 | 3 | 17 | 17 | 86425.145 | 86.4251 | 14.694 | 33091 | 0 | 0 | 0 | 0 | 0 | 0 | 0 | 14.694 | 33091 | 0 | 0 | 0 | 0 | 0 | 0 | 0 | 14.694 | 33091 | 0 | 0 | 0 | 0 | 0 | 0 | 0 | -71.7311 | -71.7311 | -71.7311
[20 empty] | 2020-03-17 17:00 | 1818 | 3 | 17 | 18 | 14473.062 | 14.4731 | 13.7827 | 33384.4 | 0 | 0 | 0 | 0 | 0 | 0 | 0 | 13.7827 | 33384.4 | 0 | 0 | 0 | 0 | 0 | 0 | 0 | 13.7827 | 33384.4 | 0 | 0 | 0 | 0 | 0 | 0 | 0 | -0.69036 | -0.69036 | -0.69036
[20 empty] | 2020-03-17 18:00 | 1819 | 3 | 17 | 19 | 0 | 0 | 10.3847 | 33531.1 | 0 | 0 | 0 | 0 | 0 | 0 | 0 | 10.3847 | 33531.1 | 0 | 0 | 0 | 0 | 0 | 0 | 0 | 10.3847 | 33531.1 | 0 | 0 | 0 | 0 | 0 | 0 | 0 | 10.3847 | 10.3847 | 10.3847
[20 empty] | 2020-03-17 19:00 | 1820 | 3 | 17 | 20 | 0 | 0 | 8.8655 | 11168.9 | 0 | 0 | 0 | 0 | 0 | 0 | 0 | 8.8655 | 11168.9 | 0 | 0 | 0 | 0 | 0 | 0 | 0 | 8.8655 | 11168.9 | 0 | 0 | 0 | 0 | 0 | 0 | 0 | 8.8655 | 8.8655 | 8.8655
[20 empty] | 2020-03-17 20:00 | 1821 | 3 | 17 | 21 | 0 | 0 | 7.3463 | 11168.9 | 0 | 0 | 0 | 0 | 0 | 0 | 0 | 7.3463 | 11168.9 | 0 | 0 | 0 | 0 | 0 | 0 | 0 | 7.3463 | 11168.9 | 0 | 0 | 0 | 0 | 0 | 0 | 0 | 7.3463 | 7.3463 | 7.3463
[20 empty] | 2020-03-17 21:00 | 1822 | 3 | 17 | 22 | 0 | 0 | 7.3463 | 11242.2 | 0 | 0 | 0 | 0 | 0 | 0 | 0 | 7.3463 | 11242.2 | 0 | 0 | 0 | 0 | 0 | 0 | 0 | 7.3463 | 11242.2 | 0 | 0 | 0 | 0 | 0 | 0 | 0 | 7.3463 | 7.3463 | 7.3463
[20 empty] | 2020-03-17 22:00 | 1823 | 3 | 17 | 23 | 0 | 0 | 7.3463 | 11242.2 | 0 | 0 | 0 | 0 | 0 | 0 | 0 | 7.3463 | 11242.2 | 0 | 0 | 0 | 0 | 0 | 0 | 0 | 7.3463 | 11242.2 | 0 | 0 | 0 | 0 | 0 | 0 | 0 | 7.3463 | 7.3463 | 7.3463
[20 empty] | 2020-03-17 23:00 | 1824 | 3 | 17 | 24 | 0 | 0 | 7.3463 | 11315.6 | 0 | 0 | 0 | 0 | 0 | 0 | 0 | 7.3463 | 11315.6 | 0 | 0 | 0 | 0 | 0 | 0 | 0 | 7.3463 | 11315.6 | 0 | 0 | 0 | 0 | 0 | 0 | 0 | 7.3463 | 7.3463 | 7.3463
[20 empty] | 2020-03-18 | 1825 | 3 | 18 | 1 | 0 | 0 | 7.3463 | 11535.5 | 0 | 0 | 0 | 0 | 0 | 0 | 0 | 7.3463 | 11535.5 | 0 | 0 | 0 | 0 | 0 | 0 | 0 | 7.3463 | 11535.5 | 0 | 0 | 0 | 0 | 0 | 0 | 0 | 7.3463 | 7.3463 | 7.3463
[20 empty] | 2020-03-18 01:00 | 1826 | 3 | 18 | 2 | 0 | 0 | 7.3463 | 11535.5 | 0 | 0 | 0 | 0 | 0 | 0 | 0 | 7.3463 | 11535.5 | 0 | 0 | 0 | 0 | 0 | 0 | 0 | 7.3463 | 11535.5 | 0 | 0 | 0 | 0 | 0 | 0 | 0 | 7.3463 | 7.3463 | 7.3463
[20 empty] | 2020-03-18 02:00 | 1827 | 3 | 18 | 3 | 0 | 0 | 7.3463 | 11462.2 | 0 | 0 | 0 | 0 | 0 | 0 | 0 | 7.3463 | 11462.2 | 0 | 0 | 0 | 0 | 0 | 0 | 0 | 7.3463 | 11462.2 | 0 | 0 | 0 | 0 | 0 | 0 | 0 | 7.3463 | 7.3463 | 7.3463
[20 empty] | 2020-03-18 03:00 | 1828 | 3 | 18 | 4 | 0 | 0 | 23.1771 | 416177 | 9.5711 | 32.6567 | 0 | 404788 | 404.788 | 73136.9 | -246045 | 24.6338 | 430819 | 10.4839 | 35.7711 | 0 | 419430 | 419.43 | 80111.6 | -253530 | 26.2736 | 447273 | 11.5092 | 39.2694 | 0 | 435884 | 435.884 | 87946.6 | -261928 | 23.1771 | 24.6338 | 26.2736
[20 empty] | 2020-03-18 04:00 | 1829 | 3 | 18 | 5 | 0 | 0 | 18.847 | 278414 | 5.8888 | 20.0925 | 0 | 267025 | 267.025 | 44998.4 | -208673 | 19.7233 | 286205 | 6.442 | 21.9801 | 0 | 274816 | 274.816 | 49226 | -214163 | 20.7319 | 295026 | 7.0787 | 24.1526 | 0 | 283637 | 283.637 | 54091.3 | -220355 | 18.847 | 19.7233 | 20.7319
[20 empty] | 2020-03-18 05:00 | 1830 | 3 | 18 | 6 | 0 | 0 | 21.0047 | 295386 | 5.8863 | 20.0842 | 0 | 261561 | 261.561 | 44979.9 | -202500 | 31.4502 | 439891 | 12.8004 | 43.675 | 0 | 406066 | 406.066 | 97813 | -324970 | 33.4633 | 458234 | 14.0752 | 48.0246 | 0 | 424409 | 424.409 | 107554 | -339422 | 21.0047 | 31.4502 | 33.4633
[20 empty] | 2020-03-18 06:00 | 1831 | 3 | 18 | 7 | 8475.577 | 8.4756 | 96.8689 | 636993 | 0.81407 | 2.7776 | 0 | 553752 | 553.752 | 6220.67 | -467619 | 97.9034 | 652612 | 0.91722 | 3.1296 | 0 | 569371 | 569.371 | 7008.87 | -479596 | 99.1128 | 693920 | 1.0354 | 3.5328 | 0 | 610680 | 610.68 | 7911.8 | -515280 | 88.3933 | 89.4278 | 90.6372
[20 empty] | 2020-03-18 07:00 | 1832 | 3 | 18 | 8 | 72989.824 | 72.9898 | 123.063 | 691245 | 1.006 | 3.4326 | 0 | 608004 | 608.004 | 7687.45 | -512892 | 123.906 | 719194 | 1.1138 | 3.8003 | 0 | 635953 | 635.953 | 8511.03 | -536073 | 125.032 | 759588 | 1.2336 | 4.209 | 0 | 676347 | 676.347 | 9426.37 | -570761 | 50.0732 | 50.9162 | 52.0422
[20 empty] | 2020-03-18 08:00 | 1833 | 3 | 18 | 9 | 148166.073 | 148.1661 | 129.642 | 508625 | 1.1643 | 3.9728 | 0 | 450755 | 450.755 | 8897.23 | -378075 | 130.633 | 526523 | 1.272 | 4.3399 | 0 | 468653 | 468.653 | 9719.58 | -392632 | 131.908 | 553184 | 1.3932 | 4.7536 | 0 | 495315 | 495.315 | 10645.9 | -414987 | -18.5241 | -17.5331 | -16.2581
[20 empty] | 2020-03-18 09:00 | 1834 | 3 | 18 | 10 | 182625.16 | 182.6252 | 130.536 | 469200 | 1.1558 | 3.9437 | 0 | 411404 | 411.404 | 8832.18 | -333637 | 131.683 | 482885 | 1.2693 | 4.3309 | 0 | 425089 | 425.089 | 9699.27 | -344147 | 133.039 | 504232 | 1.3896 | 4.7415 | 0 | 446436 | 446.436 | 10618.8 | -361289 | -52.0892 | -50.9422 | -49.5862
[20 empty] | 2020-03-18 10:00 | 1835 | 3 | 18 | 11 | 247585.415 | 247.5854 | 109.439 | 529931 | 0.95924 | 3.2729 | 0 | 403272 | 403.272 | 7329.93 | -325193 | 110.659 | 541411 | 1.0663 | 3.6382 | 0 | 414752 | 414.752 | 8148.01 | -333933 | 112.129 | 559754 | 1.1854 | 4.0447 | 0 | 433095 | 433.095 | 9058.26 | -348424 | -138.1464 | -136.9264 | -135.4564
[20 empty] | 2020-03-18 11:00 | 1836 | 3 | 18 | 12 | 269856.491 | 269.8565 | 132.713 | 407614 | 0.95639 | 3.2632 | 0 | 280955 | 280.955 | 7308.13 | -224685 | 133.999 | 408547 | 1.0636 | 3.6289 | 0 | 281888 | 281.888 | 8127.27 | -224687 | 135.216 | 414973 | 1.144 | 3.9032 | 0 | 288314 | 288.314 | 8741.44 | -229293 | -137.1435 | -135.8575 | -134.6405
[20 empty] | 2020-03-18 12:00 | 1837 | 3 | 18 | 13 | 271481.331 | 271.4813 | 83.5713 | 364948 | 0.84944 | 2.8983 | 0 | 272320 | 272.32 | 6490.93 | -213178 | 85.0392 | 362727 | 0.98009 | 3.3441 | 0 | 270099 | 270.099 | 7489.27 | -210225 | 85.8464 | 365825 | 1.0003 | 3.4129 | 0 | 273197 | 273.197 | 7643.3 | -211707 | -187.91 | -186.4421 | -185.6349
[20 empty] | 2020-03-18 13:00 | 1838 | 3 | 18 | 14 | 252090.535 | 252.0905 | 78.6386 | 317473 | 0.823 | 2.8081 | 0 | 260117 | 260.117 | 6288.83 | -202718 | 79.5712 | 311783 | 0.88246 | 3.0109 | 0 | 254426 | 254.426 | 6743.22 | -196814 | 80.739 | 311241 | 0.95557 | 3.2604 | 0 | 253885 | 253.885 | 7301.92 | -195199 | -173.4519 | -172.5193 | -171.3515
[20 empty] | 2020-03-18 14:00 | 1839 | 3 | 18 | 15 | 212129.521 | 212.1295 | 65.4274 | 344965 | 0.89418 | 3.0509 | 0 | 287535 | 287.535 | 6832.77 | -226127 | 66.4448 | 338039 | 0.96215 | 3.2829 | 0 | 280610 | 280.61 | 7352.21 | -219137 | 67.4581 | 335414 | 1.012 | 3.453 | 0 | 277985 | 277.985 | 7733.36 | -215705 | -146.7021 | -145.6847 | -144.6714
[20 empty] | 2020-03-18 15:00 | 1840 | 3 | 18 | 16 | 154840.959 | 154.841 | 63.7456 | 319048 | 0.92978 | 3.1724 | 0 | 286397 | 286.397 | 7104.79 | -225182 | 64.4158 | 313046 | 0.94809 | 3.2349 | 0 | 280395 | 280.395 | 7244.77 | -219002 | 65.4703 | 312291 | 1.0043 | 3.4268 | 0 | 279640 | 279.64 | 7674.6 | -217193 | -91.0954 | -90.4252 | -89.3707
[20 empty] | 2020-03-18 16:00 | 1841 | 3 | 18 | 17 | 80612.373 | 80.6124 | 14.694 | 32651 | 0 | 0 | 0 | 0 | 0 | 0 | 0 | 14.694 | 32651 | 0 | 0 | 0 | 0 | 0 | 0 | 0 | 14.694 | 32651 | 0 | 0 | 0 | 0 | 0 | 0 | 0 | -65.9184 | -65.9184 | -65.9184
[20 empty] | 2020-03-18 17:00 | 1842 | 3 | 18 | 18 | 14347.911 | 14.3479 | 13.7827 | 33017.7 | 0 | 0 | 0 | 0 | 0 | 0 | 0 | 13.7827 | 33017.7 | 0 | 0 | 0 | 0 | 0 | 0 | 0 | 13.7827 | 33017.7 | 0 | 0 | 0 | 0 | 0 | 0 | 0 | -0.56521 | -0.56521 | -0.56521
[20 empty] | 2020-03-18 18:00 | 1843 | 3 | 18 | 19 | 0 | 0 | 10.3847 | 33017.7 | 0 | 0 | 0 | 0 | 0 | 0 | 0 | 10.3847 | 33017.7 | 0 | 0 | 0 | 0 | 0 | 0 | 0 | 10.3847 | 33017.7 | 0 | 0 | 0 | 0 | 0 | 0 | 0 | 10.3847 | 10.3847 | 10.3847
[20 empty] | 2020-03-18 19:00 | 1844 | 3 | 18 | 20 | 0 | 0 | 8.8655 | 10655.6 | 0 | 0 | 0 | 0 | 0 | 0 | 0 | 8.8655 | 10655.6 | 0 | 0 | 0 | 0 | 0 | 0 | 0 | 8.8655 | 10655.6 | 0 | 0 | 0 | 0 | 0 | 0 | 0 | 8.8655 | 8.8655 | 8.8655
[20 empty] | 2020-03-18 20:00 | 1845 | 3 | 18 | 21 | 0 | 0 | 7.3463 | 10728.9 | 0 | 0 | 0 | 0 | 0 | 0 | 0 | 7.3463 | 10728.9 | 0 | 0 | 0 | 0 | 0 | 0 | 0 | 7.3463 | 10728.9 | 0 | 0 | 0 | 0 | 0 | 0 | 0 | 7.3463 | 7.3463 | 7.3463
[20 empty] | 2020-03-18 21:00 | 1846 | 3 | 18 | 22 | 0 | 0 | 7.3463 | 10802.3 | 0 | 0 | 0 | 0 | 0 | 0 | 0 | 7.3463 | 10802.3 | 0 | 0 | 0 | 0 | 0 | 0 | 0 | 7.3463 | 10802.3 | 0 | 0 | 0 | 0 | 0 | 0 | 0 | 7.3463 | 7.3463 | 7.3463
[20 empty] | 2020-03-18 22:00 | 1847 | 3 | 18 | 23 | 0 | 0 | 7.3463 | 10802.3 | 0 | 0 | 0 | 0 | 0 | 0 | 0 | 7.3463 | 10802.3 | 0 | 0 | 0 | 0 | 0 | 0 | 0 | 7.3463 | 10802.3 | 0 | 0 | 0 | 0 | 0 | 0 | 0 | 7.3463 | 7.3463 | 7.3463
[20 empty] | 2020-03-18 23:00 | 1848 | 3 | 18 | 24 | 0 | 0 | 7.3463 | 10802.3 | 0 | 0 | 0 | 0 | 0 | 0 | 0 | 7.3463 | 10802.3 | 0 | 0 | 0 | 0 | 0 | 0 | 0 | 7.3463 | 10802.3 | 0 | 0 | 0 | 0 | 0 | 0 | 0 | 7.3463 | 7.3463 | 7.3463
[20 empty] | 2020-03-19 | 1849 | 3 | 19 | 1 | 0 | 0 | 7.3463 | 10802.3 | 0 | 0 | 0 | 0 | 0 | 0 | 0 | 7.3463 | 10802.3 | 0 | 0 | 0 | 0 | 0 | 0 | 0 | 7.3463 | 10802.3 | 0 | 0 | 0 | 0 | 0 | 0 | 0 | 7.3463 | 7.3463 | 7.3463
[20 empty] | 2020-03-19 01:00 | 1850 | 3 | 19 | 2 | 0 | 0 | 7.3463 | 10802.3 | 0 | 0 | 0 | 0 | 0 | 0 | 0 | 7.3463 | 10802.3 | 0 | 0 | 0 | 0 | 0 | 0 | 0 | 7.3463 | 10802.3 | 0 | 0 | 0 | 0 | 0 | 0 | 0 | 7.3463 | 7.3463 | 7.3463
[20 empty] | 2020-03-19 02:00 | 1851 | 3 | 19 | 3 | 0 | 0 | 7.3463 | 10875.6 | 0 | 0 | 0 | 0 | 0 | 0 | 0 | 7.3463 | 10875.6 | 0 | 0 | 0 | 0 | 0 | 0 | 0 | 7.3463 | 10875.6 | 0 | 0 | 0 | 0 | 0 | 0 | 0 | 7.3463 | 7.3463 | 7.3463
[20 empty] | 2020-03-19 03:00 | 1852 | 3 | 19 | 4 | 0 | 0 | 23.6001 | 364467 | 10.0157 | 34.1736 | 0 | 353591 | 353.591 | 76533.9 | -205358 | 25.1182 | 375284 | 10.9918 | 37.504 | 0 | 364408 | 364.408 | 83992.8 | -209642 | 26.8333 | 387769 | 12.0938 | 41.264 | 0 | 376893 | 376.893 | 92413.6 | -214625 | 23.6001 | 25.1182 | 26.8333
[20 empty] | 2020-03-19 04:00 | 1853 | 3 | 19 | 5 | 0 | 0 | 19.0157 | 235815 | 6.0761 | 20.7318 | 0 | 224940 | 224.94 | 46430.2 | -172547 | 19.9045 | 240655 | 6.6425 | 22.6642 | 0 | 229780 | 229.78 | 50758.1 | -175349 | 20.9277 | 246152 | 7.2949 | 24.8903 | 0 | 235277 | 235.277 | 55743.6 | -178682 | 19.0157 | 19.9045 | 20.9277
[20 empty] | 2020-03-19 05:00 | 1854 | 3 | 19 | 6 | 0 | 0 | 21.1798 | 253417 | 6.0787 | 20.7405 | 0 | 220105 | 220.105 | 46449.6 | -166875 | 22.0671 | 258333 | 6.643 | 22.666 | 0 | 225022 | 225.022 | 50762 | -169907 | 23.0882 | 264006 | 7.293 | 24.8838 | 0 | 230695 | 230.695 | 55728.8 | -173486 | 21.1798 | 22.0671 | 23.0882
[20 empty] | 2020-03-19 06:00 | 1855 | 3 | 19 | 7 | 4929.861 | 4.9299 | 98.0593 | 530012 | 0.78372 | 2.674 | 0 | 447211 | 447.211 | 5988.71 | -368877 | 99.405 | 551754 | 0.88672 | 3.0255 | 0 | 468954 | 468.954 | 6775.77 | -386984 | 100.905 | 581621 | 1.0009 | 3.4151 | 0 | 498820 | 498.82 | 7648.27 | -412183 | 93.1294 | 94.4751 | 95.9751
[20 empty] | 2020-03-19 07:00 | 1856 | 3 | 19 | 8 | 41627.071 | 41.6271 | 127.637 | 564030 | 0.9774 | 3.3349 | 0 | 481230 | 481.23 | 7468.72 | -394729 | 128.026 | 591185 | 1.085 | 3.7019 | 0 | 508384 | 508.384 | 8290.6 | -417126 | 128.642 | 624251 | 1.2045 | 4.1099 | 0 | 541451 | 541.451 | 9204.37 | -444733 | 86.0099 | 86.3989 | 87.0149
[20 empty] | 2020-03-19 08:00 | 1857 | 3 | 19 | 9 | 59988.265 | 59.9883 | 128.469 | 422915 | 0.95278 | 3.2509 | 0 | 365339 | 365.339 | 7280.56 | -299860 | 129.363 | 442852 | 1.0598 | 3.6159 | 0 | 385276 | 385.276 | 8098.07 | -316246 | 130.462 | 467703 | 1.1701 | 3.9923 | 0 | 410127 | 410.127 | 8941.01 | -336770 | 68.4807 | 69.3747 | 70.4737
[20 empty] | 2020-03-19 09:00 | 1858 | 3 | 19 | 10 | 6400.576 | 6.4006 | 135.065 | 399004 | 0.92309 | 3.1496 | 0 | 341428 | 341.428 | 7053.73 | -272296 | 135.079 | 420860 | 1.0049 | 3.4287 | 0 | 363283 | 363.283 | 7678.79 | -289918 | 135.478 | 447537 | 1.1211 | 3.8252 | 0 | 389961 | 389.961 | 8566.83 | -311559 | 128.6644 | 128.6784 | 129.0774
[20 empty] | 2020-03-19 10:00 | 1859 | 3 | 19 | 11 | 22757.122 | 22.7571 | 111.402 | 475037 | 0.89631 | 3.0582 | 0 | 348378 | 348.378 | 6849.06 | -278261 | 112.15 | 496828 | 1.0027 | 3.4211 | 0 | 370169 | 370.169 | 7661.8 | -295877 | 113.097 | 523257 | 1.1219 | 3.828 | 0 | 396598 | 396.598 | 8572.99 | -317330 | 88.6449 | 89.3929 | 90.3399
[20 empty] | 2020-03-19 11:00 | 1860 | 3 | 19 | 12 | 18009.664 | 18.0097 | 134.172 | 474227 | 0.86619 | 2.9554 | 0 | 347568 | 347.568 | 6618.9 | -268213 | 135.142 | 502497 | 1.0042 | 3.4262 | 0 | 375838 | 375.838 | 7673.09 | -290890 | 136.178 | 536285 | 1.1228 | 3.8309 | 0 | 409626 | 409.626 | 8579.45 | -318119 | 116.1623 | 117.1323 | 118.1683
[20 empty] | 2020-03-19 12:00 | 1861 | 3 | 19 | 13 | 50598.121 | 50.5981 | 84.6662 | 443574 | 0.86525 | 2.9522 | 0 | 349854 | 349.854 | 6611.68 | -279488 | 85.7446 | 471757 | 1.0031 | 3.4224 | 0 | 378037 | 378.037 | 7664.75 | -302548 | 86.9814 | 504722 | 1.1215 | 3.8267 | 0 | 411002 | 411.002 | 8570.09 | -329581 | 34.0681 | 35.1465 | 36.3833
[20 empty] | 2020-03-19 13:00 | 1862 | 3 | 19 | 14 | 49816.884 | 49.8169 | 79.705 | 425373 | 0.89633 | 3.0583 | 0 | 367356 | 367.356 | 6849.21 | -294524 | 80.6848 | 453073 | 1.0027 | 3.4212 | 0 | 395057 | 395.057 | 7661.97 | -317169 | 82.0686 | 485283 | 1.1211 | 3.8253 | 0 | 427267 | 427.267 | 8567.02 | -343553 | 29.8881 | 30.8679 | 32.2517
[20 empty] | 2020-03-19 14:00 | 1863 | 3 | 19 | 15 | 20146.744 | 20.1467 | 67.3198 | 464774 | 1.067 | 3.6407 | 0 | 406758 | 406.758 | 8153.65 | -328250 | 68.3218 | 492996 | 1.1733 | 4.0035 | 0 | 434979 | 434.979 | 8966.07 | -351625 | 69.7835 | 525485 | 1.3106 | 4.4719 | 0 | 467469 | 467.469 | 10015.2 | -378639 | 47.1731 | 48.1751 | 49.6368
[20 empty] | 2020-03-19 15:00 | 1864 | 3 | 19 | 16 | 9298.205 | 9.2982 | 66.3467 | 437704 | 1.1191 | 3.8185 | 0 | 404613 | 404.613 | 8551.76 | -327690 | 67.3552 | 465500 | 1.2261 | 4.1836 | 0 | 432409 | 432.409 | 9369.37 | -350657 | 68.5229 | 497496 | 1.346 | 4.5924 | 0 | 464405 | 464.405 | 10285 | -377271 | 57.0485 | 58.057 | 59.2247
[20 empty] | 2020-03-19 16:00 | 1865 | 3 | 19 | 17 | 40900.282 | 40.9003 | 14.694 | 33164.4 | 0 | 0 | 0 | 0 | 0 | 0 | 0 | 14.694 | 33164.4 | 0 | 0 | 0 | 0 | 0 | 0 | 0 | 14.694 | 33164.4 | 0 | 0 | 0 | 0 | 0 | 0 | 0 | -26.2063 | -26.2063 | -26.2063
[20 empty] | 2020-03-19 17:00 | 1866 | 3 | 19 | 18 | 7512.959 | 7.513 | 13.7827 | 33164.4 | 0 | 0 | 0 | 0 | 0 | 0 | 0 | 13.7827 | 33164.4 | 0 | 0 | 0 | 0 | 0 | 0 | 0 | 13.7827 | 33164.4 | 0 | 0 | 0 | 0 | 0 | 0 | 0 | 6.2697 | 6.2697 | 6.2697
[20 empty] | 2020-03-19 18:00 | 1867 | 3 | 19 | 19 | 0 | 0 | 10.3847 | 33384.4 | 0 | 0 | 0 | 0 | 0 | 0 | 0 | 10.3847 | 33384.4 | 0 | 0 | 0 | 0 | 0 | 0 | 0 | 10.3847 | 33384.4 | 0 | 0 | 0 | 0 | 0 | 0 | 0 | 10.3847 | 10.3847 | 10.3847
[20 empty] | 2020-03-19 19:00 | 1868 | 3 | 19 | 20 | 0 | 0 | 8.8655 | 11022.3 | 0 | 0 | 0 | 0 | 0 | 0 | 0 | 8.8655 | 11022.3 | 0 | 0 | 0 | 0 | 0 | 0 | 0 | 8.8655 | 11022.3 | 0 | 0 | 0 | 0 | 0 | 0 | 0 | 8.8655 | 8.8655 | 8.8655
[20 empty] | 2020-03-19 20:00 | 1869 | 3 | 19 | 21 | 0 | 0 | 7.3463 | 11168.9 | 0 | 0 | 0 | 0 | 0 | 0 | 0 | 7.3463 | 11168.9 | 0 | 0 | 0 | 0 | 0 | 0 | 0 | 7.3463 | 11168.9 | 0 | 0 | 0 | 0 | 0 | 0 | 0 | 7.3463 | 7.3463 | 7.3463
[20 empty] | 2020-03-19 21:00 | 1870 | 3 | 19 | 22 | 0 | 0 | 7.3463 | 11168.9 | 0 | 0 | 0 | 0 | 0 | 0 | 0 | 7.3463 | 11168.9 | 0 | 0 | 0 | 0 | 0 | 0 | 0 | 7.3463 | 11168.9 | 0 | 0 | 0 | 0 | 0 | 0 | 0 | 7.3463 | 7.3463 | 7.3463
[20 empty] | 2020-03-19 22:00 | 1871 | 3 | 19 | 23 | 0 | 0 | 7.3463 | 11168.9 | 0 | 0 | 0 | 0 | 0 | 0 | 0 | 7.3463 | 11168.9 | 0 | 0 | 0 | 0 | 0 | 0 | 0 | 7.3463 | 11168.9 | 0 | 0 | 0 | 0 | 0 | 0 | 0 | 7.3463 | 7.3463 | 7.3463
[20 empty] | 2020-03-19 23:00 | 1872 | 3 | 19 | 24 | 0 | 0 | 7.7516 | 11168.9 | 0 | 0 | 0 | 0 | 0 | 0 | 0 | 7.7516 | 11168.9 | 0 | 0 | 0 | 0 | 0 | 0 | 0 | 7.7516 | 11168.9 | 0 | 0 | 0 | 0 | 0 | 0 | 0 | 7.7516 | 7.7516 | 7.7516
[20 empty] | 2020-03-20 | 1873 | 3 | 20 | 1 | 0 | 0 | 7.7516 | 11022.3 | 0 | 0 | 0 | 0 | 0 | 0 | 0 | 7.7516 | 11022.3 | 0 | 0 | 0 | 0 | 0 | 0 | 0 | 7.7516 | 11022.3 | 0 | 0 | 0 | 0 | 0 | 0 | 0 | 7.7516 | 7.7516 | 7.7516
[20 empty] | 2020-03-20 01:00 | 1874 | 3 | 20 | 2 | 0 | 0 | 7.7516 | 11022.3 | 0 | 0 | 0 | 0 | 0 | 0 | 0 | 7.7516 | 11022.3 | 0 | 0 | 0 | 0 | 0 | 0 | 0 | 7.7516 | 11022.3 | 0 | 0 | 0 | 0 | 0 | 0 | 0 | 7.7516 | 7.7516 | 7.7516
[20 empty] | 2020-03-20 02:00 | 1875 | 3 | 20 | 3 | 0 | 0 | 7.7516 | 11022.3 | 0 | 0 | 0 | 0 | 0 | 0 | 0 | 7.7516 | 11022.3 | 0 | 0 | 0 | 0 | 0 | 0 | 0 | 7.7516 | 11022.3 | 0 | 0 | 0 | 0 | 0 | 0 | 0 | 7.7516 | 7.7516 | 7.7516
[20 empty] | 2020-03-20 03:00 | 1876 | 3 | 20 | 4 | 0 | 0 | 7.7516 | 11022.3 | 0 | 0 | 0 | 0 | 0 | 0 | 0 | 7.7516 | 11022.3 | 0 | 0 | 0 | 0 | 0 | 0 | 0 | 7.7516 | 11022.3 | 0 | 0 | 0 | 0 | 0 | 0 | 0 | 7.7516 | 7.7516 | 7.7516
[20 empty] | 2020-03-20 04:00 | 1877 | 3 | 20 | 5 | 0 | 0 | 7.7516 | 11022.3 | 0 | 0 | 0 | 0 | 0 | 0 | 0 | 7.7516 | 11022.3 | 0 | 0 | 0 | 0 | 0 | 0 | 0 | 7.7516 | 11022.3 | 0 | 0 | 0 | 0 | 0 | 0 | 0 | 7.7516 | 7.7516 | 7.7516
[20 empty] | 2020-03-20 05:00 | 1878 | 3 | 20 | 6 | 0 | 0 | 7.7516 | 11168.9 | 0 | 0 | 0 | 0 | 0 | 0 | 0 | 7.7516 | 11168.9 | 0 | 0 | 0 | 0 | 0 | 0 | 0 | 7.7516 | 11168.9 | 0 | 0 | 0 | 0 | 0 | 0 | 0 | 7.7516 | 7.7516 | 7.7516
[20 empty] | 2020-03-20 06:00 | 1879 | 3 | 20 | 7 | 0 | 0 | 7.6333 | 11315.6 | 0 | 0 | 0 | 0 | 0 | 0 | 0 | 7.6178 | 11315.6 | 0 | 0 | 0 | 0 | 0 | 0 | 0 | 7.6044 | 11315.6 | 0 | 0 | 0 | 0 | 0 | 0 | 0 | 7.6333 | 7.6178 | 7.6044
[20 empty] | 2020-03-20 07:00 | 1880 | 3 | 20 | 8 | 3869.386 | 3.8694 | 8.6407 | 11388.9 | 0 | 0 | 0 | 0 | 0 | 0 | -295.068 | 8.6971 | 11388.9 | 0 | 0 | 0 | 0 | 0 | 0 | -295.067 | 8.7596 | 11388.9 | 0 | 0 | 0 | 0 | 0 | 0 | -295.073 | 4.7713 | 4.8277 | 4.8902
[20 empty] | 2020-03-20 08:00 | 1881 | 3 | 20 | 9 | 74801.988 | 74.802 | 8.622 | 11535.5 | 0 | 0 | 0 | 0 | 0 | 0 | -684.847 | 8.6846 | 11535.5 | 0 | 0 | 0 | 0 | 0 | 0 | -684.839 | 8.7542 | 11535.5 | 0 | 0 | 0 | 0 | 0 | 0 | -684.847 | -66.18 | -66.1173 | -66.0478
[20 empty] | 2020-03-20 09:00 | 1882 | 3 | 20 | 10 | 30291.085 | 30.2911 | 8.6294 | 11315.6 | 0 | 0 | 0 | 0 | 0 | 0 | -784.601 | 8.6846 | 11315.6 | 0 | 0 | 0 | 0 | 0 | 0 | -784.601 | 8.7542 | 11315.6 | 0 | 0 | 0 | 0 | 0 | 0 | -784.601 | -21.6617 | -21.6064 | -21.5369
[20 empty] | 2020-03-20 10:00 | 1883 | 3 | 20 | 11 | 88088.927 | 88.0889 | 8.6345 | 11315.6 | 0 | 0 | 0 | 0 | 0 | 0 | -998.286 | 8.689 | 11315.6 | 0 | 0 | 0 | 0 | 0 | 0 | -998.29 | 8.7542 | 11315.6 | 0 | 0 | 0 | 0 | 0 | 0 | -998.286 | -79.4544 | -79.3999 | -79.3347
[20 empty] | 2020-03-20 11:00 | 1884 | 3 | 20 | 12 | 170359.229 | 170.3592 | 8.622 | 11168.9 | 0 | 0 | 0 | 0 | 0 | 0 | -1090.1 | 8.6846 | 11168.9 | 0 | 0 | 0 | 0 | 0 | 0 | -1090.1 | 8.7542 | 11168.9 | 0 | 0 | 0 | 0 | 0 | 0 | -1090.1 | -161.7373 | -161.6746 | -161.605
[20 empty] | 2020-03-20 12:00 | 1885 | 3 | 20 | 13 | 136590.096 | 136.5901 | 8.622 | 10875.6 | 0 | 0 | 0 | 0 | 0 | 0 | -1066.98 | 8.6846 | 10875.6 | 0 | 0 | 0 | 0 | 0 | 0 | -1066.98 | 8.7542 | 10875.6 | 0 | 0 | 0 | 0 | 0 | 0 | -1066.98 | -127.9681 | -127.9054 | -127.8359
[20 empty] | 2020-03-20 13:00 | 1886 | 3 | 20 | 14 | 201789.811 | 201.7898 | 8.622 | 11095.6 | 0 | 0 | 0 | 0 | 0 | 0 | -1306.62 | 8.6846 | 11095.6 | 0 | 0 | 0 | 0 | 0 | 0 | -1306.62 | 8.7542 | 11095.6 | 0 | 0 | 0 | 0 | 0 | 0 | -1306.62 | -193.1678 | -193.1052 | -193.0356
[20 empty] | 2020-03-20 14:00 | 1887 | 3 | 20 | 15 | 109431.908 | 109.4319 | 8.622 | 10802.3 | 0 | 0 | 0 | 0 | 0 | 0 | -1221.34 | 8.6846 | 10802.3 | 0 | 0 | 0 | 0 | 0 | 0 | -1221.34 | 8.7542 | 10802.3 | 0 | 0 | 0 | 0 | 0 | 0 | -1221.34 | -100.8099 | -100.7473 | -100.6777
[20 empty] | 2020-03-20 15:00 | 1888 | 3 | 20 | 16 | 36247.196 | 36.2472 | 8.622 | 10875.6 | 0 | 0 | 0 | 0 | 0 | 0 | -1279.2 | 8.6846 | 10875.6 | 0 | 0 | 0 | 0 | 0 | 0 | -1279.2 | 8.7542 | 10875.6 | 0 | 0 | 0 | 0 | 0 | 0 | -1279.2 | -27.6252 | -27.5625 | -27.493
[20 empty] | 2020-03-20 16:00 | 1889 | 3 | 20 | 17 | 40101.064 | 40.1011 | 8.622 | 10875.6 | 0 | 0 | 0 | 0 | 0 | 0 | -1285.84 | 8.6846 | 10875.6 | 0 | 0 | 0 | 0 | 0 | 0 | -1285.84 | 8.7542 | 10875.6 | 0 | 0 | 0 | 0 | 0 | 0 | -1285.84 | -31.4791 | -31.4164 | -31.3468
[20 empty] | 2020-03-20 17:00 | 1890 | 3 | 20 | 18 | 17391.683 | 17.3917 | 8.6316 | 10948.9 | 0 | 0 | 0 | 0 | 0 | 0 | -1332.48 | 8.6851 | 10948.9 | 0 | 0 | 0 | 0 | 0 | 0 | -1332.48 | 8.7542 | 10948.9 | 0 | 0 | 0 | 0 | 0 | 0 | -1332.48 | -8.7601 | -8.7066 | -8.6375
[20 empty] | 2020-03-20 18:00 | 1891 | 3 | 20 | 19 | 0 | 0 | 8.9057 | 11095.6 | 0 | 0 | 0 | 0 | 0 | 0 | -1431.54 | 8.9684 | 11095.6 | 0 | 0 | 0 | 0 | 0 | 0 | -1431.54 | 9.038 | 11095.6 | 0 | 0 | 0 | 0 | 0 | 0 | -1431.54 | 8.9057 | 8.9684 | 9.038
[20 empty] | 2020-03-20 19:00 | 1892 | 3 | 20 | 20 | 0 | 0 | 8.9057 | 11095.6 | 0 | 0 | 0 | 0 | 0 | 0 | -1459.95 | 8.9684 | 11095.6 | 0 | 0 | 0 | 0 | 0 | 0 | -1459.95 | 9.038 | 11095.6 | 0 | 0 | 0 | 0 | 0 | 0 | -1459.95 | 8.9057 | 8.9684 | 9.038
[20 empty] | 2020-03-20 20:00 | 1893 | 3 | 20 | 21 | 0 | 0 | 8.9057 | 11242.2 | 0 | 0 | 0 | 0 | 0 | 0 | -1627.57 | 8.9684 | 11242.2 | 0 | 0 | 0 | 0 | 0 | 0 | -1627.57 | 9.038 | 11242.2 | 0 | 0 | 0 | 0 | 0 | 0 | -1627.57 | 8.9057 | 8.9684 | 9.038
[20 empty] | 2020-03-20 21:00 | 1894 | 3 | 20 | 22 | 0 | 0 | 8.9057 | 11315.6 | 0 | 0 | 0 | 0 | 0 | 0 | -1742.12 | 8.9684 | 11315.6 | 0 | 0 | 0 | 0 | 0 | 0 | -1742.12 | 9.038 | 11315.6 | 0 | 0 | 0 | 0 | 0 | 0 | -1742.12 | 8.9057 | 8.9684 | 9.038
[20 empty] | 2020-03-20 22:00 | 1895 | 3 | 20 | 23 | 0 | 0 | 8.9057 | 11315.6 | 0 | 0 | 0 | 0 | 0 | 0 | -1846.11 | 8.9684 | 11315.6 | 0 | 0 | 0 | 0 | 0 | 0 | -1846.11 | 9.038 | 11315.6 | 0 | 0 | 0 | 0 | 0 | 0 | -1846.11 | 8.9057 | 8.9684 | 9.038
[20 empty] | 2020-03-20 23:00 | 1896 | 3 | 20 | 24 | 0 | 0 | 8.9057 | 11462.2 | 0 | 0 | 0 | 0 | 0 | 0 | -2067.21 | 8.9684 | 11462.2 | 0 | 0 | 0 | 0 | 0 | 0 | -2067.21 | 9.038 | 11462.2 | 0 | 0 | 0 | 0 | 0 | 0 | -2067.21 | 8.9057 | 8.9684 | 9.038
[20 empty] | 2020-03-21 | 1897 | 3 | 21 | 1 | 0 | 0 | 8.9057 | 11608.9 | 0 | 0 | 0 | 0 | 0 | 0 | -2278.05 | 8.9684 | 11608.9 | 0 | 0 | 0 | 0 | 0 | 0 | -2278.05 | 9.038 | 11608.9 | 0 | 0 | 0 | 0 | 0 | 0 | -2278.05 | 8.9057 | 8.9684 | 9.038
[20 empty] | 2020-03-21 01:00 | 1898 | 3 | 21 | 2 | 0 | 0 | 8.9057 | 11608.9 | 0 | 0 | 0 | 0 | 0 | 0 | -2394.86 | 8.9684 | 11608.9 | 0 | 0 | 0 | 0 | 0 | 0 | -2394.86 | 9.038 | 11608.9 | 0 | 0 | 0 | 0 | 0 | 0 | -2394.86 | 8.9057 | 8.9684 | 9.038
[20 empty] | 2020-03-21 02:00 | 1899 | 3 | 21 | 3 | 0 | 0 | 8.9057 | 11682.2 | 0 | 0 | 0 | 0 | 0 | 0 | -2549.66 | 8.9684 | 11682.2 | 0 | 0 | 0 | 0 | 0 | 0 | -2549.66 | 9.038 | 11682.2 | 0 | 0 | 0 | 0 | 0 | 0 | -2549.66 | 8.9057 | 8.9684 | 9.038
[20 empty] | 2020-03-21 03:00 | 1900 | 3 | 21 | 4 | 0 | 0 | 8.9057 | 11828.9 | 0 | 0 | 0 | 0 | 0 | 0 | -2749.81 | 8.9684 | 11828.9 | 0 | 0 | 0 | 0 | 0 | 0 | -2749.81 | 9.038 | 11828.9 | 0 | 0 | 0 | 0 | 0 | 0 | -2749.81 | 8.9057 | 8.9684 | 9.038
[20 empty] | 2020-03-21 04:00 | 1901 | 3 | 21 | 5 | 0 | 0 | 8.9057 | 11828.9 | 0 | 0 | 0 | 0 | 0 | 0 | -2868.28 | 8.9684 | 11828.9 | 0 | 0 | 0 | 0 | 0 | 0 | -2868.28 | 9.038 | 11828.9 | 0 | 0 | 0 | 0 | 0 | 0 | -2868.28 | 8.9057 | 8.9684 | 9.038
[20 empty] | 2020-03-21 05:00 | 1902 | 3 | 21 | 6 | 0 | 0 | 8.9057 | 11828.9 | 0 | 0 | 0 | 0 | 0 | 0 | -3098.88 | 8.9684 | 11828.9 | 0 | 0 | 0 | 0 | 0 | 0 | -3098.89 | 9.038 | 11828.9 | 0 | 0 | 0 | 0 | 0 | 0 | -3098.89 | 8.9057 | 8.9684 | 9.038
[20 empty] | 2020-03-21 06:00 | 1903 | 3 | 21 | 7 | 14959.155 | 14.9592 | 8.6588 | 11682.2 | 0 | 0 | 0 | 0 | 0 | 0 | -3285.32 | 8.7038 | 11682.2 | 0 | 0 | 0 | 0 | 0 | 0 | -3285.32 | 8.7694 | 11682.2 | 0 | 0 | 0 | 0 | 0 | 0 | -3285.32 | -6.3003 | -6.2553 | -6.1898
[20 empty] | 2020-03-21 07:00 | 1904 | 3 | 21 | 8 | 93702.043 | 93.702 | 8.622 | 11682.2 | 0 | 0 | 0 | 0 | 0 | 0 | -3559.41 | 8.6846 | 11682.2 | 0 | 0 | 0 | 0 | 0 | 0 | -3559.42 | 8.7542 | 11682.2 | 0 | 0 | 0 | 0 | 0 | 0 | -3559.42 | -85.0801 | -85.0174 | -84.9478
[20 empty] | 2020-03-21 08:00 | 1905 | 3 | 21 | 9 | 178596.817 | 178.5968 | 8.622 | 11242.2 | 0 | 0 | 0 | 0 | 0 | 0 | -3381.61 | 8.6846 | 11242.2 | 0 | 0 | 0 | 0 | 0 | 0 | -3381.62 | 8.7542 | 11242.2 | 0 | 0 | 0 | 0 | 0 | 0 | -3381.62 | -169.9748 | -169.9122 | -169.8426
[20 empty] | 2020-03-21 09:00 | 1906 | 3 | 21 | 10 | 238811.078 | 238.8111 | 8.622 | 11095.6 | 0 | 0 | 0 | 0 | 0 | 0 | -3395.47 | 8.6846 | 11095.6 | 0 | 0 | 0 | 0 | 0 | 0 | -3395.48 | 8.7542 | 11095.6 | 0 | 0 | 0 | 0 | 0 | 0 | -3395.48 | -230.1891 | -230.1264 | -230.0568
[20 empty] | 2020-03-21 10:00 | 1907 | 3 | 21 | 11 | 277513.939 | 277.5139 | 8.622 | 11095.6 | 0 | 0 | 0 | 0 | 0 | 0 | -3455.64 | 8.6846 | 11095.6 | 0 | 0 | 0 | 0 | 0 | 0 | -3455.65 | 8.7542 | 11095.6 | 0 | 0 | 0 | 0 | 0 | 0 | -3455.65 | -268.892 | -268.8293 | -268.7597
[20 empty] | 2020-03-21 11:00 | 1908 | 3 | 21 | 12 | 294538.753 | 294.5388 | 8.622 | 10875.6 | 0 | 0 | 0 | 0 | 0 | 0 | -3251.88 | 8.6846 | 10875.6 | 0 | 0 | 0 | 0 | 0 | 0 | -3256.08 | 8.7542 | 10875.6 | 0 | 0 | 0 | 0 | 0 | 0 | -3271.68 | -285.9168 | -285.8541 | -285.7845
[20 empty] | 2020-03-21 12:00 | 1909 | 3 | 21 | 13 | 289214.52 | 289.2145 | 8.622 | 10948.9 | 0 | 0 | 0 | 0 | 0 | 0 | -3199.63 | 8.6846 | 10948.9 | 0 | 0 | 0 | 0 | 0 | 0 | -3201.95 | 8.7542 | 10948.9 | 0 | 0 | 0 | 0 | 0 | 0 | -3214.24 | -280.5926 | -280.5299 | -280.4603
[20 empty] | 2020-03-21 13:00 | 1910 | 3 | 21 | 14 | 268074.611 | 268.0746 | 8.622 | 10948.9 | 0 | 0 | 0 | 0 | 0 | 0 | -3010.26 | 8.6846 | 10948.9 | 0 | 0 | 0 | 0 | 0 | 0 | -3006.9 | 8.7542 | 10948.9 | 0 | 0 | 0 | 0 | 0 | 0 | -3012.36 | -259.4526 | -259.39 | -259.3204
[20 empty] | 2020-03-21 14:00 | 1911 | 3 | 21 | 15 | 233032.383 | 233.0324 | 8.622 | 11022.3 | 0 | 0 | 0 | 0 | 0 | 0 | -2843.6 | 8.6846 | 11022.3 | 0 | 0 | 0 | 0 | 0 | 0 | -2832.69 | 8.7542 | 11022.3 | 0 | 0 | 0 | 0 | 0 | 0 | -2829.72 | -224.4104 | -224.3477 | -224.2782
[20 empty] | 2020-03-21 15:00 | 1912 | 3 | 21 | 16 | 134253.509 | 134.2535 | 8.622 | 10948.9 | 0 | 0 | 0 | 0 | 0 | 0 | -2508.34 | 8.6846 | 10948.9 | 0 | 0 | 0 | 0 | 0 | 0 | -2489.02 | 8.7542 | 10948.9 | 0 | 0 | 0 | 0 | 0 | 0 | -2476.86 | -125.6315 | -125.5689 | -125.4993
[20 empty] | 2020-03-21 16:00 | 1913 | 3 | 21 | 17 | 83649.35 | 83.6494 | 8.622 | 10948.9 | 0 | 0 | 0 | 0 | 0 | 0 | -2240.77 | 8.6846 | 10948.9 | 0 | 0 | 0 | 0 | 0 | 0 | -2234.99 | 8.7542 | 10948.9 | 0 | 0 | 0 | 0 | 0 | 0 | -2234.99 | -75.0274 | -74.9647 | -74.8951
[20 empty] | 2020-03-21 17:00 | 1914 | 3 | 21 | 18 | 14228.496 | 14.2285 | 8.63 | 11168.9 | 0 | 0 | 0 | 0 | 0 | 0 | -2252.22 | 8.6846 | 11168.9 | 0 | 0 | 0 | 0 | 0 | 0 | -2252.24 | 8.7542 | 11168.9 | 0 | 0 | 0 | 0 | 0 | 0 | -2252.24 | -5.5985 | -5.5438 | -5.4743
[20 empty] | 2020-03-21 18:00 | 1915 | 3 | 21 | 19 | 0 | 0 | 8.9057 | 11242.2 | 0 | 0 | 0 | 0 | 0 | 0 | -2186.68 | 8.9684 | 11242.2 | 0 | 0 | 0 | 0 | 0 | 0 | -2186.7 | 9.038 | 11242.2 | 0 | 0 | 0 | 0 | 0 | 0 | -2186.7 | 8.9057 | 8.9684 | 9.038
[20 empty] | 2020-03-21 19:00 | 1916 | 3 | 21 | 20 | 0 | 0 | 8.9057 | 11242.2 | 0 | 0 | 0 | 0 | 0 | 0 | -2164.58 | 8.9684 | 11242.2 | 0 | 0 | 0 | 0 | 0 | 0 | -2150.56 | 9.038 | 11242.2 | 0 | 0 | 0 | 0 | 0 | 0 | -2150.56 | 8.9057 | 8.9684 | 9.038
[20 empty] | 2020-03-21 20:00 | 1917 | 3 | 21 | 21 | 0 | 0 | 8.9057 | 11315.6 | 0 | 0 | 0 | 0 | 0 | 0 | -2338.21 | 8.9684 | 11315.6 | 0 | 0 | 0 | 0 | 0 | 0 | -2301.01 | 9.038 | 11315.6 | 0 | 0 | 0 | 0 | 0 | 0 | -2278.36 | 8.9057 | 8.9684 | 9.038
[20 empty] | 2020-03-21 21:00 | 1918 | 3 | 21 | 22 | 0 | 0 | 8.9057 | 11388.9 | 0 | 0 | 0 | 0 | 0 | 0 | -2618.42 | 8.9684 | 11388.9 | 0 | 0 | 0 | 0 | 0 | 0 | -2584.37 | 9.038 | 11388.9 | 0 | 0 | 0 | 0 | 0 | 0 | -2554.85 | 8.9057 | 8.9684 | 9.038
[20 empty] | 2020-03-21 22:00 | 1919 | 3 | 21 | 23 | 0 | 0 | 8.9057 | 11388.9 | 0 | 0 | 0 | 0 | 0 | 0 | -2857.25 | 8.9684 | 11388.9 | 0 | 0 | 0 | 0 | 0 | 0 | -2825.6 | 9.038 | 11388.9 | 0 | 0 | 0 | 0 | 0 | 0 | -2798.4 | 8.9057 | 8.9684 | 9.038
[20 empty] | 2020-03-21 23:00 | 1920 | 3 | 21 | 24 | 0 | 0 | 8.5004 | 11462.2 | 0 | 0 | 0 | 0 | 0 | 0 | -3196.22 | 8.5631 | 11462.2 | 0 | 0 | 0 | 0 | 0 | 0 | -3166.41 | 8.6326 | 11462.2 | 0 | 0 | 0 | 0 | 0 | 0 | -3140.9 | 8.5004 | 8.5631 | 8.6326
[20 empty] | 2020-03-22 | 1921 | 3 | 22 | 1 | 0 | 0 | 8.5004 | 11535.5 | 0 | 0 | 0 | 0 | 0 | 0 | -3541.55 | 8.5631 | 11535.5 | 0 | 0 | 0 | 0 | 0 | 0 | -3513.51 | 8.6326 | 11535.5 | 0 | 0 | 0 | 0 | 0 | 0 | -3489.58 | 8.5004 | 8.5631 | 8.6326
[20 empty] | 2020-03-22 01:00 | 1922 | 3 | 22 | 2 | 0 | 0 | 8.5004 | 11535.5 | 0 | 0 | 0 | 0 | 0 | 0 | -3798.96 | 8.5631 | 11535.5 | 0 | 0 | 0 | 0 | 0 | 0 | -3772.62 | 8.6326 | 11535.5 | 0 | 0 | 0 | 0 | 0 | 0 | -3750.18 | 8.5004 | 8.5631 | 8.6326
[20 empty] | 2020-03-22 02:00 | 1923 | 3 | 22 | 3 | 0 | 0 | 8.5004 | 11462.2 | 0 | 0 | 0 | 0 | 0 | 0 | -3976.4 | 8.5631 | 11462.2 | 0 | 0 | 0 | 0 | 0 | 0 | -3951.6 | 8.6326 | 11462.2 | 0 | 0 | 0 | 0 | 0 | 0 | -3930.51 | 8.5004 | 8.5631 | 8.6326
[20 empty] | 2020-03-22 03:00 | 1924 | 3 | 22 | 4 | 0 | 0 | 36.3809 | 901740 | 15.9857 | 54.5432 | 0 | 890205 | 890.205 | 122153 | -765701 | 39.4118 | 957707 | 17.7154 | 60.4449 | 0 | 946172 | 946.172 | 135371 | -816676 | 42.745 | 1017230 | 19.6267 | 66.9663 | 0 | 1005690 | 1005.69 | 149975 | -870440 | 36.3809 | 39.4118 | 42.745
[20 empty] | 2020-03-22 04:00 | 1925 | 3 | 22 | 5 | 0 | 0 | 41.4739 | 853005 | 19.5219 | 66.6087 | 0 | 841469 | 841.469 | 149175 | -743327 | 45.2031 | 901115 | 21.9763 | 74.9831 | 0 | 889579 | 889.579 | 167929 | -786395 | 49.3635 | 950512 | 24.7232 | 84.3556 | 0 | 938976 | 938.976 | 188920 | -830064 | 41.4739 | 45.2031 | 49.3635
[20 empty] | 2020-03-22 05:00 | 1926 | 3 | 22 | 6 | 0 | 0 | 44.3888 | 861225 | 20.2762 | 69.1824 | 0 | 827327 | 827.327 | 154939 | -730076 | 48.1474 | 905319 | 22.7652 | 77.6749 | 0 | 871421 | 871.421 | 173958 | -769105 | 52.283 | 946422 | 25.5004 | 87.0074 | 0 | 912524 | 912.524 | 194858 | -804466 | 44.3888 | 48.1474 | 52.283
[20 empty] | 2020-03-22 06:00 | 1927 | 3 | 22 | 7 | 14485.282 | 14.4853 | 97.3443 | 924809 | 0.90781 | 3.0975 | 0 | 841421 | 841.421 | 6936.96 | -748277 | 98.3129 | 969595 | 1.012 | 3.453 | 0 | 886207 | 886.207 | 7733.34 | -788291 | 99.3651 | 1016460 | 1.1284 | 3.8501 | 0 | 933077 | 933.077 | 8622.47 | -829627 | 82.859 | 83.8276 | 84.8798
[20 empty] | 2020-03-22 07:00 | 1928 | 3 | 22 | 8 | 85502.493 | 85.5025 | 124.1 | 1008350 | 1.1072 | 3.7778 | 0 | 924961 | 924.961 | 8460.65 | -833735 | 124.953 | 1051030 | 1.2164 | 4.1504 | 0 | 967641 | 967.641 | 9295.12 | -871181 | 126.128 | 1098830 | 1.3377 | 4.5642 | 0 | 1015440 | 1015.44 | 10221.9 | -913104 | 38.5975 | 39.4505 | 40.6255
[20 empty] | 2020-03-22 08:00 | 1929 | 3 | 22 | 9 | 108167.081 | 108.1671 | 130.778 | 880083 | 1.2883 | 4.3958 | 0 | 822067 | 822.067 | 9844.7 | -735153 | 131.814 | 912701 | 1.3975 | 4.7681 | 0 | 854685 | 854.685 | 10678.5 | -762894 | 133.109 | 948713 | 1.5187 | 5.1816 | 0 | 890697 | 890.697 | 11604.6 | -793519 | 22.6109 | 23.6469 | 24.9419
[20 empty] | 2020-03-22 09:00 | 1930 | 3 | 22 | 10 | 126117.353 | 126.1174 | 131.651 | 828216 | 1.2845 | 4.3827 | 0 | 770347 | 770.347 | 9815.43 | -676208 | 132.859 | 853546 | 1.3975 | 4.7681 | 0 | 795676 | 795.676 | 10678.5 | -696509 | 134.34 | 881560 | 1.5187 | 5.1816 | 0 | 823690 | 823.69 | 11604.6 | -719005 | 5.5336 | 6.7416 | 8.2226
[20 empty] | 2020-03-22 10:00 | 1931 | 3 | 22 | 11 | 114453.462 | 114.4535 | 110.801 | 875355 | 1.0823 | 3.6928 | 0 | 748696 | 748.696 | 8270.18 | -651187 | 112.128 | 897551 | 1.2125 | 4.1372 | 0 | 770892 | 770.892 | 9265.5 | -668220 | 113.634 | 922991 | 1.3377 | 4.5641 | 0 | 796332 | 796.332 | 10221.7 | -688141 | -3.6525 | -2.3255 | -0.81946
[20 empty] | 2020-03-22 11:00 | 1932 | 3 | 22 | 12 | 140682.338 | 140.6823 | 134.053 | 751551 | 1.0611 | 3.6203 | 0 | 624892 | 624.892 | 8107.94 | -536674 | 135.387 | 761252 | 1.191 | 4.0637 | 0 | 634593 | 634.593 | 9100.85 | -542867 | 136.851 | 773420 | 1.3113 | 4.474 | 0 | 646761 | 646.761 | 10019.8 | -551057 | -6.6293 | -5.2953 | -3.8313
[20 empty] | 2020-03-22 12:00 | 1933 | 3 | 22 | 13 | 277266.558 | 277.2666 | 85.9318 | 694122 | 1.0169 | 3.4696 | 0 | 601499 | 601.499 | 7770.41 | -507749 | 86.9476 | 704237 | 1.146 | 3.9101 | 0 | 611614 | 611.614 | 8756.87 | -513968 | 88.2258 | 716234 | 1.2659 | 4.3194 | 0 | 623612 | 623.612 | 9673.65 | -521790 | -191.3348 | -190.319 | -189.0408
[20 empty] | 2020-03-22 13:00 | 1934 | 3 | 22 | 14 | 63819.609 | 63.8196 | 81.5297 | 637135 | 1.0169 | 3.4696 | 0 | 579852 | 579.852 | 7770.39 | -487424 | 82.3673 | 647693 | 1.1248 | 3.8377 | 0 | 590410 | 590.41 | 8594.85 | -494376 | 83.5781 | 660407 | 1.2659 | 4.3194 | 0 | 603125 | 603.125 | 9673.62 | -503102 | 17.7101 | 18.5477 | 19.7585
[20 empty] | 2020-03-22 14:00 | 1935 | 3 | 22 | 15 | 28630.028 | 28.63 | 68.2135 | 648175 | 1.0176 | 3.4722 | 0 | 590893 | 590.893 | 7776.13 | -497645 | 69.1351 | 660620 | 1.1468 | 3.9129 | 0 | 603337 | 603.337 | 8763.3 | -506217 | 70.3027 | 675099 | 1.2669 | 4.3226 | 0 | 617816 | 617.816 | 9680.77 | -516478 | 39.5835 | 40.5051 | 41.6727
[20 empty] | 2020-03-22 15:00 | 1936 | 3 | 22 | 16 | 156429.124 | 156.4291 | 64.822 | 585493 | 1.0382 | 3.5423 | 0 | 553135 | 553.135 | 7933.18 | -462500 | 66.0999 | 593545 | 1.1462 | 3.9108 | 0 | 561187 | 561.187 | 8758.56 | -467088 | 67.5822 | 603704 | 1.2662 | 4.3203 | 0 | 571346 | 571.346 | 9675.55 | -473473 | -91.6071 | -90.3292 | -88.8469
[20 empty] | 2020-03-22 16:00 | 1937 | 3 | 22 | 17 | 6496.88 | 6.4969 | 14.694 | 32357.6 | 0 | 0 | 0 | 0 | 0 | 0 | 0 | 14.694 | 32357.6 | 0 | 0 | 0 | 0 | 0 | 0 | 0 | 14.694 | 32357.6 | 0 | 0 | 0 | 0 | 0 | 0 | 0 | 8.1971 | 8.1971 | 8.1971
[20 empty] | 2020-03-22 17:00 | 1938 | 3 | 22 | 18 | 14854.445 | 14.8544 | 13.7827 | 32724.3 | 0 | 0 | 0 | 0 | 0 | 0 | 0 | 13.7827 | 32724.3 | 0 | 0 | 0 | 0 | 0 | 0 | 0 | 13.7827 | 32724.3 | 0 | 0 | 0 | 0 | 0 | 0 | 0 | -1.0717 | -1.0717 | -1.0717
[20 empty] | 2020-03-22 18:00 | 1939 | 3 | 22 | 19 | 0 | 0 | 10.3847 | 33017.7 | 0 | 0 | 0 | 0 | 0 | 0 | 0 | 10.3847 | 33017.7 | 0 | 0 | 0 | 0 | 0 | 0 | 0 | 10.3847 | 33017.7 | 0 | 0 | 0 | 0 | 0 | 0 | 0 | 10.3847 | 10.3847 | 10.3847
[20 empty] | 2020-03-22 19:00 | 1940 | 3 | 22 | 20 | 0 | 0 | 8.8655 | 10655.6 | 0 | 0 | 0 | 0 | 0 | 0 | 0 | 8.8655 | 10655.6 | 0 | 0 | 0 | 0 | 0 | 0 | 0 | 8.8655 | 10655.6 | 0 | 0 | 0 | 0 | 0 | 0 | 0 | 8.8655 | 8.8655 | 8.8655
[20 empty] | 2020-03-22 20:00 | 1941 | 3 | 22 | 21 | 0 | 0 | 7.3463 | 10875.6 | 0 | 0 | 0 | 0 | 0 | 0 | 0 | 7.3463 | 10875.6 | 0 | 0 | 0 | 0 | 0 | 0 | 0 | 7.3463 | 10875.6 | 0 | 0 | 0 | 0 | 0 | 0 | 0 | 7.3463 | 7.3463 | 7.3463
[20 empty] | 2020-03-22 21:00 | 1942 | 3 | 22 | 22 | 0 | 0 | 7.3463 | 11095.6 | 0 | 0 | 0 | 0 | 0 | 0 | 0 | 7.3463 | 11095.6 | 0 | 0 | 0 | 0 | 0 | 0 | 0 | 7.3463 | 11095.6 | 0 | 0 | 0 | 0 | 0 | 0 | 0 | 7.3463 | 7.3463 | 7.3463
[20 empty] | 2020-03-22 22:00 | 1943 | 3 | 22 | 23 | 0 | 0 | 7.3463 | 11095.6 | 0 | 0 | 0 | 0 | 0 | 0 | 0 | 7.3463 | 11095.6 | 0 | 0 | 0 | 0 | 0 | 0 | 0 | 7.3463 | 11095.6 | 0 | 0 | 0 | 0 | 0 | 0 | 0 | 7.3463 | 7.3463 | 7.3463
[20 empty] | 2020-03-22 23:00 | 1944 | 3 | 22 | 24 | 0 | 0 | 7.3463 | 11388.9 | 0 | 0 | 0 | 0 | 0 | 0 | 0 | 7.3463 | 11388.9 | 0 | 0 | 0 | 0 | 0 | 0 | 0 | 7.3463 | 11388.9 | 0 | 0 | 0 | 0 | 0 | 0 | 0 | 7.3463 | 7.3463 | 7.3463
[20 empty] | 2020-03-23 | 1945 | 3 | 23 | 1 | 0 | 0 | 7.3463 | 11462.2 | 0 | 0 | 0 | 0 | 0 | 0 | 0 | 7.3463 | 11462.2 | 0 | 0 | 0 | 0 | 0 | 0 | 0 | 7.3463 | 11462.2 | 0 | 0 | 0 | 0 | 0 | 0 | 0 | 7.3463 | 7.3463 | 7.3463
[20 empty] | 2020-03-23 01:00 | 1946 | 3 | 23 | 2 | 0 | 0 | 7.3463 | 11462.2 | 0 | 0 | 0 | 0 | 0 | 0 | 0 | 7.3463 | 11462.2 | 0 | 0 | 0 | 0 | 0 | 0 | 0 | 7.3463 | 11462.2 | 0 | 0 | 0 | 0 | 0 | 0 | 0 | 7.3463 | 7.3463 | 7.3463
[20 empty] | 2020-03-23 02:00 | 1947 | 3 | 23 | 3 | 0 | 0 | 7.3463 | 11682.2 | 0 | 0 | 0 | 0 | 0 | 0 | 0 | 7.3463 | 11682.2 | 0 | 0 | 0 | 0 | 0 | 0 | 0 | 7.3463 | 11682.2 | 0 | 0 | 0 | 0 | 0 | 0 | 0 | 7.3463 | 7.3463 | 7.3463
[20 empty] | 2020-03-23 03:00 | 1948 | 3 | 23 | 4 | 0 | 0 | 40.0489 | 838913 | 19.8238 | 67.6388 | 0 | 827158 | 827.158 | 151481 | -635211 | 43.3029 | 879531 | 21.8017 | 74.3874 | 0 | 867776 | 867.776 | 166596 | -665697 | 46.8156 | 925027 | 23.9215 | 81.6202 | 0 | 913272 | 913.272 | 182793 | -699933 | 40.0489 | 43.3029 | 46.8156
[20 empty] | 2020-03-23 04:00 | 1949 | 3 | 23 | 5 | 0 | 0 | 44.2368 | 687744 | 22.518 | 76.8314 | 0 | 675988 | 675.988 | 172069 | -578277 | 47.9033 | 718260 | 24.934 | 85.0748 | 0 | 706504 | 706.504 | 190531 | -603785 | 45.0101 | 742510 | 22.9944 | 78.4569 | 0 | 730755 | 730.755 | 175709 | -622913 | 44.2368 | 47.9033 | 45.0101
[20 empty] | 2020-03-23 05:00 | 1950 | 3 | 23 | 6 | 0 | 0 | 31.1184 | 667474 | 12.4197 | 42.376 | 0 | 633209 | 633.209 | 94904.3 | -535102 | 33.0112 | 694121 | 13.6427 | 46.5489 | 0 | 659856 | 659.856 | 104250 | -556844 | 42.1681 | 734600 | 19.7087 | 67.2461 | 0 | 700336 | 700.336 | 150602 | -591082 | 31.1184 | 33.0112 | 42.1681
[20 empty] | 2020-03-23 06:00 | 1951 | 3 | 23 | 7 | 18317.269 | 18.3173 | 96.9272 | 754128 | 0.90803 | 3.0982 | 0 | 670300 | 670.3 | 6938.61 | -575188 | 97.8781 | 799030 | 1.0123 | 3.4539 | 0 | 715202 | 715.202 | 7735.18 | -614633 | 98.938 | 849927 | 1.1279 | 3.8483 | 0 | 766099 | 766.099 | 8618.43 | -659654 | 78.6099 | 79.5608 | 80.6207
[20 empty] | 2020-03-23 07:00 | 1952 | 3 | 23 | 8 | 100749.887 | 100.7499 | 123.893 | 847725 | 1.1033 | 3.7646 | 0 | 763897 | 763.897 | 8431.05 | -665955 | 124.802 | 895493 | 1.2164 | 4.1502 | 0 | 811665 | 811.665 | 9294.7 | -708560 | 125.909 | 949302 | 1.3376 | 4.564 | 0 | 865474 | 865.474 | 10221.4 | -756660 | 23.1431 | 24.0521 | 25.1591
[20 empty] | 2020-03-23 08:00 | 1953 | 3 | 23 | 9 | 187516.014 | 187.516 | 131.092 | 755276 | 1.2423 | 4.2386 | 0 | 696526 | 696.526 | 9492.61 | -602922 | 132.078 | 794313 | 1.3715 | 4.6797 | 0 | 735563 | 735.563 | 10480.4 | -637035 | 133.423 | 837984 | 1.5153 | 5.1702 | 0 | 779234 | 779.234 | 11578.9 | -675224 | -56.424 | -55.438 | -54.093
[20 empty] | 2020-03-23 09:00 | 1954 | 3 | 23 | 10 | 250005.014 | 250.005 | 132.283 | 700855 | 1.2198 | 4.162 | 0 | 642252 | 642.252 | 9320.99 | -548977 | 133.133 | 734327 | 1.3278 | 4.5304 | 0 | 675724 | 675.724 | 10146 | -577540 | 134.444 | 771459 | 1.4705 | 5.0172 | 0 | 712856 | 712.856 | 11236.4 | -609185 | -117.722 | -116.872 | -115.561
[20 empty] | 2020-03-23 10:00 | 1955 | 3 | 23 | 11 | 293393.928 | 293.3939 | 110.738 | 752125 | 1.0169 | 3.4695 | 0 | 625466 | 625.466 | 7770.15 | -529954 | 111.888 | 783342 | 1.1459 | 3.9099 | 0 | 656683 | 656.683 | 8756.59 | -556215 | 113.149 | 816423 | 1.2659 | 4.3193 | 0 | 689764 | 689.764 | 9673.36 | -583943 | -182.6559 | -181.5059 | -180.2449
[20 empty] | 2020-03-23 11:00 | 1956 | 3 | 23 | 12 | 314495.644 | 314.4956 | 134.197 | 663805 | 1.0169 | 3.4695 | 0 | 537146 | 537.146 | 7770.15 | -451078 | 135.273 | 686587 | 1.1247 | 3.8376 | 0 | 559928 | 559.928 | 8594.59 | -469797 | 136.589 | 711847 | 1.2446 | 4.2467 | 0 | 585188 | 585.188 | 9510.68 | -490517 | -180.2986 | -179.2226 | -177.9066
[20 empty] | 2020-03-23 12:00 | 1957 | 3 | 23 | 13 | 313780.297 | 313.7803 | 85.529 | 600573 | 1.0169 | 3.4695 | 0 | 505325 | 505.325 | 7770.18 | -420457 | 86.6884 | 615595 | 1.1247 | 3.8376 | 0 | 520346 | 520.346 | 8594.64 | -431891 | 88.0303 | 632383 | 1.2446 | 4.2467 | 0 | 537134 | 537.134 | 9510.77 | -444722 | -228.2513 | -227.0919 | -225.75
[20 empty] | 2020-03-23 13:00 | 1958 | 3 | 23 | 14 | 289591.177 | 289.5912 | 80.5151 | 535200 | 1.0169 | 3.4695 | 0 | 476963 | 476.963 | 7770.16 | -391426 | 81.676 | 544976 | 1.1247 | 3.8376 | 0 | 486739 | 486.739 | 8594.61 | -397992 | 83.0293 | 556269 | 1.2446 | 4.2467 | 0 | 498033 | 498.033 | 9510.72 | -405745 | -209.0761 | -207.9152 | -206.5619
[20 empty] | 2020-03-23 14:00 | 1959 | 3 | 23 | 15 | 246978.192 | 246.9782 | 67.8054 | 522427 | 1.1969 | 4.0839 | 0 | 464410 | 464.41 | 9146.04 | -384390 | 69.0331 | 526779 | 1.3048 | 4.452 | 0 | 468763 | 468.763 | 9970.52 | -386380 | 70.467 | 532319 | 1.4247 | 4.861 | 0 | 474303 | 474.303 | 10886.6 | -389347 | -179.1728 | -177.9451 | -176.5112
[20 empty] | 2020-03-23 15:00 | 1960 | 3 | 23 | 16 | 186431.436 | 186.4314 | 65.7497 | 499047 | 1.1989 | 4.0907 | 0 | 465809 | 465.809 | 9161.48 | -379833 | 67.0304 | 502208 | 1.3068 | 4.4589 | 0 | 468970 | 468.97 | 9985.93 | -380397 | 68.4943 | 508033 | 1.4267 | 4.8679 | 0 | 474795 | 474.795 | 10902 | -383281 | -120.6817 | -119.401 | -117.9371
[20 empty] | 2020-03-23 16:00 | 1961 | 3 | 23 | 17 | 102677.165 | 102.6772 | 14.694 | 33237.7 | 0 | 0 | 0 | 0 | 0 | 0 | 0 | 14.694 | 33237.7 | 0 | 0 | 0 | 0 | 0 | 0 | 0 | 14.694 | 33237.7 | 0 | 0 | 0 | 0 | 0 | 0 | 0 | -87.9832 | -87.9832 | -87.9832
[20 empty] | 2020-03-23 17:00 | 1962 | 3 | 23 | 18 | 21310.251 | 21.3103 | 13.7827 | 33531.1 | 0 | 0 | 0 | 0 | 0 | 0 | 0 | 13.7827 | 33531.1 | 0 | 0 | 0 | 0 | 0 | 0 | 0 | 13.7827 | 33531.1 | 0 | 0 | 0 | 0 | 0 | 0 | 0 | -7.5276 | -7.5276 | -7.5276
[20 empty] | 2020-03-23 18:00 | 1963 | 3 | 23 | 19 | 0 | 0 | 10.3847 | 33677.8 | 0 | 0 | 0 | 0 | 0 | 0 | 0 | 10.3847 | 33677.8 | 0 | 0 | 0 | 0 | 0 | 0 | 0 | 10.3847 | 33677.8 | 0 | 0 | 0 | 0 | 0 | 0 | 0 | 10.3847 | 10.3847 | 10.3847
[20 empty] | 2020-03-23 19:00 | 1964 | 3 | 23 | 20 | 0 | 0 | 8.8655 | 11315.6 | 0 | 0 | 0 | 0 | 0 | 0 | 0 | 8.8655 | 11315.6 | 0 | 0 | 0 | 0 | 0 | 0 | 0 | 8.8655 | 11315.6 | 0 | 0 | 0 | 0 | 0 | 0 | 0 | 8.8655 | 8.8655 | 8.8655
[20 empty] | 2020-03-23 20:00 | 1965 | 3 | 23 | 21 | 0 | 0 | 7.3463 | 11535.5 | 0 | 0 | 0 | 0 | 0 | 0 | 0 | 7.3463 | 11535.5 | 0 | 0 | 0 | 0 | 0 | 0 | 0 | 7.3463 | 11535.5 | 0 | 0 | 0 | 0 | 0 | 0 | 0 | 7.3463 | 7.3463 | 7.3463
[20 empty] | 2020-03-23 21:00 | 1966 | 3 | 23 | 22 | 0 | 0 | 7.3463 | 11535.5 | 0 | 0 | 0 | 0 | 0 | 0 | 0 | 7.3463 | 11535.5 | 0 | 0 | 0 | 0 | 0 | 0 | 0 | 7.3463 | 11535.5 | 0 | 0 | 0 | 0 | 0 | 0 | 0 | 7.3463 | 7.3463 | 7.3463
[20 empty] | 2020-03-23 22:00 | 1967 | 3 | 23 | 23 | 0 | 0 | 7.3463 | 11535.5 | 0 | 0 | 0 | 0 | 0 | 0 | 0 | 7.3463 | 11535.5 | 0 | 0 | 0 | 0 | 0 | 0 | 0 | 7.3463 | 11535.5 | 0 | 0 | 0 | 0 | 0 | 0 | 0 | 7.3463 | 7.3463 | 7.3463
[20 empty] | 2020-03-23 23:00 | 1968 | 3 | 23 | 24 | 0 | 0 | 7.3463 | 11828.9 | 0 | 0 | 0 | 0 | 0 | 0 | 0 | 7.3463 | 11828.9 | 0 | 0 | 0 | 0 | 0 | 0 | 0 | 7.3463 | 11828.9 | 0 | 0 | 0 | 0 | 0 | 0 | 0 | 7.3463 | 7.3463 | 7.3463
[20 empty] | 2020-03-24 | 1969 | 3 | 24 | 1 | 0 | 0 | 7.3463 | 11828.9 | 0 | 0 | 0 | 0 | 0 | 0 | 0 | 7.3463 | 11828.9 | 0 | 0 | 0 | 0 | 0 | 0 | 0 | 7.3463 | 11828.9 | 0 | 0 | 0 | 0 | 0 | 0 | 0 | 7.3463 | 7.3463 | 7.3463
[20 empty] | 2020-03-24 01:00 | 1970 | 3 | 24 | 2 | 0 | 0 | 7.3463 | 11828.9 | 0 | 0 | 0 | 0 | 0 | 0 | 0 | 7.3463 | 11828.9 | 0 | 0 | 0 | 0 | 0 | 0 | 0 | 7.3463 | 11828.9 | 0 | 0 | 0 | 0 | 0 | 0 | 0 | 7.3463 | 7.3463 | 7.3463
[20 empty] | 2020-03-24 02:00 | 1971 | 3 | 24 | 3 | 0 | 0 | 8.5004 | 11975.5 | 0 | 0 | 0 | 0 | 0 | 0 | -270.29 | 8.5631 | 11975.5 | 0 | 0 | 0 | 0 | 0 | 0 | -270.285 | 8.6326 | 11975.5 | 0 | 0 | 0 | 0 | 0 | 0 | -270.283 | 8.5004 | 8.5631 | 8.6326
[20 empty] | 2020-03-24 03:00 | 1972 | 3 | 24 | 4 | 0 | 0 | 40.6362 | 762306 | 20.8752 | 71.2262 | 0 | 750331 | 750.331 | 159516 | -568671 | 44.3497 | 794645 | 23.2214 | 79.2314 | 0 | 782669 | 782.669 | 177444 | -591693 | 48.4718 | 830154 | 25.7119 | 87.729 | 0 | 818179 | 818.179 | 196475 | -616788 | 40.6362 | 44.3497 | 48.4718
[20 empty] | 2020-03-24 04:00 | 1973 | 3 | 24 | 5 | 0 | 0 | 18.7966 | 579287 | 5.6262 | 19.1965 | 0 | 567312 | 567.312 | 42991.7 | -474795 | 19.671 | 597716 | 6.1709 | 21.0552 | 0 | 585740 | 585.74 | 47154.6 | -488977 | 20.6767 | 619178 | 6.7967 | 23.1903 | 0 | 607202 | 607.202 | 51936.3 | -505604 | 18.7966 | 19.671 | 20.6767
[20 empty] | 2020-03-24 05:00 | 1974 | 3 | 24 | 6 | 0 | 0 | 20.962 | 576674 | 5.6437 | 19.2563 | 0 | 542336 | 542.336 | 43125.8 | -451521 | 21.8347 | 595405 | 6.1855 | 21.105 | 0 | 561067 | 561.067 | 47266.1 | -466088 | 22.8389 | 616955 | 6.8088 | 23.2315 | 0 | 582618 | 582.618 | 52028.4 | -482997 | 20.962 | 21.8347 | 22.8389
[20 empty] | 2020-03-24 06:00 | 1975 | 3 | 24 | 7 | 19203.98 | 19.204 | 96.2142 | 693343 | 0.81795 | 2.7908 | 0 | 609442 | 609.442 | 6250.29 | -516778 | 97.1522 | 734679 | 0.92092 | 3.1422 | 0 | 650778 | 650.778 | 7037.08 | -552834 | 98.489 | 781505 | 1.0789 | 3.681 | 0 | 697603 | 697.603 | 8243.95 | -593794 | 77.0102 | 77.9482 | 79.285
[20 empty] | 2020-03-24 07:00 | 1976 | 3 | 24 | 8 | 100932.548 | 100.9325 | 123.078 | 800496 | 1.0169 | 3.4695 | 0 | 716595 | 716.595 | 7770.26 | -618371 | 124.075 | 845650 | 1.1461 | 3.9103 | 0 | 761749 | 761.749 | 8757.43 | -658248 | 125.387 | 896735 | 1.2883 | 4.3957 | 0 | 812833 | 812.833 | 9844.43 | -703483 | 22.1455 | 23.1425 | 24.4545
[20 empty] | 2020-03-24 08:00 | 1977 | 3 | 24 | 9 | 186966.152 | 186.9662 | 130.091 | 692561 | 1.1992 | 4.0916 | 0 | 633884 | 633.884 | 9163.3 | -544766 | 131.069 | 727008 | 1.3071 | 4.4598 | 0 | 668332 | 668.332 | 9987.93 | -574541 | 132.339 | 765543 | 1.427 | 4.8689 | 0 | 706867 | 706.867 | 10904.2 | -607845 | -56.8752 | -55.8972 | -54.6272
[20 empty] | 2020-03-24 09:00 | 1978 | 3 | 24 | 10 | 248230.562 | 248.2306 | 131.314 | 629957 | 1.1901 | 4.0606 | 0 | 571500 | 571.5 | 9094.07 | -483088 | 132.302 | 656222 | 1.2979 | 4.4285 | 0 | 597766 | 597.766 | 9917.96 | -504998 | 133.608 | 685468 | 1.4178 | 4.8374 | 0 | 627011 | 627.011 | 10833.6 | -529432 | -116.9166 | -115.9286 | -114.6226
[20 empty] | 2020-03-24 10:00 | 1979 | 3 | 24 | 11 | 290630.035 | 290.63 | 110.544 | 682724 | 1.0098 | 3.4455 | 0 | 556065 | 556.065 | 7716.51 | -464562 | 111.549 | 707615 | 1.1176 | 3.8134 | 0 | 580956 | 580.956 | 8540.24 | -484898 | 112.84 | 734941 | 1.2374 | 4.2221 | 0 | 608283 | 608.283 | 9455.71 | -507181 | -180.086 | -179.081 | -177.79
[20 empty] | 2020-03-24 11:00 | 1980 | 3 | 24 | 12 | 311317.685 | 311.3177 | 133.949 | 576210 | 1.0056 | 3.4312 | 0 | 449551 | 449.551 | 7684.33 | -373637 | 135.048 | 591196 | 1.1172 | 3.812 | 0 | 464537 | 464.537 | 8537.09 | -385435 | 136.383 | 607737 | 1.237 | 4.2205 | 0 | 481078 | 481.078 | 9452.21 | -398443 | -177.3687 | -176.2697 | -174.9347
[20 empty] | 2020-03-24 12:00 | 1981 | 3 | 24 | 13 | 309731.871 | 309.7319 | 85.2374 | 505238 | 0.98639 | 3.3656 | 0 | 410775 | 410.775 | 7537.4 | -336128 | 86.3117 | 510384 | 1.082 | 3.6917 | 0 | 415921 | 415.921 | 8267.88 | -339493 | 87.3492 | 517083 | 1.1563 | 3.9453 | 0 | 422621 | 422.621 | 8835.67 | -344241 | -224.4945 | -223.4202 | -222.3827
[20 empty] | 2020-03-24 13:00 | 1982 | 3 | 24 | 14 | 284697.961 | 284.698 | 80.2349 | 435253 | 0.98639 | 3.3656 | 0 | 377383 | 377.383 | 7537.4 | -302909 | 81.2597 | 435160 | 1.0751 | 3.6683 | 0 | 377290 | 377.29 | 8215.37 | -301727 | 82.179 | 437175 | 1.1302 | 3.8563 | 0 | 379306 | 379.306 | 8636.57 | -302289 | -204.4631 | -203.4383 | -202.519
[20 empty] | 2020-03-24 14:00 | 1983 | 3 | 24 | 15 | 241938.946 | 241.9389 | 66.318 | 433135 | 0.98638 | 3.3655 | 0 | 375412 | 375.412 | 7537.35 | -304249 | 67.4081 | 428234 | 1.0751 | 3.6683 | 0 | 370511 | 370.511 | 8215.35 | -299205 | 68.2386 | 424809 | 1.1058 | 3.7731 | 0 | 367086 | 367.086 | 8450.19 | -295292 | -175.6209 | -174.5308 | -173.7003
[20 empty] | 2020-03-24 15:00 | 1984 | 3 | 24 | 16 | 181444.383 | 181.4444 | 65.3963 | 409406 | 1.1555 | 3.9424 | 0 | 376462 | 376.462 | 8829.23 | -300756 | 66.0468 | 404830 | 1.1716 | 3.9974 | 0 | 371886 | 371.886 | 8952.49 | -295718 | 66.9989 | 404132 | 1.2167 | 4.1515 | 0 | 371188 | 371.188 | 9297.48 | -293869 | -116.0481 | -115.3976 | -114.4455
[20 empty] | 2020-03-24 16:00 | 1985 | 3 | 24 | 17 | 100592.822 | 100.5928 | 14.694 | 32944.3 | 0 | 0 | 0 | 0 | 0 | 0 | 0 | 14.694 | 32944.3 | 0 | 0 | 0 | 0 | 0 | 0 | 0 | 14.694 | 32944.3 | 0 | 0 | 0 | 0 | 0 | 0 | 0 | -85.8988 | -85.8988 | -85.8988
[20 empty] | 2020-03-24 17:00 | 1986 | 3 | 24 | 18 | 21425.851 | 21.4259 | 13.7827 | 33091 | 0 | 0 | 0 | 0 | 0 | 0 | 0 | 13.7827 | 33091 | 0 | 0 | 0 | 0 | 0 | 0 | 0 | 13.7827 | 33091 | 0 | 0 | 0 | 0 | 0 | 0 | 0 | -7.6432 | -7.6432 | -7.6432
[20 empty] | 2020-03-24 18:00 | 1987 | 3 | 24 | 19 | 0 | 0 | 10.3847 | 33237.7 | 0 | 0 | 0 | 0 | 0 | 0 | 0 | 10.3847 | 33237.7 | 0 | 0 | 0 | 0 | 0 | 0 | 0 | 10.3847 | 33237.7 | 0 | 0 | 0 | 0 | 0 | 0 | 0 | 10.3847 | 10.3847 | 10.3847
[20 empty] | 2020-03-24 19:00 | 1988 | 3 | 24 | 20 | 0 | 0 | 8.8655 | 10875.6 | 0 | 0 | 0 | 0 | 0 | 0 | 0 | 8.8655 | 10875.6 | 0 | 0 | 0 | 0 | 0 | 0 | 0 | 8.8655 | 10875.6 | 0 | 0 | 0 | 0 | 0 | 0 | 0 | 8.8655 | 8.8655 | 8.8655
[20 empty] | 2020-03-24 20:00 | 1989 | 3 | 24 | 21 | 0 | 0 | 7.3463 | 11022.3 | 0 | 0 | 0 | 0 | 0 | 0 | 0 | 7.3463 | 11022.3 | 0 | 0 | 0 | 0 | 0 | 0 | 0 | 7.3463 | 11022.3 | 0 | 0 | 0 | 0 | 0 | 0 | 0 | 7.3463 | 7.3463 | 7.3463
[20 empty] | 2020-03-24 21:00 | 1990 | 3 | 24 | 22 | 0 | 0 | 7.3463 | 11022.3 | 0 | 0 | 0 | 0 | 0 | 0 | 0 | 7.3463 | 11022.3 | 0 | 0 | 0 | 0 | 0 | 0 | 0 | 7.3463 | 11022.3 | 0 | 0 | 0 | 0 | 0 | 0 | 0 | 7.3463 | 7.3463 | 7.3463
[20 empty] | 2020-03-24 22:00 | 1991 | 3 | 24 | 23 | 0 | 0 | 7.3463 | 11022.3 | 0 | 0 | 0 | 0 | 0 | 0 | 0 | 7.3463 | 11022.3 | 0 | 0 | 0 | 0 | 0 | 0 | 0 | 7.3463 | 11022.3 | 0 | 0 | 0 | 0 | 0 | 0 | 0 | 7.3463 | 7.3463 | 7.3463
[20 empty] | 2020-03-24 23:00 | 1992 | 3 | 24 | 24 | 0 | 0 | 7.3463 | 11315.6 | 0 | 0 | 0 | 0 | 0 | 0 | 0 | 7.3463 | 11315.6 | 0 | 0 | 0 | 0 | 0 | 0 | 0 | 7.3463 | 11315.6 | 0 | 0 | 0 | 0 | 0 | 0 | 0 | 7.3463 | 7.3463 | 7.3463
[20 empty] | 2020-03-25 | 1993 | 3 | 25 | 1 | 0 | 0 | 7.3463 | 11315.6 | 0 | 0 | 0 | 0 | 0 | 0 | 0 | 7.3463 | 11315.6 | 0 | 0 | 0 | 0 | 0 | 0 | 0 | 7.3463 | 11315.6 | 0 | 0 | 0 | 0 | 0 | 0 | 0 | 7.3463 | 7.3463 | 7.3463
[20 empty] | 2020-03-25 01:00 | 1994 | 3 | 25 | 2 | 0 | 0 | 7.3463 | 11315.6 | 0 | 0 | 0 | 0 | 0 | 0 | 0 | 7.3463 | 11315.6 | 0 | 0 | 0 | 0 | 0 | 0 | 0 | 7.3463 | 11315.6 | 0 | 0 | 0 | 0 | 0 | 0 | 0 | 7.3463 | 7.3463 | 7.3463
[20 empty] | 2020-03-25 02:00 | 1995 | 3 | 25 | 3 | 0 | 0 | 7.3463 | 11535.5 | 0 | 0 | 0 | 0 | 0 | 0 | 0 | 7.3463 | 11535.5 | 0 | 0 | 0 | 0 | 0 | 0 | 0 | 7.3463 | 11535.5 | 0 | 0 | 0 | 0 | 0 | 0 | 0 | 7.3463 | 7.3463 | 7.3463
[20 empty] | 2020-03-25 03:00 | 1996 | 3 | 25 | 4 | 0 | 0 | 23.1293 | 434760 | 9.5247 | 32.4981 | 0 | 423151 | 423.151 | 72781.8 | -255171 | 24.6195 | 447034 | 10.4742 | 35.738 | 0 | 435425 | 435.425 | 80037.6 | -259928 | 26.3028 | 461202 | 11.5453 | 39.3926 | 0 | 449593 | 449.593 | 88222.1 | -265590 | 23.1293 | 24.6195 | 26.3028
[20 empty] | 2020-03-25 04:00 | 1997 | 3 | 25 | 5 | 0 | 0 | 18.7912 | 288888 | 5.8329 | 19.9018 | 0 | 277279 | 277.279 | 44571.3 | -217368 | 19.6716 | 294269 | 6.3922 | 21.81 | 0 | 282660 | 282.66 | 48845.1 | -220680 | 20.6859 | 300586 | 7.0362 | 24.0075 | 0 | 288978 | 288.978 | 53766.4 | -224715 | 18.7912 | 19.6716 | 20.6859
[20 empty] | 2020-03-25 05:00 | 1998 | 3 | 25 | 6 | 0 | 0 | 30.3849 | 454393 | 12.1414 | 41.4265 | 0 | 420275 | 420.275 | 92777.3 | -337528 | 21.8332 | 312626 | 6.3959 | 21.8228 | 0 | 278508 | 278.508 | 48873.5 | -214296 | 22.8445 | 319794 | 7.0361 | 24.0072 | 0 | 285677 | 285.677 | 53765.8 | -219030 | 30.3849 | 21.8332 | 22.8445
[20 empty] | 2020-03-25 06:00 | 1999 | 3 | 25 | 7 | 19565.969 | 19.566 | 96.0799 | 625640 | 0.81856 | 2.7929 | 0 | 542179 | 542.179 | 6254.94 | -458084 | 97.023 | 683773 | 0.92197 | 3.1458 | 0 | 600312 | 600.312 | 7045.15 | -510217 | 98.0633 | 721342 | 1.0364 | 3.5361 | 0 | 637881 | 637.881 | 7919.35 | -542778 | 76.5139 | 77.457 | 78.4973
[20 empty] | 2020-03-25 07:00 | 2000 | 3 | 25 | 8 | 98448.193 | 98.4482 | 123.19 | 703920 | 1.0169 | 3.4696 | 0 | 620459 | 620.459 | 7770.37 | -524545 | 124.033 | 746379 | 1.1177 | 3.8134 | 0 | 662918 | 662.918 | 8540.38 | -561554 | 125.114 | 783390 | 1.2374 | 4.2222 | 0 | 699929 | 699.929 | 9455.84 | -592945 | 24.7418 | 25.5848 | 26.6658
[20 empty] | 2020-03-25 08:00 | 2001 | 3 | 25 | 9 | 124035.569 | 124.0356 | 129.694 | 535283 | 1.1638 | 3.971 | 0 | 477340 | 477.34 | 8893.23 | -404882 | 130.693 | 560063 | 1.2724 | 4.3413 | 0 | 502120 | 502.12 | 9722.63 | -425956 | 132.075 | 580382 | 1.4102 | 4.8116 | 0 | 522439 | 522.439 | 10775.8 | -442686 | 5.6584 | 6.6574 | 8.0394
[20 empty] | 2020-03-25 09:00 | 2002 | 3 | 25 | 10 | 209007.524 | 209.0075 | 131.379 | 477679 | 1.1549 | 3.9406 | 0 | 419883 | 419.883 | 8825.1 | -342772 | 132.224 | 496095 | 1.2625 | 4.3076 | 0 | 438299 | 438.299 | 9647.12 | -357443 | 133.446 | 509665 | 1.3821 | 4.7157 | 0 | 451868 | 451.868 | 10561 | -367637 | -77.6285 | -76.7835 | -75.5615
[20 empty] | 2020-03-25 10:00 | 2003 | 3 | 25 | 11 | 240635.893 | 240.6359 | 109.594 | 541336 | 0.9592 | 3.2728 | 0 | 414677 | 414.677 | 7329.67 | -335291 | 110.775 | 557293 | 1.0722 | 3.6584 | 0 | 430634 | 430.634 | 8193.32 | -347642 | 112.191 | 568358 | 1.1914 | 4.0651 | 0 | 441699 | 441.699 | 9103.99 | -355812 | -131.0419 | -129.8609 | -128.4449
[20 empty] | 2020-03-25 11:00 | 2004 | 3 | 25 | 12 | 288109.495 | 288.1095 | 133.042 | 476447 | 0.95938 | 3.2734 | 0 | 349788 | 349.788 | 7330.97 | -279124 | 134.066 | 488327 | 1.044 | 3.5622 | 0 | 361668 | 361.668 | 7977.67 | -288211 | 135.345 | 496852 | 1.1426 | 3.8987 | 0 | 370193 | 370.193 | 8731.44 | -294338 | -155.0675 | -154.0435 | -152.7645
[20 empty] | 2020-03-25 12:00 | 2005 | 3 | 25 | 13 | 236957.196 | 236.9572 | 84.2556 | 452809 | 0.92734 | 3.1641 | 0 | 359170 | 359.17 | 7086.2 | -284438 | 85.464 | 462301 | 1.0286 | 3.5096 | 0 | 368662 | 368.662 | 7859.97 | -291330 | 86.4801 | 468745 | 1.0818 | 3.6912 | 0 | 375106 | 375.106 | 8266.75 | -295502 | -152.7016 | -151.4932 | -150.4771
[20 empty] | 2020-03-25 13:00 | 2006 | 3 | 25 | 14 | 242322.814 | 242.3228 | 79.6031 | 384147 | 0.93904 | 3.204 | 0 | 326204 | 326.204 | 7175.6 | -259096 | 80.6826 | 388875 | 1.028 | 3.5077 | 0 | 330932 | 330.932 | 7855.71 | -262120 | 81.7859 | 391445 | 1.0993 | 3.7506 | 0 | 333502 | 333.502 | 8399.84 | -263155 | -162.7197 | -161.6402 | -160.5369
[20 empty] | 2020-03-25 14:00 | 2007 | 3 | 25 | 15 | 185617.877 | 185.6179 | 67.0525 | 408358 | 1.1262 | 3.8426 | 0 | 350415 | 350.415 | 8605.84 | -279893 | 68.2271 | 411160 | 1.2149 | 4.1453 | 0 | 353217 | 353.217 | 9283.68 | -281230 | 69.1858 | 411751 | 1.256 | 4.2855 | 0 | 353808 | 353.808 | 9597.62 | -280561 | -118.5654 | -117.3908 | -116.4321
[20 empty] | 2020-03-25 15:00 | 2008 | 3 | 25 | 16 | 175682.862 | 175.6829 | 65.0971 | 356839 | 1.1278 | 3.8482 | 0 | 323894 | 323.894 | 8618.27 | -260228 | 66.2593 | 355911 | 1.2169 | 4.1521 | 0 | 322967 | 322.967 | 9298.92 | -258557 | 66.9866 | 354413 | 1.2237 | 4.1753 | 0 | 321468 | 321.468 | 9350.96 | -256309 | -110.5858 | -109.4236 | -108.6963
[20 empty] | 2020-03-25 16:00 | 2009 | 3 | 25 | 17 | 97907.362 | 97.9074 | 14.694 | 32944.3 | 0 | 0 | 0 | 0 | 0 | 0 | 0 | 14.694 | 32944.3 | 0 | 0 | 0 | 0 | 0 | 0 | 0 | 14.694 | 32944.3 | 0 | 0 | 0 | 0 | 0 | 0 | 0 | -83.2134 | -83.2134 | -83.2134
[20 empty] | 2020-03-25 17:00 | 2010 | 3 | 25 | 18 | 21674.528 | 21.6745 | 13.7827 | 33237.7 | 0 | 0 | 0 | 0 | 0 | 0 | 0 | 13.7827 | 33237.7 | 0 | 0 | 0 | 0 | 0 | 0 | 0 | 13.7827 | 33237.7 | 0 | 0 | 0 | 0 | 0 | 0 | 0 | -7.8918 | -7.8918 | -7.8918
[20 empty] | 2020-03-25 18:00 | 2011 | 3 | 25 | 19 | 0 | 0 | 10.3847 | 33531.1 | 0 | 0 | 0 | 0 | 0 | 0 | 0 | 10.3847 | 33531.1 | 0 | 0 | 0 | 0 | 0 | 0 | 0 | 10.3847 | 33531.1 | 0 | 0 | 0 | 0 | 0 | 0 | 0 | 10.3847 | 10.3847 | 10.3847
[20 empty] | 2020-03-25 19:00 | 2012 | 3 | 25 | 20 | 0 | 0 | 8.8655 | 11168.9 | 0 | 0 | 0 | 0 | 0 | 0 | 0 | 8.8655 | 11168.9 | 0 | 0 | 0 | 0 | 0 | 0 | 0 | 8.8655 | 11168.9 | 0 | 0 | 0 | 0 | 0 | 0 | 0 | 8.8655 | 8.8655 | 8.8655
[20 empty] | 2020-03-25 20:00 | 2013 | 3 | 25 | 21 | 0 | 0 | 7.3463 | 11095.6 | 0 | 0 | 0 | 0 | 0 | 0 | 0 | 7.3463 | 11095.6 | 0 | 0 | 0 | 0 | 0 | 0 | 0 | 7.3463 | 11095.6 | 0 | 0 | 0 | 0 | 0 | 0 | 0 | 7.3463 | 7.3463 | 7.3463
[20 empty] | 2020-03-25 21:00 | 2014 | 3 | 25 | 22 | 0 | 0 | 7.3463 | 11095.6 | 0 | 0 | 0 | 0 | 0 | 0 | 0 | 7.3463 | 11095.6 | 0 | 0 | 0 | 0 | 0 | 0 | 0 | 7.3463 | 11095.6 | 0 | 0 | 0 | 0 | 0 | 0 | 0 | 7.3463 | 7.3463 | 7.3463
[20 empty] | 2020-03-25 22:00 | 2015 | 3 | 25 | 23 | 0 | 0 | 7.3463 | 11095.6 | 0 | 0 | 0 | 0 | 0 | 0 | 0 | 7.3463 | 11095.6 | 0 | 0 | 0 | 0 | 0 | 0 | 0 | 7.3463 | 11095.6 | 0 | 0 | 0 | 0 | 0 | 0 | 0 | 7.3463 | 7.3463 | 7.3463
[20 empty] | 2020-03-25 23:00 | 2016 | 3 | 25 | 24 | 0 | 0 | 7.3463 | 11315.6 | 0 | 0 | 0 | 0 | 0 | 0 | 0 | 7.3463 | 11315.6 | 0 | 0 | 0 | 0 | 0 | 0 | 0 | 7.3463 | 11315.6 | 0 | 0 | 0 | 0 | 0 | 0 | 0 | 7.3463 | 7.3463 | 7.3463
[20 empty] | 2020-03-26 | 2017 | 3 | 26 | 1 | 0 | 0 | 7.3463 | 11242.2 | 0 | 0 | 0 | 0 | 0 | 0 | 0 | 7.3463 | 11242.2 | 0 | 0 | 0 | 0 | 0 | 0 | 0 | 7.3463 | 11242.2 | 0 | 0 | 0 | 0 | 0 | 0 | 0 | 7.3463 | 7.3463 | 7.3463
[20 empty] | 2020-03-26 01:00 | 2018 | 3 | 26 | 2 | 0 | 0 | 7.3463 | 11242.2 | 0 | 0 | 0 | 0 | 0 | 0 | 0 | 7.3463 | 11242.2 | 0 | 0 | 0 | 0 | 0 | 0 | 0 | 7.3463 | 11242.2 | 0 | 0 | 0 | 0 | 0 | 0 | 0 | 7.3463 | 7.3463 | 7.3463
[20 empty] | 2020-03-26 02:00 | 2019 | 3 | 26 | 3 | 0 | 0 | 7.3463 | 11022.3 | 0 | 0 | 0 | 0 | 0 | 0 | 0 | 7.3463 | 11022.3 | 0 | 0 | 0 | 0 | 0 | 0 | 0 | 7.3463 | 11022.3 | 0 | 0 | 0 | 0 | 0 | 0 | 0 | 7.3463 | 7.3463 | 7.3463
[20 empty] | 2020-03-26 03:00 | 2020 | 3 | 26 | 4 | 0 | 0 | 23.4854 | 379674 | 9.884 | 33.7243 | 0 | 368725 | 368.725 | 75527.9 | -220987 | 25.0038 | 389432 | 10.862 | 37.0611 | 0 | 378483 | 378.483 | 83000.7 | -224606 | 26.72 | 400950 | 11.9663 | 40.829 | 0 | 390001 | 390.001 | 91439.2 | -229010 | 23.4854 | 25.0038 | 26.72
[20 empty] | 2020-03-26 04:00 | 2021 | 3 | 26 | 5 | 0 | 0 | 18.9575 | 251616 | 6.0043 | 20.4867 | 0 | 240667 | 240.667 | 45881.3 | -186137 | 19.8452 | 255733 | 6.571 | 22.4201 | 0 | 244784 | 244.784 | 50211.4 | -188353 | 20.8679 | 260597 | 7.224 | 24.6484 | 0 | 249648 | 249.648 | 55201.7 | -191178 | 18.9575 | 19.8452 | 20.8679
[20 empty] | 2020-03-26 05:00 | 2022 | 3 | 26 | 6 | 0 | 0 | 21.1244 | 264605 | 6.0104 | 20.5076 | 0 | 231294 | 231.294 | 45928.1 | -178051 | 22.0107 | 268852 | 6.5749 | 22.4336 | 0 | 235540 | 235.54 | 50241.5 | -180579 | 23.0315 | 273971 | 7.2253 | 24.6529 | 0 | 240660 | 240.66 | 55211.7 | -183731 | 21.1244 | 22.0107 | 23.0315
[20 empty] | 2020-03-26 06:00 | 2023 | 3 | 26 | 7 | 18293.55 | 18.2935 | 96.4185 | 567026 | 0.80431 | 2.7443 | 0 | 484078 | 484.078 | 6146.06 | -399438 | 97.4075 | 600180 | 0.90726 | 3.0956 | 0 | 517233 | 517.233 | 6932.73 | -427610 | 98.545 | 632197 | 1.0217 | 3.486 | 0 | 549249 | 549.249 | 7807.18 | -454574 | 78.1249 | 79.114 | 80.2515
[20 empty] | 2020-03-26 07:00 | 2024 | 3 | 26 | 8 | 1049.093 | 1.0491 | 131.802 | 602397 | 0.98244 | 3.3521 | 0 | 519450 | 519.45 | 7507.21 | -429983 | 132.898 | 634088 | 1.0899 | 3.7188 | 0 | 551140 | 551.14 | 8328.6 | -456675 | 134.161 | 667978 | 1.2094 | 4.1266 | 0 | 585031 | 585.031 | 9241.87 | -485099 | 130.7529 | 131.8489 | 133.1119
[20 empty] | 2020-03-26 08:00 | 2025 | 3 | 26 | 9 | 9916.587 | 9.9166 | 135.148 | 536058 | 1.1436 | 3.902 | 0 | 477968 | 477.968 | 8738.87 | -392280 | 135.454 | 568679 | 1.2512 | 4.2691 | 0 | 510589 | 510.589 | 9561 | -419758 | 135.892 | 603738 | 1.3537 | 4.6187 | 0 | 545648 | 545.648 | 10344 | -449203 | 125.2314 | 125.5374 | 125.9754
[20 empty] | 2020-03-26 09:00 | 2026 | 3 | 26 | 10 | 43513.776 | 43.5138 | 131.412 | 512631 | 1.1241 | 3.8356 | 0 | 454541 | 454.541 | 8590.09 | -370930 | 132.116 | 544250 | 1.2312 | 4.2008 | 0 | 486160 | 486.16 | 9407.87 | -397465 | 133.275 | 578076 | 1.3502 | 4.6071 | 0 | 519987 | 519.987 | 10317.8 | -425762 | 87.8982 | 88.6022 | 89.7612
[20 empty] | 2020-03-26 10:00 | 2027 | 3 | 26 | 11 | 42212.733 | 42.2127 | 110.099 | 579667 | 0.95347 | 3.2532 | 0 | 453008 | 453.008 | 7285.85 | -369767 | 111.027 | 610537 | 1.0587 | 3.6122 | 0 | 483878 | 483.878 | 8089.79 | -395588 | 112.237 | 643752 | 1.168 | 3.9851 | 0 | 517093 | 517.093 | 8924.98 | -423300 | 67.8863 | 68.8143 | 70.0243
[20 empty] | 2020-03-26 11:00 | 2028 | 3 | 26 | 12 | 60572.244 | 60.5722 | 133.162 | 530589 | 0.9425 | 3.2158 | 0 | 403930 | 403.93 | 7202.05 | -325285 | 134.228 | 559816 | 1.0496 | 3.5814 | 0 | 433157 | 433.157 | 8020.69 | -349383 | 135.604 | 591354 | 1.1688 | 3.988 | 0 | 464695 | 464.695 | 8931.53 | -375484 | 72.5898 | 73.6558 | 75.0318
[20 empty] | 2020-03-26 12:00 | 2029 | 3 | 26 | 13 | 37450.687 | 37.4507 | 84.9436 | 516367 | 0.94173 | 3.2132 | 0 | 421952 | 421.952 | 7196.16 | -340300 | 85.8901 | 546627 | 1.0489 | 3.5787 | 0 | 452212 | 452.212 | 8014.76 | -365448 | 87.2205 | 579318 | 1.1666 | 3.9805 | 0 | 484903 | 484.903 | 8914.7 | -392560 | 47.4929 | 48.4394 | 49.7698
[20 empty] | 2020-03-26 13:00 | 2030 | 3 | 26 | 14 | 5728.28 | 5.7283 | 80.4295 | 470795 | 0.94027 | 3.2082 | 0 | 412632 | 412.632 | 7184.95 | -333197 | 81.2669 | 501156 | 1.0481 | 3.5762 | 0 | 442993 | 442.993 | 8009.02 | -358482 | 82.509 | 533979 | 1.1658 | 3.9777 | 0 | 475816 | 475.816 | 8908.24 | -385768 | 74.7012 | 75.5386 | 76.7807
[20 empty] | 2020-03-26 14:00 | 2031 | 3 | 26 | 15 | 7910.658 | 7.9107 | 68.2963 | 495403 | 1.1125 | 3.796 | 0 | 437313 | 437.313 | 8501.45 | -357145 | 69.2949 | 525597 | 1.2196 | 4.1614 | 0 | 467507 | 467.507 | 9319.72 | -382419 | 70.4732 | 558458 | 1.3388 | 4.568 | 0 | 500368 | 500.368 | 10230.3 | -409886 | 60.3856 | 61.3842 | 62.5625
[20 empty] | 2020-03-26 15:00 | 2032 | 3 | 26 | 16 | 8977 | 8.977 | 69.1845 | 487633 | 1.1294 | 3.8535 | 0 | 454322 | 454.322 | 8630.3 | -369442 | 69.8085 | 520413 | 1.2364 | 4.2187 | 0 | 487102 | 487.102 | 9448.08 | -396934 | 70.6824 | 556020 | 1.3468 | 4.5953 | 0 | 522708 | 522.708 | 10291.5 | -426755 | 60.2075 | 60.8315 | 61.7054
[20 empty] | 2020-03-26 16:00 | 2033 | 3 | 26 | 17 | 11595.176 | 11.5952 | 14.694 | 33311 | 0 | 0 | 0 | 0 | 0 | 0 | 0 | 14.694 | 33311 | 0 | 0 | 0 | 0 | 0 | 0 | 0 | 14.694 | 33311 | 0 | 0 | 0 | 0 | 0 | 0 | 0 | 3.0988 | 3.0988 | 3.0988
[20 empty] | 2020-03-26 17:00 | 2034 | 3 | 26 | 18 | 4166.677 | 4.1667 | 13.7827 | 33237.7 | 0 | 0 | 0 | 0 | 0 | 0 | 0 | 13.7827 | 33237.7 | 0 | 0 | 0 | 0 | 0 | 0 | 0 | 13.7827 | 33237.7 | 0 | 0 | 0 | 0 | 0 | 0 | 0 | 9.616 | 9.616 | 9.616
[20 empty] | 2020-03-26 18:00 | 2035 | 3 | 26 | 19 | 0 | 0 | 10.3847 | 33091 | 0 | 0 | 0 | 0 | 0 | 0 | 0 | 10.3847 | 33091 | 0 | 0 | 0 | 0 | 0 | 0 | 0 | 10.3847 | 33091 | 0 | 0 | 0 | 0 | 0 | 0 | 0 | 10.3847 | 10.3847 | 10.3847
[20 empty] | 2020-03-26 19:00 | 2036 | 3 | 26 | 20 | 0 | 0 | 8.8655 | 10875.6 | 0 | 0 | 0 | 0 | 0 | 0 | 0 | 8.8655 | 10875.6 | 0 | 0 | 0 | 0 | 0 | 0 | 0 | 8.8655 | 10875.6 | 0 | 0 | 0 | 0 | 0 | 0 | 0 | 8.8655 | 8.8655 | 8.8655
[20 empty] | 2020-03-26 20:00 | 2037 | 3 | 26 | 21 | 0 | 0 | 7.3463 | 10728.9 | 0 | 0 | 0 | 0 | 0 | 0 | 0 | 7.3463 | 10728.9 | 0 | 0 | 0 | 0 | 0 | 0 | 0 | 7.3463 | 10728.9 | 0 | 0 | 0 | 0 | 0 | 0 | 0 | 7.3463 | 7.3463 | 7.3463
[20 empty] | 2020-03-26 21:00 | 2038 | 3 | 26 | 22 | 0 | 0 | 7.3463 | 10655.6 | 0 | 0 | 0 | 0 | 0 | 0 | 0 | 7.3463 | 10655.6 | 0 | 0 | 0 | 0 | 0 | 0 | 0 | 7.3463 | 10655.6 | 0 | 0 | 0 | 0 | 0 | 0 | 0 | 7.3463 | 7.3463 | 7.3463
[20 empty] | 2020-03-26 22:00 | 2039 | 3 | 26 | 23 | 0 | 0 | 7.3463 | 10655.6 | 0 | 0 | 0 | 0 | 0 | 0 | 0 | 7.3463 | 10655.6 | 0 | 0 | 0 | 0 | 0 | 0 | 0 | 7.3463 | 10655.6 | 0 | 0 | 0 | 0 | 0 | 0 | 0 | 7.3463 | 7.3463 | 7.3463
[20 empty] | 2020-03-26 23:00 | 2040 | 3 | 26 | 24 | 0 | 0 | 7.7516 | 10728.9 | 0 | 0 | 0 | 0 | 0 | 0 | 0 | 7.7516 | 10728.9 | 0 | 0 | 0 | 0 | 0 | 0 | 0 | 7.7516 | 10728.9 | 0 | 0 | 0 | 0 | 0 | 0 | 0 | 7.7516 | 7.7516 | 7.7516
[20 empty] | 2020-03-27 | 2041 | 3 | 27 | 1 | 0 | 0 | 7.7516 | 10728.9 | 0 | 0 | 0 | 0 | 0 | 0 | 0 | 7.7516 | 10728.9 | 0 | 0 | 0 | 0 | 0 | 0 | 0 | 7.7516 | 10728.9 | 0 | 0 | 0 | 0 | 0 | 0 | 0 | 7.7516 | 7.7516 | 7.7516
[20 empty] | 2020-03-27 01:00 | 2042 | 3 | 27 | 2 | 0 | 0 | 7.7516 | 10802.3 | 0 | 0 | 0 | 0 | 0 | 0 | 0 | 7.7516 | 10802.3 | 0 | 0 | 0 | 0 | 0 | 0 | 0 | 7.7516 | 10802.3 | 0 | 0 | 0 | 0 | 0 | 0 | 0 | 7.7516 | 7.7516 | 7.7516
[20 empty] | 2020-03-27 02:00 | 2043 | 3 | 27 | 3 | 0 | 0 | 7.7516 | 10875.6 | 0 | 0 | 0 | 0 | 0 | 0 | 0 | 7.7516 | 10875.6 | 0 | 0 | 0 | 0 | 0 | 0 | 0 | 7.7516 | 10875.6 | 0 | 0 | 0 | 0 | 0 | 0 | 0 | 7.7516 | 7.7516 | 7.7516
[20 empty] | 2020-03-27 03:00 | 2044 | 3 | 27 | 4 | 0 | 0 | 7.7516 | 10802.3 | 0 | 0 | 0 | 0 | 0 | 0 | 0 | 7.7516 | 10802.3 | 0 | 0 | 0 | 0 | 0 | 0 | 0 | 7.7516 | 10802.3 | 0 | 0 | 0 | 0 | 0 | 0 | 0 | 7.7516 | 7.7516 | 7.7516
[20 empty] | 2020-03-27 04:00 | 2045 | 3 | 27 | 5 | 0 | 0 | 7.7516 | 10802.3 | 0 | 0 | 0 | 0 | 0 | 0 | 0 | 7.7516 | 10802.3 | 0 | 0 | 0 | 0 | 0 | 0 | 0 | 7.7516 | 10802.3 | 0 | 0 | 0 | 0 | 0 | 0 | 0 | 7.7516 | 7.7516 | 7.7516
[20 empty] | 2020-03-27 05:00 | 2046 | 3 | 27 | 6 | 0 | 0 | 7.7516 | 10802.3 | 0 | 0 | 0 | 0 | 0 | 0 | 0 | 7.7516 | 10802.3 | 0 | 0 | 0 | 0 | 0 | 0 | 0 | 7.7516 | 10802.3 | 0 | 0 | 0 | 0 | 0 | 0 | 0 | 7.7516 | 7.7516 | 7.7516
[20 empty] | 2020-03-27 06:00 | 2047 | 3 | 27 | 7 | 14169.397 | 14.1694 | 7.4901 | 10655.6 | 0 | 0 | 0 | 0 | 0 | 0 | 0 | 7.4789 | 10655.6 | 0 | 0 | 0 | 0 | 0 | 0 | 0 | 7.4732 | 10655.6 | 0 | 0 | 0 | 0 | 0 | 0 | 0 | -6.6793 | -6.6905 | -6.6962
[20 empty] | 2020-03-27 07:00 | 2048 | 3 | 27 | 8 | 90080.544 | 90.0805 | 7.4679 | 10655.6 | 0 | 0 | 0 | 0 | 0 | 0 | 0 | 7.4679 | 10655.6 | 0 | 0 | 0 | 0 | 0 | 0 | 0 | 7.4679 | 10655.6 | 0 | 0 | 0 | 0 | 0 | 0 | 0 | -82.6127 | -82.6127 | -82.6127
[20 empty] | 2020-03-27 08:00 | 2049 | 3 | 27 | 9 | 131248.418 | 131.2484 | 7.4679 | 10142.3 | 0 | 0 | 0 | 0 | 0 | 0 | 0 | 7.4679 | 10142.3 | 0 | 0 | 0 | 0 | 0 | 0 | 0 | 7.4679 | 10142.3 | 0 | 0 | 0 | 0 | 0 | 0 | 0 | -123.7805 | -123.7805 | -123.7805
[20 empty] | 2020-03-27 09:00 | 2050 | 3 | 27 | 10 | 201500.466 | 201.5005 | 7.4679 | 9849.01 | 0 | 0 | 0 | 0 | 0 | 0 | 0 | 7.4679 | 9849.01 | 0 | 0 | 0 | 0 | 0 | 0 | 0 | 7.4679 | 9849.01 | 0 | 0 | 0 | 0 | 0 | 0 | 0 | -194.0326 | -194.0326 | -194.0326
[20 empty] | 2020-03-27 10:00 | 2051 | 3 | 27 | 11 | 255559.387 | 255.5594 | 7.4679 | 9849.01 | 0 | 0 | 0 | 0 | 0 | 0 | 0 | 7.4679 | 9849.01 | 0 | 0 | 0 | 0 | 0 | 0 | 0 | 7.4679 | 9849.01 | 0 | 0 | 0 | 0 | 0 | 0 | 0 | -248.0915 | -248.0915 | -248.0915
[20 empty] | 2020-03-27 11:00 | 2052 | 3 | 27 | 12 | 231234.439 | 231.2344 | 7.4679 | 9775.69 | 0 | 0 | 0 | 0 | 0 | 0 | 0 | 7.4679 | 9775.69 | 0 | 0 | 0 | 0 | 0 | 0 | 0 | 7.4679 | 9775.69 | 0 | 0 | 0 | 0 | 0 | 0 | 0 | -223.7666 | -223.7666 | -223.7666
[20 empty] | 2020-03-27 12:00 | 2053 | 3 | 27 | 13 | 221174.538 | 221.1745 | 7.4679 | 9702.36 | 0 | 0 | 0 | 0 | 0 | 0 | 0 | 7.4679 | 9702.36 | 0 | 0 | 0 | 0 | 0 | 0 | 0 | 7.4679 | 9702.36 | 0 | 0 | 0 | 0 | 0 | 0 | 0 | -213.7067 | -213.7067 | -213.7067
[20 empty] | 2020-03-27 13:00 | 2054 | 3 | 27 | 14 | 205111.984 | 205.112 | 7.4679 | 9702.36 | 0 | 0 | 0 | 0 | 0 | 0 | 0 | 7.4679 | 9702.36 | 0 | 0 | 0 | 0 | 0 | 0 | 0 | 7.4679 | 9702.36 | 0 | 0 | 0 | 0 | 0 | 0 | 0 | -197.6441 | -197.6441 | -197.6441
[20 empty] | 2020-03-27 14:00 | 2055 | 3 | 27 | 15 | 166706.862 | 166.7069 | 7.4679 | 9629.03 | 0 | 0 | 0 | 0 | 0 | 0 | 0 | 7.4679 | 9629.03 | 0 | 0 | 0 | 0 | 0 | 0 | 0 | 7.4679 | 9629.03 | 0 | 0 | 0 | 0 | 0 | 0 | 0 | -159.239 | -159.239 | -159.239
[20 empty] | 2020-03-27 15:00 | 2056 | 3 | 27 | 16 | 59975.846 | 59.9758 | 7.4679 | 10142.3 | 0 | 0 | 0 | 0 | 0 | 0 | 0 | 7.4679 | 10142.3 | 0 | 0 | 0 | 0 | 0 | 0 | 0 | 7.4679 | 10142.3 | 0 | 0 | 0 | 0 | 0 | 0 | 0 | -52.508 | -52.508 | -52.508
[20 empty] | 2020-03-27 16:00 | 2057 | 3 | 27 | 17 | 37328.491 | 37.3285 | 7.4679 | 10142.3 | 0 | 0 | 0 | 0 | 0 | 0 | 0 | 7.4679 | 10142.3 | 0 | 0 | 0 | 0 | 0 | 0 | 0 | 7.4679 | 10142.3 | 0 | 0 | 0 | 0 | 0 | 0 | 0 | -29.8606 | -29.8606 | -29.8606
[20 empty] | 2020-03-27 17:00 | 2058 | 3 | 27 | 18 | 10383.666 | 10.3837 | 7.4845 | 10362.3 | 0 | 0 | 0 | 0 | 0 | 0 | 0 | 7.4775 | 10362.3 | 0 | 0 | 0 | 0 | 0 | 0 | 0 | 7.4692 | 10362.3 | 0 | 0 | 0 | 0 | 0 | 0 | 0 | -2.8992 | -2.9061 | -2.9145
[20 empty] | 2020-03-27 18:00 | 2059 | 3 | 27 | 19 | 0 | 0 | 7.7516 | 10435.6 | 0 | 0 | 0 | 0 | 0 | 0 | 0 | 7.7516 | 10435.6 | 0 | 0 | 0 | 0 | 0 | 0 | 0 | 7.7516 | 10435.6 | 0 | 0 | 0 | 0 | 0 | 0 | 0 | 7.7516 | 7.7516 | 7.7516
[20 empty] | 2020-03-27 19:00 | 2060 | 3 | 27 | 20 | 0 | 0 | 7.7516 | 10435.6 | 0 | 0 | 0 | 0 | 0 | 0 | 0 | 7.7516 | 10435.6 | 0 | 0 | 0 | 0 | 0 | 0 | 0 | 7.7516 | 10435.6 | 0 | 0 | 0 | 0 | 0 | 0 | 0 | 7.7516 | 7.7516 | 7.7516
[20 empty] | 2020-03-27 20:00 | 2061 | 3 | 27 | 21 | 0 | 0 | 7.7516 | 10509 | 0 | 0 | 0 | 0 | 0 | 0 | 0 | 7.7516 | 10509 | 0 | 0 | 0 | 0 | 0 | 0 | 0 | 7.7516 | 10509 | 0 | 0 | 0 | 0 | 0 | 0 | 0 | 7.7516 | 7.7516 | 7.7516
[20 empty] | 2020-03-27 21:00 | 2062 | 3 | 27 | 22 | 0 | 0 | 7.7516 | 10509 | 0 | 0 | 0 | 0 | 0 | 0 | 0 | 7.7516 | 10509 | 0 | 0 | 0 | 0 | 0 | 0 | 0 | 7.7516 | 10509 | 0 | 0 | 0 | 0 | 0 | 0 | 0 | 7.7516 | 7.7516 | 7.7516
[20 empty] | 2020-03-27 22:00 | 2063 | 3 | 27 | 23 | 0 | 0 | 7.7516 | 10509 | 0 | 0 | 0 | 0 | 0 | 0 | 0 | 7.7516 | 10509 | 0 | 0 | 0 | 0 | 0 | 0 | 0 | 7.7516 | 10509 | 0 | 0 | 0 | 0 | 0 | 0 | 0 | 7.7516 | 7.7516 | 7.7516
[20 empty] | 2020-03-27 23:00 | 2064 | 3 | 27 | 24 | 0 | 0 | 7.7516 | 10582.3 | 0 | 0 | 0 | 0 | 0 | 0 | 0 | 7.7516 | 10582.3 | 0 | 0 | 0 | 0 | 0 | 0 | 0 | 7.7516 | 10582.3 | 0 | 0 | 0 | 0 | 0 | 0 | 0 | 7.7516 | 7.7516 | 7.7516
[20 empty] | 2020-03-28 | 2065 | 3 | 28 | 1 | 0 | 0 | 7.7516 | 10582.3 | 0 | 0 | 0 | 0 | 0 | 0 | 0 | 7.7516 | 10582.3 | 0 | 0 | 0 | 0 | 0 | 0 | 0 | 7.7516 | 10582.3 | 0 | 0 | 0 | 0 | 0 | 0 | 0 | 7.7516 | 7.7516 | 7.7516
[20 empty] | 2020-03-28 01:00 | 2066 | 3 | 28 | 2 | 0 | 0 | 7.7516 | 10582.3 | 0 | 0 | 0 | 0 | 0 | 0 | 0 | 7.7516 | 10582.3 | 0 | 0 | 0 | 0 | 0 | 0 | 0 | 7.7516 | 10582.3 | 0 | 0 | 0 | 0 | 0 | 0 | 0 | 7.7516 | 7.7516 | 7.7516
[20 empty] | 2020-03-28 02:00 | 2067 | 3 | 28 | 3 | 0 | 0 | 8.9057 | 10582.3 | 0 | 0 | 0 | 0 | 0 | 0 | -80.0739 | 8.9684 | 10582.3 | 0 | 0 | 0 | 0 | 0 | 0 | -80.0786 | 9.038 | 10582.3 | 0 | 0 | 0 | 0 | 0 | 0 | -80.0751 | 8.9057 | 8.9684 | 9.038
[20 empty] | 2020-03-28 03:00 | 2068 | 3 | 28 | 4 | 0 | 0 | 8.9057 | 10582.3 | 0 | 0 | 0 | 0 | 0 | 0 | -238.484 | 8.9684 | 10582.3 | 0 | 0 | 0 | 0 | 0 | 0 | -238.488 | 9.038 | 10582.3 | 0 | 0 | 0 | 0 | 0 | 0 | -238.488 | 8.9057 | 8.9684 | 9.038
[20 empty] | 2020-03-28 04:00 | 2069 | 3 | 28 | 5 | 0 | 0 | 8.9057 | 10582.3 | 0 | 0 | 0 | 0 | 0 | 0 | -361.276 | 8.9684 | 10582.3 | 0 | 0 | 0 | 0 | 0 | 0 | -361.276 | 9.038 | 10582.3 | 0 | 0 | 0 | 0 | 0 | 0 | -361.276 | 8.9057 | 8.9684 | 9.038
[20 empty] | 2020-03-28 05:00 | 2070 | 3 | 28 | 6 | 0 | 0 | 8.9057 | 10728.9 | 0 | 0 | 0 | 0 | 0 | 0 | -536.039 | 8.9684 | 10728.9 | 0 | 0 | 0 | 0 | 0 | 0 | -536.047 | 9.038 | 10728.9 | 0 | 0 | 0 | 0 | 0 | 0 | -536.035 | 8.9057 | 8.9684 | 9.038
[20 empty] | 2020-03-28 06:00 | 2071 | 3 | 28 | 7 | 1811.996 | 1.812 | 8.9057 | 10728.9 | 0 | 0 | 0 | 0 | 0 | 0 | -648.624 | 8.9684 | 10728.9 | 0 | 0 | 0 | 0 | 0 | 0 | -648.633 | 9.038 | 10728.9 | 0 | 0 | 0 | 0 | 0 | 0 | -648.62 | 7.0937 | 7.1564 | 7.226
[20 empty] | 2020-03-28 07:00 | 2072 | 3 | 28 | 8 | 26534.044 | 26.534 | 8.622 | 10655.6 | 0 | 0 | 0 | 0 | 0 | 0 | -710.932 | 8.6846 | 10655.6 | 0 | 0 | 0 | 0 | 0 | 0 | -710.94 | 8.7542 | 10655.6 | 0 | 0 | 0 | 0 | 0 | 0 | -710.928 | -17.9121 | -17.8494 | -17.7798
[20 empty] | 2020-03-28 08:00 | 2073 | 3 | 28 | 9 | 32644.999 | 32.645 | 8.622 | 10509 | 0 | 0 | 0 | 0 | 0 | 0 | -692.769 | 8.6846 | 10509 | 0 | 0 | 0 | 0 | 0 | 0 | -692.777 | 8.7542 | 10509 | 0 | 0 | 0 | 0 | 0 | 0 | -692.765 | -24.023 | -23.9603 | -23.8908
[20 empty] | 2020-03-28 09:00 | 2074 | 3 | 28 | 10 | 120596.891 | 120.5969 | 8.622 | 10362.3 | 0 | 0 | 0 | 0 | 0 | 0 | -667.118 | 8.6846 | 10362.3 | 0 | 0 | 0 | 0 | 0 | 0 | -667.122 | 8.7542 | 10362.3 | 0 | 0 | 0 | 0 | 0 | 0 | -667.114 | -111.9749 | -111.9122 | -111.8427
[20 empty] | 2020-03-28 10:00 | 2075 | 3 | 28 | 11 | 192614.687 | 192.6147 | 8.622 | 10215.6 | 0 | 0 | 0 | 0 | 0 | 0 | -615.562 | 8.6846 | 10215.6 | 0 | 0 | 0 | 0 | 0 | 0 | -615.574 | 8.7542 | 10215.6 | 0 | 0 | 0 | 0 | 0 | 0 | -615.562 | -183.9927 | -183.93 | -183.8605
[20 empty] | 2020-03-28 11:00 | 2076 | 3 | 28 | 12 | 284203.594 | 284.2036 | 8.622 | 9775.69 | 0 | 0 | 0 | 0 | 0 | 0 | -340.842 | 8.6846 | 9775.69 | 0 | 0 | 0 | 0 | 0 | 0 | -340.854 | 8.7542 | 9775.69 | 0 | 0 | 0 | 0 | 0 | 0 | -340.842 | -275.5816 | -275.5189 | -275.4494
[20 empty] | 2020-03-28 12:00 | 2077 | 3 | 28 | 13 | 244403.812 | 244.4038 | 8.622 | 9775.69 | 0 | 0 | 0 | 0 | 0 | 0 | -274.523 | 8.6846 | 9775.69 | 0 | 0 | 0 | 0 | 0 | 0 | -274.535 | 8.7542 | 9775.69 | 0 | 0 | 0 | 0 | 0 | 0 | -274.523 | -235.7818 | -235.7192 | -235.6496
[20 empty] | 2020-03-28 13:00 | 2078 | 3 | 28 | 14 | 212733.734 | 212.7337 | 8.622 | 9775.69 | 0 | 0 | 0 | 0 | 0 | 0 | -165.835 | 8.6846 | 9775.69 | 0 | 0 | 0 | 0 | 0 | 0 | -165.847 | 8.7542 | 9775.69 | 0 | 0 | 0 | 0 | 0 | 0 | -165.835 | -204.1118 | -204.0491 | -203.9795
[20 empty] | 2020-03-28 14:00 | 2079 | 3 | 28 | 15 | 157994.805 | 157.9948 | 8.622 | 9922.34 | 0 | 0 | 0 | 0 | 0 | 0 | -122.892 | 8.6846 | 9922.34 | 0 | 0 | 0 | 0 | 0 | 0 | -122.9 | 8.7542 | 9922.34 | 0 | 0 | 0 | 0 | 0 | 0 | -122.892 | -149.3728 | -149.3102 | -149.2406
[20 empty] | 2020-03-28 15:00 | 2080 | 3 | 28 | 16 | 100186.71 | 100.1867 | 8.622 | 9995.67 | 0 | 0 | 0 | 0 | 0 | 0 | -41.3377 | 8.6846 | 9995.67 | 0 | 0 | 0 | 0 | 0 | 0 | -41.3458 | 8.7542 | 9995.67 | 0 | 0 | 0 | 0 | 0 | 0 | -41.3377 | -91.5647 | -91.5021 | -91.4325
[20 empty] | 2020-03-28 16:00 | 2081 | 3 | 28 | 17 | 52477.317 | 52.4773 | 7.4679 | 9995.67 | 0 | 0 | 0 | 0 | 0 | 0 | 0 | 7.4679 | 9995.67 | 0 | 0 | 0 | 0 | 0 | 0 | 0 | 7.4679 | 9995.67 | 0 | 0 | 0 | 0 | 0 | 0 | 0 | -45.0094 | -45.0094 | -45.0094
[20 empty] | 2020-03-28 17:00 | 2082 | 3 | 28 | 18 | 11385.933 | 11.3859 | 7.4787 | 10142.3 | 0 | 0 | 0 | 0 | 0 | 0 | 0 | 7.47 | 10142.3 | 0 | 0 | 0 | 0 | 0 | 0 | 0 | 7.4679 | 10142.3 | 0 | 0 | 0 | 0 | 0 | 0 | 0 | -3.9072 | -3.9159 | -3.9181
[20 empty] | 2020-03-28 18:00 | 2083 | 3 | 28 | 19 | 0 | 0 | 7.7516 | 10069 | 0 | 0 | 0 | 0 | 0 | 0 | 0 | 7.7516 | 10069 | 0 | 0 | 0 | 0 | 0 | 0 | 0 | 7.7516 | 10069 | 0 | 0 | 0 | 0 | 0 | 0 | 0 | 7.7516 | 7.7516 | 7.7516
[20 empty] | 2020-03-28 19:00 | 2084 | 3 | 28 | 20 | 0 | 0 | 7.7516 | 10215.6 | 0 | 0 | 0 | 0 | 0 | 0 | 0 | 7.7516 | 10215.6 | 0 | 0 | 0 | 0 | 0 | 0 | 0 | 7.7516 | 10215.6 | 0 | 0 | 0 | 0 | 0 | 0 | 0 | 7.7516 | 7.7516 | 7.7516
[20 empty] | 2020-03-28 20:00 | 2085 | 3 | 28 | 21 | 0 | 0 | 7.7516 | 10215.6 | 0 | 0 | 0 | 0 | 0 | 0 | 0 | 7.7516 | 10215.6 | 0 | 0 | 0 | 0 | 0 | 0 | 0 | 7.7516 | 10215.6 | 0 | 0 | 0 | 0 | 0 | 0 | 0 | 7.7516 | 7.7516 | 7.7516
[20 empty] | 2020-03-28 21:00 | 2086 | 3 | 28 | 22 | 0 | 0 | 8.9057 | 10509 | 0 | 0 | 0 | 0 | 0 | 0 | -137.186 | 8.9684 | 10509 | 0 | 0 | 0 | 0 | 0 | 0 | -137.196 | 9.038 | 10509 | 0 | 0 | 0 | 0 | 0 | 0 | -137.189 | 8.9057 | 8.9684 | 9.038
[20 empty] | 2020-03-28 22:00 | 2087 | 3 | 28 | 23 | 0 | 0 | 8.9057 | 10509 | 0 | 0 | 0 | 0 | 0 | 0 | -212.357 | 8.9684 | 10509 | 0 | 0 | 0 | 0 | 0 | 0 | -212.361 | 9.038 | 10509 | 0 | 0 | 0 | 0 | 0 | 0 | -212.357 | 8.9057 | 8.9684 | 9.038
[20 empty] | 2020-03-28 23:00 | 2088 | 3 | 28 | 24 | 0 | 0 | 8.5004 | 10582.3 | 0 | 0 | 0 | 0 | 0 | 0 | -354.344 | 8.5631 | 10582.3 | 0 | 0 | 0 | 0 | 0 | 0 | -354.344 | 8.6326 | 10582.3 | 0 | 0 | 0 | 0 | 0 | 0 | -354.344 | 8.5004 | 8.5631 | 8.6326
[20 empty] | 2020-03-29 | 2089 | 3 | 29 | 1 | 0 | 0 | 8.5004 | 10582.3 | 0 | 0 | 0 | 0 | 0 | 0 | -459.45 | 8.5631 | 10582.3 | 0 | 0 | 0 | 0 | 0 | 0 | -459.45 | 8.6326 | 10582.3 | 0 | 0 | 0 | 0 | 0 | 0 | -459.45 | 8.5004 | 8.5631 | 8.6326
[20 empty] | 2020-03-29 01:00 | 2090 | 3 | 29 | 2 | 0 | 0 | 8.5004 | 10582.3 | 0 | 0 | 0 | 0 | 0 | 0 | -545.1 | 8.5631 | 10582.3 | 0 | 0 | 0 | 0 | 0 | 0 | -545.1 | 8.6326 | 10582.3 | 0 | 0 | 0 | 0 | 0 | 0 | -545.1 | 8.5004 | 8.5631 | 8.6326
[20 empty] | 2020-03-29 02:00 | 2091 | 3 | 29 | 3 | 0 | 0 | 8.5004 | 10582.3 | 0 | 0 | 0 | 0 | 0 | 0 | -584.276 | 8.5631 | 10582.3 | 0 | 0 | 0 | 0 | 0 | 0 | -584.276 | 8.6326 | 10582.3 | 0 | 0 | 0 | 0 | 0 | 0 | -584.276 | 8.5004 | 8.5631 | 8.6326
[20 empty] | 2020-03-29 03:00 | 2092 | 3 | 29 | 4 | 0 | 0 | 40.7113 | 781085 | 20.2337 | 69.0374 | 0 | 770430 | 770.43 | 154614 | -644439 | 44.1823 | 802033 | 22.469 | 76.6642 | 0 | 791378 | 791.378 | 171695 | -659148 | 48.053 | 824714 | 24.9665 | 85.1857 | 0 | 814058 | 814.058 | 190779 | -674987 | 40.7113 | 44.1823 | 48.053
[20 empty] | 2020-03-29 04:00 | 2093 | 3 | 29 | 5 | 0 | 0 | 44.365 | 687290 | 22.4289 | 76.5274 | 0 | 676707 | 676.707 | 171388 | -581373 | 48.1216 | 701872 | 24.9517 | 85.1352 | 0 | 691289 | 691.289 | 190666 | -591415 | 45.2814 | 705663 | 23.0914 | 78.7879 | 0 | 695081 | 695.081 | 176451 | -591006 | 44.365 | 48.1216 | 45.2814
[20 empty] | 2020-03-29 05:00 | 2094 | 3 | 29 | 6 | 0 | 0 | 41.1859 | 662239 | 19.0116 | 64.8676 | 0 | 629368 | 629.368 | 145275 | -536319 | 44.2413 | 674136 | 21.0556 | 71.8417 | 0 | 641265 | 641.265 | 160894 | -544239 | 42.5442 | 679535 | 19.9174 | 67.9582 | 0 | 646664 | 646.664 | 152197 | -545632 | 41.1859 | 44.2413 | 42.5442
[20 empty] | 2020-03-29 06:00 | 2095 | 3 | 29 | 7 | 5670.747 | 5.6707 | 97.6707 | 675167 | 0.90848 | 3.0997 | 0 | 592587 | 592.587 | 6942.05 | -499680 | 98.7076 | 694279 | 1.0128 | 3.4556 | 0 | 611698 | 611.698 | 7739.04 | -514552 | 99.8874 | 714963 | 1.1286 | 3.8507 | 0 | 632383 | 632.383 | 8623.88 | -530572 | 92 | 93.0369 | 94.2167
[20 empty] | 2020-03-29 07:00 | 2096 | 3 | 29 | 8 | 1024.512 | 1.0245 | 126.096 | 730470 | 1.0609 | 3.6199 | 0 | 647889 | 647.889 | 8106.98 | -552262 | 126.526 | 753356 | 1.169 | 3.9886 | 0 | 670775 | 670.775 | 8932.72 | -570321 | 127.485 | 778006 | 1.289 | 4.3981 | 0 | 695425 | 695.425 | 9849.96 | -589790 | 125.0715 | 125.5015 | 126.4605
[20 empty] | 2020-03-29 08:00 | 2097 | 3 | 29 | 9 | 11970.99 | 11.971 | 135.032 | 650078 | 2.86 | 9.7585 | 0 | 592356 | 592.356 | 21854.7 | -499196 | 135.65 | 671049 | 3.1105 | 10.6131 | 0 | 613326 | 613.326 | 23768.7 | -515742 | 136.489 | 694000 | 3.3416 | 11.4016 | 0 | 636277 | 636.277 | 25534.7 | -533928 | 123.061 | 123.679 | 124.518
[20 empty] | 2020-03-29 09:00 | 2098 | 3 | 29 | 10 | 19514.724 | 19.5147 | 134.153 | 580290 | 2.5338 | 8.6452 | 0 | 522787 | 522.787 | 19361.5 | -437130 | 135.009 | 597317 | 2.763 | 9.4274 | 0 | 539814 | 539.814 | 21113.4 | -450531 | 136.014 | 616587 | 3.0178 | 10.2967 | 0 | 559084 | 559.084 | 23060.2 | -465529 | 114.6383 | 115.4943 | 116.4993
[20 empty] | 2020-03-29 10:00 | 2099 | 3 | 29 | 11 | 10444.381 | 10.4444 | 113.947 | 640773 | 2.1432 | 7.3125 | 0 | 514114 | 514.114 | 16376.8 | -426058 | 114.716 | 658794 | 2.3722 | 8.0939 | 0 | 532135 | 532.135 | 18126.9 | -440095 | 115.781 | 678709 | 2.6267 | 8.9623 | 0 | 552050 | 552.05 | 20071.7 | -455622 | 103.5026 | 104.2716 | 105.3366
[20 empty] | 2020-03-29 11:00 | 2100 | 3 | 29 | 12 | 17952.824 | 17.9528 | 136.657 | 585854 | 2.0445 | 6.976 | 0 | 459195 | 459.195 | 15623.2 | -375633 | 137.455 | 603854 | 2.2479 | 7.67 | 0 | 477195 | 477.195 | 17177.5 | -389758 | 138.566 | 623937 | 2.4911 | 8.4998 | 0 | 497278 | 497.278 | 19035.8 | -405523 | 118.7042 | 119.5022 | 120.6132
[20 empty] | 2020-03-29 12:00 | 2101 | 3 | 29 | 13 | 21852.005 | 21.852 | 91.0498 | 549023 | 2.0298 | 6.9255 | 0 | 456235 | 456.235 | 15510.2 | -372961 | 91.2825 | 568865 | 2.2486 | 7.6724 | 0 | 476078 | 476.078 | 17182.7 | -388784 | 91.9863 | 590617 | 2.4919 | 8.5024 | 0 | 497830 | 497.83 | 19041.8 | -406091 | 69.1978 | 69.4305 | 70.1343
[20 empty] | 2020-03-29 13:00 | 2102 | 3 | 29 | 14 | 119131.083 | 119.1311 | 81.0901 | 488913 | 2.0213 | 6.8968 | 0 | 431337 | 431.337 | 15445.8 | -350297 | 82.5371 | 504834 | 2.2486 | 7.6724 | 0 | 447258 | 447.258 | 17182.7 | -362598 | 84.1069 | 522794 | 2.4834 | 8.4733 | 0 | 465217 | 465.217 | 18976.4 | -376519 | -38.041 | -36.594 | -35.0242
[20 empty] | 2020-03-29 14:00 | 2103 | 3 | 29 | 15 | 90240.057 | 90.2401 | 67.6552 | 492683 | 2.2659 | 7.7313 | 0 | 435253 | 435.253 | 17314.7 | -353763 | 69.0947 | 505871 | 2.508 | 8.5572 | 0 | 448442 | 448.442 | 19164.4 | -363633 | 70.7366 | 520880 | 2.777 | 9.4752 | 0 | 463451 | 463.451 | 21220.4 | -374899 | -22.5849 | -21.1454 | -19.5035
[20 empty] | 2020-03-29 15:00 | 2104 | 3 | 29 | 16 | 55360.499 | 55.3605 | 64.8672 | 454752 | 1.3619 | 4.6467 | 0 | 422175 | 422.175 | 10406.6 | -342070 | 66.1882 | 467344 | 1.5094 | 5.1502 | 0 | 434767 | 434.767 | 11534.2 | -351382 | 67.6629 | 481505 | 1.662 | 5.6708 | 0 | 448927 | 448.927 | 12700.2 | -362062 | 9.5067 | 10.8277 | 12.3024
[20 empty] | 2020-03-29 16:00 | 2105 | 3 | 29 | 17 | 89277.266 | 89.2773 | 14.694 | 32577.6 | 0 | 0 | 0 | 0 | 0 | 0 | 0 | 14.694 | 32577.6 | 0 | 0 | 0 | 0 | 0 | 0 | 0 | 14.694 | 32577.6 | 0 | 0 | 0 | 0 | 0 | 0 | 0 | -74.5833 | -74.5833 | -74.5833
[20 empty] | 2020-03-29 17:00 | 2106 | 3 | 29 | 18 | 21623.718 | 21.6237 | 13.7827 | 32577.6 | 0 | 0 | 0 | 0 | 0 | 0 | 0 | 13.7827 | 32577.6 | 0 | 0 | 0 | 0 | 0 | 0 | 0 | 13.7827 | 32577.6 | 0 | 0 | 0 | 0 | 0 | 0 | 0 | -7.841 | -7.841 | -7.841
[20 empty] | 2020-03-29 18:00 | 2107 | 3 | 29 | 19 | 0 | 0 | 10.3847 | 32577.6 | 0 | 0 | 0 | 0 | 0 | 0 | 0 | 10.3847 | 32577.6 | 0 | 0 | 0 | 0 | 0 | 0 | 0 | 10.3847 | 32577.6 | 0 | 0 | 0 | 0 | 0 | 0 | 0 | 10.3847 | 10.3847 | 10.3847
[20 empty] | 2020-03-29 19:00 | 2108 | 3 | 29 | 20 | 0 | 0 | 8.8655 | 10289 | 0 | 0 | 0 | 0 | 0 | 0 | 0 | 8.8655 | 10289 | 0 | 0 | 0 | 0 | 0 | 0 | 0 | 8.8655 | 10289 | 0 | 0 | 0 | 0 | 0 | 0 | 0 | 8.8655 | 8.8655 | 8.8655
[20 empty] | 2020-03-29 20:00 | 2109 | 3 | 29 | 21 | 0 | 0 | 7.3463 | 10362.3 | 0 | 0 | 0 | 0 | 0 | 0 | 0 | 7.3463 | 10362.3 | 0 | 0 | 0 | 0 | 0 | 0 | 0 | 7.3463 | 10362.3 | 0 | 0 | 0 | 0 | 0 | 0 | 0 | 7.3463 | 7.3463 | 7.3463
[20 empty] | 2020-03-29 21:00 | 2110 | 3 | 29 | 22 | 0 | 0 | 7.3463 | 10435.6 | 0 | 0 | 0 | 0 | 0 | 0 | 0 | 7.3463 | 10435.6 | 0 | 0 | 0 | 0 | 0 | 0 | 0 | 7.3463 | 10435.6 | 0 | 0 | 0 | 0 | 0 | 0 | 0 | 7.3463 | 7.3463 | 7.3463
[20 empty] | 2020-03-29 22:00 | 2111 | 3 | 29 | 23 | 0 | 0 | 7.3463 | 10435.6 | 0 | 0 | 0 | 0 | 0 | 0 | 0 | 7.3463 | 10435.6 | 0 | 0 | 0 | 0 | 0 | 0 | 0 | 7.3463 | 10435.6 | 0 | 0 | 0 | 0 | 0 | 0 | 0 | 7.3463 | 7.3463 | 7.3463
[20 empty] | 2020-03-29 23:00 | 2112 | 3 | 29 | 24 | 0 | 0 | 7.3463 | 10215.6 | 0 | 0 | 0 | 0 | 0 | 0 | 0 | 7.3463 | 10215.6 | 0 | 0 | 0 | 0 | 0 | 0 | 0 | 7.3463 | 10215.6 | 0 | 0 | 0 | 0 | 0 | 0 | 0 | 7.3463 | 7.3463 | 7.3463
[20 empty] | 2020-03-30 | 2113 | 3 | 30 | 1 | 0 | 0 | 7.3463 | 10289 | 0 | 0 | 0 | 0 | 0 | 0 | 0 | 7.3463 | 10289 | 0 | 0 | 0 | 0 | 0 | 0 | 0 | 7.3463 | 10289 | 0 | 0 | 0 | 0 | 0 | 0 | 0 | 7.3463 | 7.3463 | 7.3463
[20 empty] | 2020-03-30 01:00 | 2114 | 3 | 30 | 2 | 0 | 0 | 7.3463 | 10289 | 0 | 0 | 0 | 0 | 0 | 0 | 0 | 7.3463 | 10289 | 0 | 0 | 0 | 0 | 0 | 0 | 0 | 7.3463 | 10289 | 0 | 0 | 0 | 0 | 0 | 0 | 0 | 7.3463 | 7.3463 | 7.3463
[20 empty] | 2020-03-30 02:00 | 2115 | 3 | 30 | 3 | 0 | 0 | 7.3463 | 10435.6 | 0 | 0 | 0 | 0 | 0 | 0 | 0 | 7.3463 | 10435.6 | 0 | 0 | 0 | 0 | 0 | 0 | 0 | 7.3463 | 10435.6 | 0 | 0 | 0 | 0 | 0 | 0 | 0 | 7.3463 | 7.3463 | 7.3463
[20 empty] | 2020-03-30 03:00 | 2116 | 3 | 30 | 4 | 0 | 0 | 32.2545 | 527285 | 15.4365 | 52.6693 | 0 | 516776 | 516.776 | 117956 | -356855 | 44.4168 | 657481 | 23.4817 | 80.1196 | 0 | 646972 | 646.972 | 179433 | -472961 | 48.3021 | 689072 | 25.9864 | 88.6656 | 0 | 678563 | 678.563 | 198573 | -495345 | 32.2545 | 44.4168 | 48.3021
[20 empty] | 2020-03-30 04:00 | 2117 | 3 | 30 | 5 | 0 | 0 | 27.6899 | 484127 | 11.7078 | 39.947 | 0 | 473618 | 473.618 | 89463.7 | -389393 | 19.9586 | 470661 | 6.4446 | 21.9891 | 0 | 460152 | 460.152 | 49246 | -374494 | 20.9832 | 488173 | 7.0888 | 24.1871 | 0 | 477664 | 477.664 | 54168.6 | -387854 | 27.6899 | 19.9586 | 20.9832
[20 empty] | 2020-03-30 05:00 | 2118 | 3 | 30 | 6 | 0 | 0 | 21.2157 | 468572 | 5.8925 | 20.1054 | 0 | 435555 | 435.555 | 45027.4 | -351262 | 22.0954 | 476416 | 6.4482 | 22.0012 | 0 | 443398 | 443.398 | 49273 | -356015 | 23.1183 | 494587 | 7.0893 | 24.1887 | 0 | 461569 | 461.569 | 54172.1 | -369909 | 21.2157 | 22.0954 | 23.1183
[20 empty] | 2020-03-30 06:00 | 2119 | 3 | 30 | 7 | 24780.522 | 24.7805 | 95.2623 | 520223 | 0.81634 | 2.7854 | 0 | 437496 | 437.496 | 6237.98 | -355745 | 95.9955 | 544440 | 0.91911 | 3.136 | 0 | 461713 | 461.713 | 7023.28 | -375658 | 96.9665 | 577524 | 1.0332 | 3.5251 | 0 | 494797 | 494.797 | 7894.71 | -403337 | 70.4818 | 71.215 | 72.186
[20 empty] | 2020-03-30 07:00 | 2120 | 3 | 30 | 8 | 99073.573 | 99.0736 | 122.618 | 572558 | 1.0169 | 3.4697 | 0 | 489831 | 489.831 | 7770.51 | -402433 | 123.487 | 596391 | 1.1177 | 3.8135 | 0 | 513664 | 513.664 | 8540.52 | -421866 | 124.678 | 627838 | 1.2336 | 4.209 | 0 | 545111 | 545.111 | 9426.33 | -448027 | 23.5444 | 24.4134 | 25.6044
[20 empty] | 2020-03-30 08:00 | 2121 | 3 | 30 | 9 | 89958.083 | 89.9581 | 129.331 | 476911 | 1.1647 | 3.9741 | 0 | 419188 | 419.188 | 8900.23 | -342288 | 130.374 | 496296 | 1.2723 | 4.3412 | 0 | 438573 | 438.573 | 9722.47 | -357826 | 131.677 | 522326 | 1.392 | 4.7494 | 0 | 464603 | 464.603 | 10636.6 | -379134 | 39.3729 | 40.4159 | 41.7189
[20 empty] | 2020-03-30 09:00 | 2122 | 3 | 30 | 10 | 236142.18 | 236.1422 | 129.065 | 426095 | 0.98384 | 3.3569 | 0 | 368445 | 368.445 | 7517.96 | -296854 | 130.271 | 440025 | 1.0914 | 3.7239 | 0 | 382376 | 382.376 | 8339.99 | -307768 | 131.741 | 459710 | 1.211 | 4.132 | 0 | 402060 | 402.06 | 9253.94 | -323468 | -107.0772 | -105.8712 | -104.4012
[20 empty] | 2020-03-30 10:00 | 2123 | 3 | 30 | 11 | 278870.393 | 278.8704 | 109.476 | 490885 | 0.98313 | 3.3544 | 0 | 364226 | 364.226 | 7512.48 | -291832 | 110.773 | 502753 | 1.0914 | 3.7239 | 0 | 376094 | 376.094 | 8340 | -300916 | 112.251 | 519641 | 1.2103 | 4.1295 | 0 | 392982 | 392.982 | 9248.36 | -314174 | -169.3944 | -168.0974 | -166.6194
[20 empty] | 2020-03-30 11:00 | 2124 | 3 | 30 | 12 | 199354.284 | 199.3543 | 132.703 | 401398 | 0.95905 | 3.2723 | 0 | 274739 | 274.739 | 7328.49 | -216449 | 134.004 | 405869 | 1.0661 | 3.6375 | 0 | 279210 | 279.21 | 8146.41 | -219300 | 135.485 | 414465 | 1.1852 | 4.0439 | 0 | 287806 | 287.806 | 9056.47 | -225589 | -66.6513 | -65.3503 | -63.8693
[20 empty] | 2020-03-30 12:00 | 2125 | 3 | 30 | 13 | 70089.839 | 70.0898 | 83.8157 | 354702 | 0.89212 | 3.0439 | 0 | 262140 | 262.14 | 6817.04 | -204490 | 85.0055 | 355145 | 0.98082 | 3.3466 | 0 | 262583 | 262.583 | 7494.87 | -203842 | 86.6084 | 358978 | 1.1163 | 3.8089 | 0 | 266416 | 266.416 | 8530.31 | -205961 | 13.7259 | 14.9157 | 16.5186
[20 empty] | 2020-03-30 13:00 | 2126 | 3 | 30 | 14 | 209498.624 | 209.4986 | 78.9758 | 293009 | 0.89119 | 3.0407 | 0 | 235653 | 235.653 | 6809.96 | -181771 | 80.1004 | 290592 | 0.9694 | 3.3076 | 0 | 233236 | 233.236 | 7407.53 | -178680 | 81.4756 | 291100 | 1.0706 | 3.653 | 0 | 233744 | 233.744 | 8181 | -177923 | -130.5228 | -129.3982 | -128.023
[20 empty] | 2020-03-30 14:00 | 2127 | 3 | 30 | 15 | 236174.256 | 236.1743 | 65.2583 | 304742 | 0.884 | 3.0162 | 0 | 247459 | 247.459 | 6755.02 | -191837 | 66.2902 | 299628 | 0.94952 | 3.2398 | 0 | 242345 | 242.345 | 7255.65 | -186394 | 67.6842 | 297161 | 1.0545 | 3.5978 | 0 | 239878 | 239.878 | 8057.56 | -183101 | -170.916 | -169.8841 | -168.4901
[20 empty] | 2020-03-30 15:00 | 2128 | 3 | 30 | 16 | 177301.546 | 177.3015 | 63.622 | 265818 | 0.92367 | 3.1515 | 0 | 233387 | 233.387 | 7058.1 | -179809 | 64.3835 | 259141 | 0.95425 | 3.2559 | 0 | 226710 | 226.71 | 7291.8 | -173027 | 65.6019 | 256070 | 1.0349 | 3.5309 | 0 | 223639 | 223.639 | 7907.8 | -169240 | -113.6795 | -112.918 | -111.6996
[20 empty] | 2020-03-30 16:00 | 2129 | 3 | 30 | 17 | 100052.389 | 100.0524 | 14.694 | 32430.9 | 0 | 0 | 0 | 0 | 0 | 0 | 0 | 14.694 | 32430.9 | 0 | 0 | 0 | 0 | 0 | 0 | 0 | 14.694 | 32430.9 | 0 | 0 | 0 | 0 | 0 | 0 | 0 | -85.3584 | -85.3584 | -85.3584
[20 empty] | 2020-03-30 17:00 | 2130 | 3 | 30 | 18 | 24032.192 | 24.0322 | 13.7827 | 32724.3 | 0 | 0 | 0 | 0 | 0 | 0 | 0 | 13.7827 | 32724.3 | 0 | 0 | 0 | 0 | 0 | 0 | 0 | 13.7827 | 32724.3 | 0 | 0 | 0 | 0 | 0 | 0 | 0 | -10.2495 | -10.2495 | -10.2495
[20 empty] | 2020-03-30 18:00 | 2131 | 3 | 30 | 19 | 0 | 0 | 10.3847 | 32871 | 0 | 0 | 0 | 0 | 0 | 0 | 0 | 10.3847 | 32871 | 0 | 0 | 0 | 0 | 0 | 0 | 0 | 10.3847 | 32871 | 0 | 0 | 0 | 0 | 0 | 0 | 0 | 10.3847 | 10.3847 | 10.3847
[20 empty] | 2020-03-30 19:00 | 2132 | 3 | 30 | 20 | 0 | 0 | 8.8655 | 10509 | 0 | 0 | 0 | 0 | 0 | 0 | 0 | 8.8655 | 10509 | 0 | 0 | 0 | 0 | 0 | 0 | 0 | 8.8655 | 10509 | 0 | 0 | 0 | 0 | 0 | 0 | 0 | 8.8655 | 8.8655 | 8.8655
[20 empty] | 2020-03-30 20:00 | 2133 | 3 | 30 | 21 | 0 | 0 | 7.3463 | 10728.9 | 0 | 0 | 0 | 0 | 0 | 0 | 0 | 7.3463 | 10728.9 | 0 | 0 | 0 | 0 | 0 | 0 | 0 | 7.3463 | 10728.9 | 0 | 0 | 0 | 0 | 0 | 0 | 0 | 7.3463 | 7.3463 | 7.3463
[20 empty] | 2020-03-30 21:00 | 2134 | 3 | 30 | 22 | 0 | 0 | 7.3463 | 10875.6 | 0 | 0 | 0 | 0 | 0 | 0 | 0 | 7.3463 | 10875.6 | 0 | 0 | 0 | 0 | 0 | 0 | 0 | 7.3463 | 10875.6 | 0 | 0 | 0 | 0 | 0 | 0 | 0 | 7.3463 | 7.3463 | 7.3463
[20 empty] | 2020-03-30 22:00 | 2135 | 3 | 30 | 23 | 0 | 0 | 7.3463 | 10875.6 | 0 | 0 | 0 | 0 | 0 | 0 | 0 | 7.3463 | 10875.6 | 0 | 0 | 0 | 0 | 0 | 0 | 0 | 7.3463 | 10875.6 | 0 | 0 | 0 | 0 | 0 | 0 | 0 | 7.3463 | 7.3463 | 7.3463
[20 empty] | 2020-03-30 23:00 | 2136 | 3 | 30 | 24 | 0 | 0 | 7.3463 | 10948.9 | 0 | 0 | 0 | 0 | 0 | 0 | 0 | 7.3463 | 10948.9 | 0 | 0 | 0 | 0 | 0 | 0 | 0 | 7.3463 | 10948.9 | 0 | 0 | 0 | 0 | 0 | 0 | 0 | 7.3463 | 7.3463 | 7.3463
[20 empty] | 2020-03-31 | 2137 | 3 | 31 | 1 | 0 | 0 | 7.3463 | 10948.9 | 0 | 0 | 0 | 0 | 0 | 0 | 0 | 7.3463 | 10948.9 | 0 | 0 | 0 | 0 | 0 | 0 | 0 | 7.3463 | 10948.9 | 0 | 0 | 0 | 0 | 0 | 0 | 0 | 7.3463 | 7.3463 | 7.3463
[20 empty] | 2020-03-31 01:00 | 2138 | 3 | 31 | 2 | 0 | 0 | 7.3463 | 10948.9 | 0 | 0 | 0 | 0 | 0 | 0 | 0 | 7.3463 | 10948.9 | 0 | 0 | 0 | 0 | 0 | 0 | 0 | 7.3463 | 10948.9 | 0 | 0 | 0 | 0 | 0 | 0 | 0 | 7.3463 | 7.3463 | 7.3463
[20 empty] | 2020-03-31 02:00 | 2139 | 3 | 31 | 3 | 0 | 0 | 7.3463 | 11095.6 | 0 | 0 | 0 | 0 | 0 | 0 | 0 | 7.3463 | 11095.6 | 0 | 0 | 0 | 0 | 0 | 0 | 0 | 7.3463 | 11095.6 | 0 | 0 | 0 | 0 | 0 | 0 | 0 | 7.3463 | 7.3463 | 7.3463
[20 empty] | 2020-03-31 03:00 | 2140 | 3 | 31 | 4 | 0 | 0 | 23.5012 | 371867 | 9.9266 | 33.8696 | 0 | 360772 | 360.772 | 75853.2 | -207407 | 24.992 | 384946 | 10.874 | 37.1021 | 0 | 373851 | 373.851 | 83092.4 | -213454 | 26.6727 | 400024 | 11.9401 | 40.7396 | 0 | 388928 | 388.928 | 91239.4 | -220501 | 23.5012 | 24.992 | 26.6727
[20 empty] | 2020-03-31 04:00 | 2141 | 3 | 31 | 5 | 0 | 0 | 19.0099 | 239675 | 6.0766 | 20.7334 | 0 | 228580 | 228.58 | 46433.8 | -175534 | 19.8951 | 246409 | 6.6382 | 22.6495 | 0 | 235313 | 235.313 | 50725 | -179938 | 20.9151 | 254184 | 7.2856 | 24.8583 | 0 | 243088 | 243.088 | 55671.8 | -185126 | 19.0099 | 19.8951 | 20.9151
[20 empty] | 2020-03-31 05:00 | 2142 | 3 | 31 | 6 | 0 | 0 | 21.1737 | 254259 | 6.0767 | 20.7336 | 0 | 220802 | 220.802 | 46434.4 | -168897 | 22.0576 | 260945 | 6.6362 | 22.6427 | 0 | 227487 | 227.487 | 50709.9 | -173493 | 23.0752 | 268595 | 7.2811 | 24.8431 | 0 | 235137 | 235.137 | 55637.8 | -178872 | 21.1737 | 22.0576 | 23.0752
[20 empty] | 2020-03-31 06:00 | 2143 | 3 | 31 | 7 | 27322.52 | 27.3225 | 94.8213 | 528519 | 0.78399 | 2.675 | 0 | 445498 | 445.498 | 5990.81 | -366014 | 95.5697 | 557933 | 0.8866 | 3.0251 | 0 | 474913 | 474.913 | 6774.87 | -390947 | 96.5546 | 593217 | 1.0006 | 3.4139 | 0 | 510197 | 510.197 | 7645.58 | -421001 | 67.4988 | 68.2472 | 69.2321
[20 empty] | 2020-03-31 07:00 | 2144 | 3 | 31 | 8 | 105926.71 | 105.9267 | 122.597 | 559458 | 0.98313 | 3.3544 | 0 | 476437 | 476.437 | 7512.5 | -389914 | 123.434 | 585783 | 1.0907 | 3.7215 | 0 | 502762 | 502.762 | 8334.51 | -411593 | 124.649 | 616848 | 1.2103 | 4.1295 | 0 | 533827 | 533.827 | 9248.42 | -437345 | 16.6703 | 17.5073 | 18.7223
[20 empty] | 2020-03-31 08:00 | 2145 | 3 | 31 | 9 | 182972.9 | 182.9729 | 128.039 | 418554 | 0.9594 | 3.2735 | 0 | 360831 | 360.831 | 7331.17 | -297372 | 129.057 | 433421 | 1.0624 | 3.6249 | 0 | 375698 | 375.698 | 8118.17 | -309463 | 130.316 | 451422 | 1.1815 | 4.0314 | 0 | 393699 | 393.699 | 9028.56 | -324180 | -54.9339 | -53.9159 | -52.6569
[20 empty] | 2020-03-31 09:00 | 2146 | 3 | 31 | 10 | 238193.709 | 238.1937 | 129.04 | 365010 | 0.92817 | 3.1669 | 0 | 307433 | 307.433 | 7092.49 | -246064 | 130.099 | 373529 | 1.0297 | 3.5133 | 0 | 315953 | 315.953 | 7868.34 | -252444 | 131.387 | 384244 | 1.1452 | 3.9073 | 0 | 326668 | 326.668 | 8750.74 | -260610 | -109.1537 | -108.0947 | -106.8067
[20 empty] | 2020-03-31 10:00 | 2147 | 3 | 31 | 11 | 271403.222 | 271.4032 | 109.187 | 432217 | 0.87487 | 2.9851 | 0 | 305558 | 305.558 | 6685.25 | -241588 | 110.043 | 439369 | 0.95605 | 3.262 | 0 | 312710 | 312.71 | 7305.55 | -246651 | 111.596 | 448311 | 1.102 | 3.7601 | 0 | 321652 | 321.652 | 8420.89 | -253122 | -162.2162 | -161.3602 | -159.8072
[20 empty] | 2020-03-31 11:00 | 2148 | 3 | 31 | 12 | 282726.382 | 282.7264 | 131.661 | 342946 | 0.80161 | 2.7351 | 0 | 216288 | 216.288 | 6125.43 | -165151 | 132.594 | 343650 | 0.86477 | 2.9506 | 0 | 216991 | 216.991 | 6608.07 | -164757 | 133.295 | 347397 | 0.86881 | 2.9644 | 0 | 220738 | 220.738 | 6638.95 | -166795 | -151.0654 | -150.1324 | -149.4314
[20 empty] | 2020-03-31 12:00 | 2149 | 3 | 31 | 13 | 278597.271 | 278.5973 | 82.7924 | 283165 | 0.75003 | 2.5591 | 0 | 191032 | 191.032 | 5731.28 | -143615 | 83.2008 | 278504 | 0.7254 | 2.4751 | 0 | 186372 | 186.372 | 5543.1 | -138468 | 84.4035 | 276134 | 0.80619 | 2.7507 | 0 | 184002 | 184.002 | 6160.39 | -135130 | -195.8049 | -195.3965 | -194.1938
[20 empty] | 2020-03-31 13:00 | 2150 | 3 | 31 | 14 | 262224.569 | 262.2246 | 77.6726 | 221095 | 0.71159 | 2.428 | 0 | 163958 | 163.958 | 5437.58 | -120218 | 78.2832 | 214343 | 0.71517 | 2.4401 | 0 | 157207 | 157.207 | 5464.87 | -113340 | 79.0631 | 209064 | 0.7365 | 2.5129 | 0 | 151928 | 151.928 | 5627.9 | -107663 | -184.552 | -183.9414 | -183.1615
[20 empty] | 2020-03-31 14:00 | 2151 | 3 | 31 | 15 | 229533.504 | 229.5335 | 64.0107 | 242206 | 0.70124 | 2.3926 | 0 | 184997 | 184.997 | 5358.42 | -138432 | 64.222 | 233999 | 0.65892 | 2.2482 | 0 | 176790 | 176.79 | 5035.07 | -130428 | 65.3258 | 227225 | 0.72651 | 2.4789 | 0 | 170015 | 170.015 | 5551.56 | -123479 | -165.5228 | -165.3115 | -164.2077
[20 empty] | 2020-03-31 15:00 | 2152 | 3 | 31 | 16 | 176492.032 | 176.492 | 62.0266 | 206421 | 0.69992 | 2.3881 | 0 | 174064 | 174.064 | 5348.38 | -128953 | 62.9939 | 197056 | 0.76379 | 2.606 | 0 | 164699 | 164.699 | 5836.4 | -119851 | 63.6443 | 189211 | 0.76175 | 2.5991 | 0 | 156853 | 156.853 | 5820.81 | -111987 | -114.4654 | -113.4981 | -112.8477
[20 empty] | 2020-03-31 16:00 | 2153 | 3 | 31 | 17 | 102375.656 | 102.3757 | 14.694 | 32357.6 | 0 | 0 | 0 | 0 | 0 | 0 | 0 | 14.694 | 32357.6 | 0 | 0 | 0 | 0 | 0 | 0 | 0 | 14.694 | 32357.6 | 0 | 0 | 0 | 0 | 0 | 0 | 0 | -87.6817 | -87.6817 | -87.6817
[20 empty] | 2020-03-31 17:00 | 2154 | 3 | 31 | 18 | 25648.686 | 25.6487 | 13.7827 | 32871 | 0 | 0 | 0 | 0 | 0 | 0 | 0 | 13.7827 | 32871 | 0 | 0 | 0 | 0 | 0 | 0 | 0 | 13.7827 | 32871 | 0 | 0 | 0 | 0 | 0 | 0 | 0 | -11.866 | -11.866 | -11.866
[20 empty] | 2020-03-31 18:00 | 2155 | 3 | 31 | 19 | 0 | 0 | 10.3847 | 33164.4 | 0 | 0 | 0 | 0 | 0 | 0 | 0 | 10.3847 | 33164.4 | 0 | 0 | 0 | 0 | 0 | 0 | 0 | 10.3847 | 33164.4 | 0 | 0 | 0 | 0 | 0 | 0 | 0 | 10.3847 | 10.3847 | 10.3847
[20 empty] | 2020-03-31 19:00 | 2156 | 3 | 31 | 20 | 0 | 0 | 8.8655 | 10802.3 | 0 | 0 | 0 | 0 | 0 | 0 | 0 | 8.8655 | 10802.3 | 0 | 0 | 0 | 0 | 0 | 0 | 0 | 8.8655 | 10802.3 | 0 | 0 | 0 | 0 | 0 | 0 | 0 | 8.8655 | 8.8655 | 8.8655
[20 empty] | 2020-03-31 20:00 | 2157 | 3 | 31 | 21 | 0 | 0 | 7.3463 | 10875.6 | 0 | 0 | 0 | 0 | 0 | 0 | 0 | 7.3463 | 10875.6 | 0 | 0 | 0 | 0 | 0 | 0 | 0 | 7.3463 | 10875.6 | 0 | 0 | 0 | 0 | 0 | 0 | 0 | 7.3463 | 7.3463 | 7.3463
[20 empty] | 2020-03-31 21:00 | 2158 | 3 | 31 | 22 | 0 | 0 | 7.3463 | 10802.3 | 0 | 0 | 0 | 0 | 0 | 0 | 0 | 7.3463 | 10802.3 | 0 | 0 | 0 | 0 | 0 | 0 | 0 | 7.3463 | 10802.3 | 0 | 0 | 0 | 0 | 0 | 0 | 0 | 7.3463 | 7.3463 | 7.3463
[20 empty] | 2020-03-31 22:00 | 2159 | 3 | 31 | 23 | 0 | 0 | 7.3463 | 10728.9 | 0 | 0 | 0 | 0 | 0 | 0 | 0 | 7.3463 | 10728.9 | 0 | 0 | 0 | 0 | 0 | 0 | 0 | 7.3463 | 10728.9 | 0 | 0 | 0 | 0 | 0 | 0 | 0 | 7.3463 | 7.3463 | 7.3463
[20 empty] | 2020-03-31 23:00 | 2160 | 3 | 31 | 24 | 0 | 0 | 7.3463 | 10582.3 | 0 | 0 | 0 | 0 | 0 | 0 | 0 | 7.3463 | 10582.3 | 0 | 0 | 0 | 0 | 0 | 0 | 0 | 7.3463 | 10582.3 | 0 | 0 | 0 | 0 | 0 | 0 | 0 | 7.3463 | 7.3463 | 7.3463
[20 empty] | 2020-04-01 | 2161 | 4 | 1 | 1 | 0 | 0 | 7.3463 | 10509 | 0 | 0 | 0 | 0 | 0 | 0 | 0 | 7.3463 | 10509 | 0 | 0 | 0 | 0 | 0 | 0 | 0 | 7.3463 | 10509 | 0 | 0 | 0 | 0 | 0 | 0 | 0 | 7.3463 | 7.3463 | 7.3463
[20 empty] | 2020-04-01 01:00 | 2162 | 4 | 1 | 2 | 0 | 0 | 7.3463 | 10509 | 0 | 0 | 0 | 0 | 0 | 0 | 0 | 7.3463 | 10509 | 0 | 0 | 0 | 0 | 0 | 0 | 0 | 7.3463 | 10509 | 0 | 0 | 0 | 0 | 0 | 0 | 0 | 7.3463 | 7.3463 | 7.3463
[20 empty] | 2020-04-01 02:00 | 2163 | 4 | 1 | 3 | 0 | 0 | 7.3463 | 10435.6 | 0 | 0 | 0 | 0 | 0 | 0 | 0 | 7.3463 | 10435.6 | 0 | 0 | 0 | 0 | 0 | 0 | 0 | 7.3463 | 10435.6 | 0 | 0 | 0 | 0 | 0 | 0 | 0 | 7.3463 | 7.3463 | 7.3463
[20 empty] | 2020-04-01 03:00 | 2164 | 4 | 1 | 4 | 0 | 0 | 9.2171 | 165839 | 0.4576 | 1.5613 | 0 | 155403 | 155.403 | 3496.72 | -27481.6 | 9.2798 | 172684 | 0.4576 | 1.5613 | 0 | 162248 | 162.248 | 3496.72 | -27481.5 | 9.3494 | 180311 | 0.4576 | 1.5613 | 0 | 169875 | 169.875 | 3496.72 | -27481.5 | 9.2171 | 9.2798 | 9.3494
[20 empty] | 2020-04-01 04:00 | 2165 | 4 | 1 | 5 | 0 | 0 | 15.8084 | 116199 | 3.9201 | 13.3753 | 0 | 105836 | 105.836 | 29955 | -87801 | 16.5672 | 118123 | 4.396 | 14.999 | 0 | 107761 | 107.761 | 33591.2 | -88766.9 | 10.1519 | 59983 | 0 | 0 | 0 | 49620.7 | 49.6207 | 0 | -21135.5 | 15.8084 | 16.5672 | 10.1519
[20 empty] | 2020-04-01 05:00 | 2166 | 4 | 1 | 6 | 0 | 0 | 12.1902 | 142114 | 0 | 0 | 0 | 109537 | 109.537 | 0 | -69170.8 | 12.2529 | 143081 | 0 | 0 | 0 | 110503 | 110.503 | 0 | -68583.3 | 19.5589 | 142735 | 4.9056 | 16.7379 | 0 | 110158 | 110.158 | 37485.6 | -89493.8 | 12.1902 | 12.2529 | 19.5589
[20 empty] | 2020-04-01 06:00 | 2167 | 4 | 1 | 7 | 17527.157 | 17.5272 | 97.4568 | 390634 | 0.75809 | 2.5866 | 0 | 308273 | 308.273 | 5792.87 | -250569 | 98.5062 | 400816 | 0.82862 | 2.8272 | 0 | 318455 | 318.455 | 6331.79 | -259677 | 99.8934 | 425658 | 0.93719 | 3.1977 | 0 | 343298 | 343.298 | 7161.47 | -275968 | 79.9296 | 80.979 | 82.3662
[20 empty] | 2020-04-01 07:00 | 2168 | 4 | 1 | 8 | 72363.545 | 72.3635 | 122.064 | 404073 | 0.89799 | 3.064 | 0 | 321713 | 321.713 | 6861.94 | -254796 | 122.744 | 415607 | 0.98265 | 3.3528 | 0 | 333247 | 333.247 | 7508.86 | -263627 | 123.723 | 433500 | 1.0823 | 3.6927 | 0 | 351140 | 351.14 | 8270.16 | -277751 | 49.7005 | 50.3805 | 51.3595
[20 empty] | 2020-04-01 08:00 | 2169 | 4 | 1 | 9 | 134910.896 | 134.9109 | 126.642 | 298808 | 0.80765 | 2.7557 | 0 | 241598 | 241.598 | 6171.6 | -186763 | 127.605 | 302633 | 0.90063 | 3.0729 | 0 | 245424 | 245.424 | 6882.06 | -189011 | 128.742 | 310824 | 0.99876 | 3.4078 | 0 | 253614 | 253.614 | 7631.94 | -194846 | -8.2689 | -7.3059 | -6.1689
[20 empty] | 2020-04-01 09:00 | 2170 | 4 | 1 | 10 | 250399.22 | 250.3992 | 127.476 | 252521 | 0.76762 | 2.6191 | 0 | 195385 | 195.385 | 5865.66 | -147269 | 128.305 | 252820 | 0.82966 | 2.8308 | 0 | 195684 | 195.684 | 6339.73 | -146359 | 129.39 | 256982 | 0.90138 | 3.0755 | 0 | 199846 | 199.846 | 6887.8 | -148600 | -122.9232 | -122.0942 | -121.0092
[20 empty] | 2020-04-01 10:00 | 2171 | 4 | 1 | 11 | 287441.662 | 287.4417 | 107.608 | 318110 | 0.7466 | 2.5474 | 0 | 191451 | 191.451 | 5705.1 | -143680 | 108.584 | 316650 | 0.80895 | 2.7601 | 0 | 189991 | 189.991 | 6181.52 | -141371 | 109.335 | 319000 | 0.81931 | 2.7955 | 0 | 192342 | 192.342 | 6260.67 | -142215 | -179.8337 | -178.8577 | -178.1067
[20 empty] | 2020-04-01 11:00 | 2172 | 4 | 1 | 12 | 261575.385 | 261.5754 | 130.118 | 264915 | 0.60925 | 2.0788 | 0 | 138256 | 138.256 | 4655.52 | -98152.3 | 130.781 | 263171 | 0.62697 | 2.1392 | 0 | 136512 | 136.512 | 4790.93 | -95378.7 | 131.825 | 265432 | 0.68298 | 2.3303 | 0 | 138773 | 138.773 | 5218.96 | -94707.6 | -131.4574 | -130.7944 | -129.7504
[20 empty] | 2020-04-01 12:00 | 2173 | 4 | 1 | 13 | 300968.299 | 300.9683 | 86.657 | 212123 | 5.9195 | 20.1974 | 0 | 120979 | 120.979 | 45233.4 | -80898.4 | 87.8082 | 208837 | 6.2895 | 21.4597 | 0 | 117693 | 117.693 | 48060.4 | -74546.7 | 88.2542 | 206450 | 6.4489 | 22.0036 | 0 | 115306 | 115.306 | 49278.6 | -70534.8 | -214.3113 | -213.1601 | -212.7141
[20 empty] | 2020-04-01 13:00 | 2174 | 4 | 1 | 14 | 278723.194 | 278.7232 | 80.8078 | 164394 | 5.6026 | 19.1161 | 0 | 107625 | 107.625 | 42811.8 | -69321.1 | 81.7687 | 158611 | 5.9118 | 20.1711 | 0 | 101842 | 101.842 | 45174.6 | -63510.1 | 82.5859 | 155401 | 6.1732 | 21.0629 | 0 | 98631.6 | 98.6316 | 47171.8 | -59687.2 | -197.9154 | -196.9545 | -196.1373
[20 empty] | 2020-04-01 14:00 | 2175 | 4 | 1 | 15 | 237805.099 | 237.8051 | 74.43 | 168909 | 12.7633 | 43.5484 | 0 | 112286 | 112.286 | 97529.5 | -78540.6 | 75.5152 | 161652 | 13.3385 | 45.511 | 0 | 105029 | 105.029 | 101925 | -70867.3 | 76.602 | 157521 | 13.9067 | 47.4497 | 0 | 100898 | 100.898 | 106267 | -65931.1 | -163.3751 | -162.2899 | -161.2031
[20 empty] | 2020-04-01 15:00 | 2176 | 4 | 1 | 16 | 180214.375 | 180.2144 | 73.5963 | 140220 | 13.3759 | 45.6386 | 0 | 108596 | 108.596 | 102210 | -71223.4 | 73.9173 | 133595 | 13.6718 | 46.6482 | 0 | 101970 | 101.97 | 104472 | -64898.2 | 75.4532 | 129157 | 14.4915 | 49.445 | 0 | 97532.8 | 97.5328 | 110736 | -59988.3 | -106.6181 | -106.2971 | -104.7612
[20 empty] | 2020-04-01 16:00 | 2177 | 4 | 1 | 17 | 103863.128 | 103.8631 | 14.694 | 31624.2 | 0 | 0 | 0 | 0 | 0 | 0 | 0 | 14.694 | 31624.2 | 0 | 0 | 0 | 0 | 0 | 0 | 0 | 14.694 | 31624.2 | 0 | 0 | 0 | 0 | 0 | 0 | 0 | -89.1691 | -89.1691 | -89.1691
[20 empty] | 2020-04-01 17:00 | 2178 | 4 | 1 | 18 | 26285.734 | 26.2857 | 13.7827 | 31697.5 | 0 | 0 | 0 | 0 | 0 | 0 | 0 | 13.7827 | 31697.5 | 0 | 0 | 0 | 0 | 0 | 0 | 0 | 13.7827 | 31697.5 | 0 | 0 | 0 | 0 | 0 | 0 | 0 | -12.503 | -12.503 | -12.503
[20 empty] | 2020-04-01 18:00 | 2179 | 4 | 1 | 19 | 0 | 0 | 10.3847 | 31697.5 | 0 | 0 | 0 | 0 | 0 | 0 | 0 | 10.3847 | 31697.5 | 0 | 0 | 0 | 0 | 0 | 0 | 0 | 10.3847 | 31697.5 | 0 | 0 | 0 | 0 | 0 | 0 | 0 | 10.3847 | 10.3847 | 10.3847
[20 empty] | 2020-04-01 19:00 | 2180 | 4 | 1 | 20 | 0 | 0 | 8.8655 | 9335.73 | 0 | 0 | 0 | 0 | 0 | 0 | 0 | 8.8655 | 9335.73 | 0 | 0 | 0 | 0 | 0 | 0 | 0 | 8.8655 | 9335.73 | 0 | 0 | 0 | 0 | 0 | 0 | 0 | 8.8655 | 8.8655 | 8.8655
[20 empty] | 2020-04-01 20:00 | 2181 | 4 | 1 | 21 | 0 | 0 | 7.3463 | 9555.71 | 0 | 0 | 0 | 0 | 0 | 0 | 0 | 7.3463 | 9555.71 | 0 | 0 | 0 | 0 | 0 | 0 | 0 | 7.3463 | 9555.71 | 0 | 0 | 0 | 0 | 0 | 0 | 0 | 7.3463 | 7.3463 | 7.3463
[20 empty] | 2020-04-01 21:00 | 2182 | 4 | 1 | 22 | 0 | 0 | 7.3463 | 9775.69 | 0 | 0 | 0 | 0 | 0 | 0 | 0 | 7.3463 | 9775.69 | 0 | 0 | 0 | 0 | 0 | 0 | 0 | 7.3463 | 9775.69 | 0 | 0 | 0 | 0 | 0 | 0 | 0 | 7.3463 | 7.3463 | 7.3463
[20 empty] | 2020-04-01 22:00 | 2183 | 4 | 1 | 23 | 0 | 0 | 7.3463 | 9775.69 | 0 | 0 | 0 | 0 | 0 | 0 | 0 | 7.3463 | 9775.69 | 0 | 0 | 0 | 0 | 0 | 0 | 0 | 7.3463 | 9775.69 | 0 | 0 | 0 | 0 | 0 | 0 | 0 | 7.3463 | 7.3463 | 7.3463
[20 empty] | 2020-04-01 23:00 | 2184 | 4 | 1 | 24 | 0 | 0 | 7.3463 | 9922.34 | 0 | 0 | 0 | 0 | 0 | 0 | 0 | 7.3463 | 9922.34 | 0 | 0 | 0 | 0 | 0 | 0 | 0 | 7.3463 | 9922.34 | 0 | 0 | 0 | 0 | 0 | 0 | 0 | 7.3463 | 7.3463 | 7.3463
[20 empty] | 2020-04-02 | 2185 | 4 | 2 | 1 | 0 | 0 | 7.3463 | 9922.34 | 0 | 0 | 0 | 0 | 0 | 0 | 0 | 7.3463 | 9922.34 | 0 | 0 | 0 | 0 | 0 | 0 | 0 | 7.3463 | 9922.34 | 0 | 0 | 0 | 0 | 0 | 0 | 0 | 7.3463 | 7.3463 | 7.3463
[20 empty] | 2020-04-02 01:00 | 2186 | 4 | 2 | 2 | 0 | 0 | 7.3463 | 9922.34 | 0 | 0 | 0 | 0 | 0 | 0 | 0 | 7.3463 | 9922.34 | 0 | 0 | 0 | 0 | 0 | 0 | 0 | 7.3463 | 9922.34 | 0 | 0 | 0 | 0 | 0 | 0 | 0 | 7.3463 | 7.3463 | 7.3463
[20 empty] | 2020-04-02 02:00 | 2187 | 4 | 2 | 3 | 0 | 0 | 7.3463 | 9995.67 | 0 | 0 | 0 | 0 | 0 | 0 | 0 | 7.3463 | 9995.67 | 0 | 0 | 0 | 0 | 0 | 0 | 0 | 7.3463 | 9995.67 | 0 | 0 | 0 | 0 | 0 | 0 | 0 | 7.3463 | 7.3463 | 7.3463
[20 empty] | 2020-04-02 03:00 | 2188 | 4 | 2 | 4 | 0 | 0 | 9.2519 | 150241 | 0.49242 | 1.6801 | 0 | 140025 | 140.025 | 3762.77 | -19758.9 | 9.3146 | 153712 | 0.49242 | 1.6801 | 0 | 143497 | 143.497 | 3762.77 | -19758.7 | 9.3842 | 158207 | 0.49242 | 1.6801 | 0 | 147992 | 147.992 | 3762.77 | -19758.7 | 9.2519 | 9.3146 | 9.3842
[20 empty] | 2020-04-02 04:00 | 2189 | 4 | 2 | 5 | 0 | 0 | 10.0196 | 52123.8 | 0 | 0 | 0 | 41908.2 | 41.9082 | 0 | -15053.6 | 10.0823 | 53319.9 | 0 | 0 | 0 | 43104.2 | 43.1042 | 0 | -15053.4 | 10.1519 | 54651.7 | 0 | 0 | 0 | 44436 | 44.436 | 0 | -15053.4 | 10.0196 | 10.0823 | 10.1519
[20 empty] | 2020-04-02 05:00 | 2190 | 4 | 2 | 6 | 0 | 0 | 12.1902 | 77464.5 | 0 | 0 | 0 | 44593.5 | 44.5935 | 0 | -14717.2 | 12.2529 | 78898 | 0 | 0 | 0 | 46027 | 46.027 | 0 | -14717.1 | 12.3225 | 80493.5 | 0 | 0 | 0 | 47622.6 | 47.6226 | 0 | -14717.1 | 12.1902 | 12.2529 | 12.3225
[20 empty] | 2020-04-02 06:00 | 2191 | 4 | 2 | 7 | 27736.838 | 27.7368 | 93.5315 | 283570 | 0.6023 | 2.055 | 0 | 201063 | 201.063 | 4602.38 | -174308 | 94.1905 | 293755 | 0.68703 | 2.3442 | 0 | 211248 | 211.248 | 5249.89 | -183330 | 94.8713 | 306771 | 0.75583 | 2.5789 | 0 | 224264 | 224.264 | 5775.62 | -194832 | 65.7947 | 66.4537 | 67.1345
[20 empty] | 2020-04-02 07:00 | 2192 | 4 | 2 | 8 | 102207.737 | 102.2077 | 121.018 | 310475 | 0.77393 | 2.6406 | 0 | 227968 | 227.968 | 5913.9 | -175162 | 121.66 | 320426 | 0.85277 | 2.9096 | 0 | 237919 | 237.919 | 6516.33 | -182722 | 122.666 | 333318 | 0.95115 | 3.2453 | 0 | 250811 | 250.811 | 7268.12 | -192604 | 18.8103 | 19.4523 | 20.4583
[20 empty] | 2020-04-02 08:00 | 2193 | 4 | 2 | 9 | 175729.76 | 175.7298 | 126.184 | 228333 | 0.71023 | 2.4233 | 0 | 170904 | 170.904 | 5427.13 | -127405 | 126.62 | 234070 | 0.73386 | 2.5039 | 0 | 176640 | 176.64 | 5607.69 | -131193 | 127.64 | 241865 | 0.81823 | 2.7918 | 0 | 184435 | 184.435 | 6252.39 | -136717 | -49.5458 | -49.1098 | -48.0898
[20 empty] | 2020-04-02 09:00 | 2194 | 4 | 2 | 10 | 233272.721 | 233.2727 | 126.271 | 187667 | 0.51983 | 1.7737 | 0 | 130457 | 130.457 | 3972.23 | -91461.8 | 126.82 | 191732 | 0.54273 | 1.8518 | 0 | 134522 | 134.522 | 4147.24 | -93313.3 | 127.824 | 197472 | 0.59278 | 2.0226 | 0 | 140262 | 140.262 | 4529.67 | -96567.9 | -107.0017 | -106.4527 | -105.4487
[20 empty] | 2020-04-02 10:00 | 2195 | 4 | 2 | 11 | 276851.908 | 276.8519 | 106.593 | 258238 | 0.48422 | 1.6522 | 0 | 131579 | 131.579 | 3700.13 | -92593.2 | 107.211 | 260099 | 0.52824 | 1.8023 | 0 | 133440 | 133.44 | 4036.48 | -93191.4 | 108.351 | 264432 | 0.59322 | 2.0241 | 0 | 137773 | 137.773 | 4533 | -95513.6 | -170.2589 | -169.6409 | -168.5009
[20 empty] | 2020-04-02 11:00 | 2196 | 4 | 2 | 12 | 298443.151 | 298.4432 | 135.988 | 220807 | 7.2352 | 24.6866 | 0 | 94148 | 94.148 | 55287.2 | -50616.7 | 136.996 | 220369 | 7.7234 | 26.3524 | 0 | 93710.1 | 93.7101 | 59018 | -47950.5 | 138.149 | 220498 | 8.2333 | 28.0921 | 0 | 93839.4 | 93.8394 | 62914 | -45796 | -162.4552 | -161.4472 | -160.2942
[20 empty] | 2020-04-02 12:00 | 2197 | 4 | 2 | 13 | 299743.426 | 299.7434 | 88.5939 | 164429 | 8.7803 | 29.9582 | 0 | 73716.9 | 73.7169 | 67093.5 | -40893.8 | 89.6352 | 161036 | 9.3227 | 31.8091 | 0 | 70324.2 | 70.3242 | 71238.6 | -36563.5 | 90.4165 | 159089 | 9.7668 | 33.3244 | 0 | 68377.1 | 68.3771 | 74632.1 | -33553.4 | -211.1495 | -210.1082 | -209.3269
[20 empty] | 2020-04-02 13:00 | 2198 | 4 | 2 | 14 | 277623.757 | 277.6238 | 83.3387 | 119022 | 8.6543 | 29.5285 | 0 | 62399.9 | 62.3999 | 66131.1 | -31276.5 | 83.6419 | 116449 | 8.9164 | 30.4227 | 0 | 59826.4 | 59.8264 | 68133.7 | -28441.4 | 84.719 | 115035 | 9.4644 | 32.2926 | 0 | 58412.1 | 58.4121 | 72321.4 | -26327.3 | -194.2851 | -193.9819 | -192.9048
[20 empty] | 2020-04-02 14:00 | 2199 | 4 | 2 | 15 | 235191.41 | 235.1914 | 72.0107 | 119753 | 11.8164 | 40.3176 | 0 | 63276.9 | 63.2769 | 90294 | -35521.4 | 73.2844 | 117253 | 12.5178 | 42.7107 | 0 | 60776.9 | 60.7769 | 95653.8 | -32265.6 | 74.6667 | 115346 | 13.2654 | 45.2615 | 0 | 58870.6 | 58.8706 | 101366 | -29288.3 | -163.1807 | -161.907 | -160.5247
[20 empty] | 2020-04-02 15:00 | 2200 | 4 | 2 | 16 | 173899.27 | 173.8993 | 72.2127 | 93702.3 | 13.6944 | 46.7253 | 0 | 62151.5 | 62.1515 | 104645 | -32806.3 | 73.1406 | 91218.8 | 14.2972 | 48.782 | 0 | 59667.9 | 59.6679 | 109250 | -29711.1 | 74.3947 | 89825 | 15.0475 | 51.3421 | 0 | 58274.2 | 58.2742 | 114984 | -27609.4 | -101.6866 | -100.7587 | -99.5046
[20 empty] | 2020-04-02 16:00 | 2201 | 4 | 2 | 17 | 37054.105 | 37.0541 | 14.694 | 31550.8 | 0 | 0 | 0 | 0 | 0 | 0 | 0 | 14.694 | 31550.8 | 0 | 0 | 0 | 0 | 0 | 0 | 0 | 14.694 | 31550.8 | 0 | 0 | 0 | 0 | 0 | 0 | 0 | -22.3601 | -22.3601 | -22.3601
[20 empty] | 2020-04-02 17:00 | 2202 | 4 | 2 | 18 | 14192.826 | 14.1928 | 13.7827 | 31917.6 | 0 | 0 | 0 | 0 | 0 | 0 | 0 | 13.7827 | 31917.6 | 0 | 0 | 0 | 0 | 0 | 0 | 0 | 13.7827 | 31917.6 | 0 | 0 | 0 | 0 | 0 | 0 | 0 | -0.41013 | -0.41013 | -0.41013
[20 empty] | 2020-04-02 18:00 | 2203 | 4 | 2 | 19 | 0 | 0 | 10.3847 | 31917.6 | 0 | 0 | 0 | 0 | 0 | 0 | 0 | 10.3847 | 31917.6 | 0 | 0 | 0 | 0 | 0 | 0 | 0 | 10.3847 | 31917.6 | 0 | 0 | 0 | 0 | 0 | 0 | 0 | 10.3847 | 10.3847 | 10.3847
[20 empty] | 2020-04-02 19:00 | 2204 | 4 | 2 | 20 | 0 | 0 | 8.8655 | 9555.71 | 0 | 0 | 0 | 0 | 0 | 0 | 0 | 8.8655 | 9555.71 | 0 | 0 | 0 | 0 | 0 | 0 | 0 | 8.8655 | 9555.71 | 0 | 0 | 0 | 0 | 0 | 0 | 0 | 8.8655 | 8.8655 | 8.8655
[20 empty] | 2020-04-02 20:00 | 2205 | 4 | 2 | 21 | 0 | 0 | 7.3463 | 9995.67 | 0 | 0 | 0 | 0 | 0 | 0 | 0 | 7.3463 | 9995.67 | 0 | 0 | 0 | 0 | 0 | 0 | 0 | 7.3463 | 9995.67 | 0 | 0 | 0 | 0 | 0 | 0 | 0 | 7.3463 | 7.3463 | 7.3463
[20 empty] | 2020-04-02 21:00 | 2206 | 4 | 2 | 22 | 0 | 0 | 7.3463 | 10362.3 | 0 | 0 | 0 | 0 | 0 | 0 | 0 | 7.3463 | 10362.3 | 0 | 0 | 0 | 0 | 0 | 0 | 0 | 7.3463 | 10362.3 | 0 | 0 | 0 | 0 | 0 | 0 | 0 | 7.3463 | 7.3463 | 7.3463
[20 empty] | 2020-04-02 22:00 | 2207 | 4 | 2 | 23 | 0 | 0 | 7.3463 | 10362.3 | 0 | 0 | 0 | 0 | 0 | 0 | 0 | 7.3463 | 10362.3 | 0 | 0 | 0 | 0 | 0 | 0 | 0 | 7.3463 | 10362.3 | 0 | 0 | 0 | 0 | 0 | 0 | 0 | 7.3463 | 7.3463 | 7.3463
[20 empty] | 2020-04-02 23:00 | 2208 | 4 | 2 | 24 | 0 | 0 | 7.7516 | 10289 | 0 | 0 | 0 | 0 | 0 | 0 | 0 | 7.7516 | 10289 | 0 | 0 | 0 | 0 | 0 | 0 | 0 | 7.7516 | 10289 | 0 | 0 | 0 | 0 | 0 | 0 | 0 | 7.7516 | 7.7516 | 7.7516
[20 empty] | 2020-04-03 | 2209 | 4 | 3 | 1 | 0 | 0 | 7.7516 | 10509 | 0 | 0 | 0 | 0 | 0 | 0 | 0 | 7.7516 | 10509 | 0 | 0 | 0 | 0 | 0 | 0 | 0 | 7.7516 | 10509 | 0 | 0 | 0 | 0 | 0 | 0 | 0 | 7.7516 | 7.7516 | 7.7516
[20 empty] | 2020-04-03 01:00 | 2210 | 4 | 3 | 2 | 0 | 0 | 7.7516 | 10509 | 0 | 0 | 0 | 0 | 0 | 0 | 0 | 7.7516 | 10509 | 0 | 0 | 0 | 0 | 0 | 0 | 0 | 7.7516 | 10509 | 0 | 0 | 0 | 0 | 0 | 0 | 0 | 7.7516 | 7.7516 | 7.7516
[20 empty] | 2020-04-03 02:00 | 2211 | 4 | 3 | 3 | 0 | 0 | 7.7516 | 10655.6 | 0 | 0 | 0 | 0 | 0 | 0 | 0 | 7.7516 | 10655.6 | 0 | 0 | 0 | 0 | 0 | 0 | 0 | 7.7516 | 10655.6 | 0 | 0 | 0 | 0 | 0 | 0 | 0 | 7.7516 | 7.7516 | 7.7516
[20 empty] | 2020-04-03 03:00 | 2212 | 4 | 3 | 4 | 0 | 0 | 7.7516 | 11022.3 | 0 | 0 | 0 | 0 | 0 | 0 | 0 | 7.7516 | 11022.3 | 0 | 0 | 0 | 0 | 0 | 0 | 0 | 7.7516 | 11022.3 | 0 | 0 | 0 | 0 | 0 | 0 | 0 | 7.7516 | 7.7516 | 7.7516
[20 empty] | 2020-04-03 04:00 | 2213 | 4 | 3 | 5 | 0 | 0 | 7.7516 | 11022.3 | 0 | 0 | 0 | 0 | 0 | 0 | 0 | 7.7516 | 11022.3 | 0 | 0 | 0 | 0 | 0 | 0 | 0 | 7.7516 | 11022.3 | 0 | 0 | 0 | 0 | 0 | 0 | 0 | 7.7516 | 7.7516 | 7.7516
[20 empty] | 2020-04-03 05:00 | 2214 | 4 | 3 | 6 | 0 | 0 | 7.7516 | 10802.3 | 0 | 0 | 0 | 0 | 0 | 0 | 0 | 7.7516 | 10802.3 | 0 | 0 | 0 | 0 | 0 | 0 | 0 | 7.7516 | 10802.3 | 0 | 0 | 0 | 0 | 0 | 0 | 0 | 7.7516 | 7.7516 | 7.7516
[20 empty] | 2020-04-03 06:00 | 2215 | 4 | 3 | 7 | 378.393 | 0.37839 | 7.4837 | 10362.3 | 0 | 0 | 0 | 0 | 0 | 0 | 0 | 7.4679 | 10362.3 | 0 | 0 | 0 | 0 | 0 | 0 | 0 | 7.4679 | 10362.3 | 0 | 0 | 0 | 0 | 0 | 0 | 0 | 7.1053 | 7.0895 | 7.0895
[20 empty] | 2020-04-03 07:00 | 2216 | 4 | 3 | 8 | 35018.272 | 35.0183 | 7.4679 | 10362.3 | 0 | 0 | 0 | 0 | 0 | 0 | 0 | 7.4679 | 10362.3 | 0 | 0 | 0 | 0 | 0 | 0 | 0 | 7.4679 | 10362.3 | 0 | 0 | 0 | 0 | 0 | 0 | 0 | -27.5504 | -27.5504 | -27.5504
[20 empty] | 2020-04-03 08:00 | 2217 | 4 | 3 | 9 | 35356.524 | 35.3565 | 7.4679 | 10215.6 | 0 | 0 | 0 | 0 | 0 | 0 | 0 | 7.4679 | 10215.6 | 0 | 0 | 0 | 0 | 0 | 0 | 0 | 7.4679 | 10215.6 | 0 | 0 | 0 | 0 | 0 | 0 | 0 | -27.8886 | -27.8886 | -27.8886
[20 empty] | 2020-04-03 09:00 | 2218 | 4 | 3 | 10 | 42222.334 | 42.2223 | 7.4679 | 10215.6 | 0 | 0 | 0 | 0 | 0 | 0 | 0 | 7.4679 | 10215.6 | 0 | 0 | 0 | 0 | 0 | 0 | 0 | 7.4679 | 10215.6 | 0 | 0 | 0 | 0 | 0 | 0 | 0 | -34.7545 | -34.7545 | -34.7545
[20 empty] | 2020-04-03 10:00 | 2219 | 4 | 3 | 11 | 57911.779 | 57.9118 | 7.4843 | 10215.6 | 0 | 0 | 0 | 0 | 0 | 0 | 0 | 7.4774 | 10215.6 | 0 | 0 | 0 | 0 | 0 | 0 | 0 | 7.4692 | 10215.6 | 0 | 0 | 0 | 0 | 0 | 0 | 0 | -50.4275 | -50.4344 | -50.4426
[20 empty] | 2020-04-03 11:00 | 2220 | 4 | 3 | 12 | 68081.389 | 68.0814 | 7.4902 | 10582.3 | 0 | 0 | 0 | 0 | 0 | 0 | 0 | 7.4851 | 10582.3 | 0 | 0 | 0 | 0 | 0 | 0 | 0 | 7.4791 | 10582.3 | 0 | 0 | 0 | 0 | 0 | 0 | 0 | -60.5912 | -60.5962 | -60.6022
[20 empty] | 2020-04-03 12:00 | 2221 | 4 | 3 | 13 | 64631.387 | 64.6314 | 7.488 | 10582.3 | 0 | 0 | 0 | 0 | 0 | 0 | 0 | 7.4824 | 10582.3 | 0 | 0 | 0 | 0 | 0 | 0 | 0 | 7.4756 | 10582.3 | 0 | 0 | 0 | 0 | 0 | 0 | 0 | -57.1434 | -57.149 | -57.1558
[20 empty] | 2020-04-03 13:00 | 2222 | 4 | 3 | 14 | 79535.827 | 79.5358 | 7.4844 | 10582.3 | 0 | 0 | 0 | 0 | 0 | 0 | 0 | 7.4776 | 10582.3 | 0 | 0 | 0 | 0 | 0 | 0 | 0 | 7.4695 | 10582.3 | 0 | 0 | 0 | 0 | 0 | 0 | 0 | -72.0514 | -72.0582 | -72.0663
[20 empty] | 2020-04-03 14:00 | 2223 | 4 | 3 | 15 | 42358.704 | 42.3587 | 7.4878 | 10509 | 0 | 0 | 0 | 0 | 0 | 0 | 0 | 7.482 | 10509 | 0 | 0 | 0 | 0 | 0 | 0 | 0 | 7.4751 | 10509 | 0 | 0 | 0 | 0 | 0 | 0 | 0 | -34.871 | -34.8767 | -34.8836
[20 empty] | 2020-04-03 15:00 | 2224 | 4 | 3 | 16 | 53548.474 | 53.5485 | 7.5502 | 10582.3 | 0 | 0 | 0 | 0 | 0 | 0 | 0 | 7.5193 | 10582.3 | 0 | 0 | 0 | 0 | 0 | 0 | 0 | 7.4936 | 10582.3 | 0 | 0 | 0 | 0 | 0 | 0 | 0 | -45.9983 | -46.0292 | -46.0549
[20 empty] | 2020-04-03 16:00 | 2225 | 4 | 3 | 17 | 31963.71 | 31.9637 | 7.5227 | 10582.3 | 0 | 0 | 0 | 0 | 0 | 0 | 0 | 7.4873 | 10582.3 | 0 | 0 | 0 | 0 | 0 | 0 | 0 | 7.4804 | 10582.3 | 0 | 0 | 0 | 0 | 0 | 0 | 0 | -24.441 | -24.4765 | -24.4833
[20 empty] | 2020-04-03 17:00 | 2226 | 4 | 3 | 18 | 8957.688 | 8.9577 | 7.6513 | 10655.6 | 0 | 0 | 0 | 0 | 0 | 0 | 0 | 7.6354 | 10655.6 | 0 | 0 | 0 | 0 | 0 | 0 | 0 | 7.6223 | 10655.6 | 0 | 0 | 0 | 0 | 0 | 0 | 0 | -1.3064 | -1.3223 | -1.3354
[20 empty] | 2020-04-03 18:00 | 2227 | 4 | 3 | 19 | 0 | 0 | 7.7516 | 10655.6 | 0 | 0 | 0 | 0 | 0 | 0 | 0 | 7.7516 | 10655.6 | 0 | 0 | 0 | 0 | 0 | 0 | 0 | 7.7516 | 10655.6 | 0 | 0 | 0 | 0 | 0 | 0 | 0 | 7.7516 | 7.7516 | 7.7516
[20 empty] | 2020-04-03 19:00 | 2228 | 4 | 3 | 20 | 0 | 0 | 7.7516 | 10509 | 0 | 0 | 0 | 0 | 0 | 0 | 0 | 7.7516 | 10509 | 0 | 0 | 0 | 0 | 0 | 0 | 0 | 7.7516 | 10509 | 0 | 0 | 0 | 0 | 0 | 0 | 0 | 7.7516 | 7.7516 | 7.7516
[20 empty] | 2020-04-03 20:00 | 2229 | 4 | 3 | 21 | 0 | 0 | 7.7516 | 10509 | 0 | 0 | 0 | 0 | 0 | 0 | 0 | 7.7516 | 10509 | 0 | 0 | 0 | 0 | 0 | 0 | 0 | 7.7516 | 10509 | 0 | 0 | 0 | 0 | 0 | 0 | 0 | 7.7516 | 7.7516 | 7.7516
[20 empty] | 2020-04-03 21:00 | 2230 | 4 | 3 | 22 | 0 | 0 | 7.7516 | 10215.6 | 0 | 0 | 0 | 0 | 0 | 0 | 0 | 7.7516 | 10215.6 | 0 | 0 | 0 | 0 | 0 | 0 | 0 | 7.7516 | 10215.6 | 0 | 0 | 0 | 0 | 0 | 0 | 0 | 7.7516 | 7.7516 | 7.7516
[20 empty] | 2020-04-03 22:00 | 2231 | 4 | 3 | 23 | 0 | 0 | 7.7516 | 10215.6 | 0 | 0 | 0 | 0 | 0 | 0 | 0 | 7.7516 | 10215.6 | 0 | 0 | 0 | 0 | 0 | 0 | 0 | 7.7516 | 10215.6 | 0 | 0 | 0 | 0 | 0 | 0 | 0 | 7.7516 | 7.7516 | 7.7516
[20 empty] | 2020-04-03 23:00 | 2232 | 4 | 3 | 24 | 0 | 0 | 7.7516 | 10289 | 0 | 0 | 0 | 0 | 0 | 0 | 0 | 7.7516 | 10289 | 0 | 0 | 0 | 0 | 0 | 0 | 0 | 7.7516 | 10289 | 0 | 0 | 0 | 0 | 0 | 0 | 0 | 7.7516 | 7.7516 | 7.7516
[20 empty] | 2020-04-04 | 2233 | 4 | 4 | 1 | 0 | 0 | 7.7516 | 10362.3 | 0 | 0 | 0 | 0 | 0 | 0 | 0 | 7.7516 | 10362.3 | 0 | 0 | 0 | 0 | 0 | 0 | 0 | 7.7516 | 10362.3 | 0 | 0 | 0 | 0 | 0 | 0 | 0 | 7.7516 | 7.7516 | 7.7516
[20 empty] | 2020-04-04 01:00 | 2234 | 4 | 4 | 2 | 0 | 0 | 7.7516 | 10289 | 0 | 0 | 0 | 0 | 0 | 0 | 0 | 7.7516 | 10289 | 0 | 0 | 0 | 0 | 0 | 0 | 0 | 7.7516 | 10289 | 0 | 0 | 0 | 0 | 0 | 0 | 0 | 7.7516 | 7.7516 | 7.7516
[20 empty] | 2020-04-04 02:00 | 2235 | 4 | 4 | 3 | 0 | 0 | 7.7516 | 10362.3 | 0 | 0 | 0 | 0 | 0 | 0 | 0 | 7.7516 | 10362.3 | 0 | 0 | 0 | 0 | 0 | 0 | 0 | 7.7516 | 10362.3 | 0 | 0 | 0 | 0 | 0 | 0 | 0 | 7.7516 | 7.7516 | 7.7516
[20 empty] | 2020-04-04 03:00 | 2236 | 4 | 4 | 4 | 0 | 0 | 7.7516 | 10509 | 0 | 0 | 0 | 0 | 0 | 0 | 0 | 7.7516 | 10509 | 0 | 0 | 0 | 0 | 0 | 0 | 0 | 7.7516 | 10509 | 0 | 0 | 0 | 0 | 0 | 0 | 0 | 7.7516 | 7.7516 | 7.7516
[20 empty] | 2020-04-04 04:00 | 2237 | 4 | 4 | 5 | 0 | 0 | 7.7516 | 10509 | 0 | 0 | 0 | 0 | 0 | 0 | 0 | 7.7516 | 10509 | 0 | 0 | 0 | 0 | 0 | 0 | 0 | 7.7516 | 10509 | 0 | 0 | 0 | 0 | 0 | 0 | 0 | 7.7516 | 7.7516 | 7.7516
[20 empty] | 2020-04-04 05:00 | 2238 | 4 | 4 | 6 | 0 | 0 | 7.7516 | 10728.9 | 0 | 0 | 0 | 0 | 0 | 0 | 0 | 7.7516 | 10728.9 | 0 | 0 | 0 | 0 | 0 | 0 | 0 | 7.7516 | 10728.9 | 0 | 0 | 0 | 0 | 0 | 0 | 0 | 7.7516 | 7.7516 | 7.7516
[20 empty] | 2020-04-04 06:00 | 2239 | 4 | 4 | 7 | 20747.305 | 20.7473 | 7.4821 | 10728.9 | 0 | 0 | 0 | 0 | 0 | 0 | 0 | 7.4679 | 10728.9 | 0 | 0 | 0 | 0 | 0 | 0 | 0 | 7.4679 | 10728.9 | 0 | 0 | 0 | 0 | 0 | 0 | 0 | -13.2652 | -13.2794 | -13.2794
[20 empty] | 2020-04-04 07:00 | 2240 | 4 | 4 | 8 | 108661.791 | 108.6618 | 7.4679 | 10802.3 | 0 | 0 | 0 | 0 | 0 | 0 | 0 | 7.4679 | 10802.3 | 0 | 0 | 0 | 0 | 0 | 0 | 0 | 7.4679 | 10802.3 | 0 | 0 | 0 | 0 | 0 | 0 | 0 | -101.1939 | -101.1939 | -101.1939
[20 empty] | 2020-04-04 08:00 | 2241 | 4 | 4 | 9 | 188557.822 | 188.5578 | 7.4679 | 10655.6 | 0 | 0 | 0 | 0 | 0 | 0 | 0 | 7.4679 | 10655.6 | 0 | 0 | 0 | 0 | 0 | 0 | 0 | 7.4679 | 10655.6 | 0 | 0 | 0 | 0 | 0 | 0 | 0 | -181.0899 | -181.0899 | -181.0899
[20 empty] | 2020-04-04 09:00 | 2242 | 4 | 4 | 10 | 249455.525 | 249.4555 | 7.4679 | 10582.3 | 0 | 0 | 0 | 0 | 0 | 0 | 0 | 7.4679 | 10582.3 | 0 | 0 | 0 | 0 | 0 | 0 | 0 | 7.4679 | 10582.3 | 0 | 0 | 0 | 0 | 0 | 0 | 0 | -241.9876 | -241.9876 | -241.9876
[20 empty] | 2020-04-04 10:00 | 2243 | 4 | 4 | 11 | 291952.273 | 291.9523 | 8.622 | 10582.3 | 0 | 0 | 0 | 0 | 0 | 0 | -38.2799 | 8.6846 | 10582.3 | 0 | 0 | 0 | 0 | 0 | 0 | -38.2802 | 8.7542 | 10582.3 | 0 | 0 | 0 | 0 | 0 | 0 | -38.2805 | -283.3303 | -283.2676 | -283.198
[20 empty] | 2020-04-04 11:00 | 2244 | 4 | 4 | 12 | 314118.263 | 314.1183 | 8.622 | 10655.6 | 0 | 0 | 0 | 0 | 0 | 0 | -213.065 | 8.6846 | 10655.6 | 0 | 0 | 0 | 0 | 0 | 0 | -213.065 | 8.7542 | 10655.6 | 0 | 0 | 0 | 0 | 0 | 0 | -213.065 | -305.4963 | -305.4336 | -305.364
[20 empty] | 2020-04-04 12:00 | 2245 | 4 | 4 | 13 | 315154.82 | 315.1548 | 8.622 | 10509 | 0 | 0 | 0 | 0 | 0 | 0 | -214.932 | 8.6846 | 10509 | 0 | 0 | 0 | 0 | 0 | 0 | -214.932 | 8.7542 | 10509 | 0 | 0 | 0 | 0 | 0 | 0 | -214.932 | -306.5329 | -306.4702 | -306.4006
[20 empty] | 2020-04-04 13:00 | 2246 | 4 | 4 | 14 | 294471.118 | 294.4711 | 8.622 | 10509 | 0 | 0 | 0 | 0 | 0 | 0 | -273.664 | 8.6846 | 10509 | 0 | 0 | 0 | 0 | 0 | 0 | -273.664 | 8.7542 | 10509 | 0 | 0 | 0 | 0 | 0 | 0 | -273.664 | -285.8491 | -285.7865 | -285.7169
[20 empty] | 2020-04-04 14:00 | 2247 | 4 | 4 | 15 | 251114.63 | 251.1146 | 8.622 | 10069 | 0 | 0 | 0 | 0 | 0 | 0 | -41.7564 | 8.6846 | 10069 | 0 | 0 | 0 | 0 | 0 | 0 | -41.7564 | 8.7542 | 10069 | 0 | 0 | 0 | 0 | 0 | 0 | -41.7564 | -242.4927 | -242.43 | -242.3604
[20 empty] | 2020-04-04 15:00 | 2248 | 4 | 4 | 16 | 191176.808 | 191.1768 | 7.4679 | 9922.34 | 0 | 0 | 0 | 0 | 0 | 0 | 0 | 7.4679 | 9922.34 | 0 | 0 | 0 | 0 | 0 | 0 | 0 | 7.4679 | 9922.34 | 0 | 0 | 0 | 0 | 0 | 0 | 0 | -183.7089 | -183.7089 | -183.7089
[20 empty] | 2020-04-04 16:00 | 2249 | 4 | 4 | 17 | 111092.664 | 111.0927 | 7.4679 | 9922.34 | 0 | 0 | 0 | 0 | 0 | 0 | 0 | 7.4679 | 9922.34 | 0 | 0 | 0 | 0 | 0 | 0 | 0 | 7.4679 | 9922.34 | 0 | 0 | 0 | 0 | 0 | 0 | 0 | -103.6248 | -103.6248 | -103.6248
[20 empty] | 2020-04-04 17:00 | 2250 | 4 | 4 | 18 | 29464.173 | 29.4642 | 8.6248 | 10289 | 0 | 0 | 0 | 0 | 0 | 0 | -64.7009 | 8.6846 | 10289 | 0 | 0 | 0 | 0 | 0 | 0 | -64.6974 | 8.7542 | 10289 | 0 | 0 | 0 | 0 | 0 | 0 | -64.6979 | -20.8393 | -20.7795 | -20.7099
[20 empty] | 2020-04-04 18:00 | 2251 | 4 | 4 | 19 | 0 | 0 | 8.9057 | 10509 | 0 | 0 | 0 | 0 | 0 | 0 | -171.997 | 8.9684 | 10509 | 0 | 0 | 0 | 0 | 0 | 0 | -171.993 | 9.038 | 10509 | 0 | 0 | 0 | 0 | 0 | 0 | -171.993 | 8.9057 | 8.9684 | 9.038
[20 empty] | 2020-04-04 19:00 | 2252 | 4 | 4 | 20 | 0 | 0 | 8.9057 | 10509 | 0 | 0 | 0 | 0 | 0 | 0 | -181.994 | 8.9684 | 10509 | 0 | 0 | 0 | 0 | 0 | 0 | -181.986 | 9.038 | 10509 | 0 | 0 | 0 | 0 | 0 | 0 | -181.986 | 8.9057 | 8.9684 | 9.038
[20 empty] | 2020-04-04 20:00 | 2253 | 4 | 4 | 21 | 0 | 0 | 8.9057 | 10802.3 | 0 | 0 | 0 | 0 | 0 | 0 | -453.082 | 8.9684 | 10802.3 | 0 | 0 | 0 | 0 | 0 | 0 | -453.07 | 9.038 | 10802.3 | 0 | 0 | 0 | 0 | 0 | 0 | -453.07 | 8.9057 | 8.9684 | 9.038
[20 empty] | 2020-04-04 21:00 | 2254 | 4 | 4 | 22 | 0 | 0 | 8.9057 | 10948.9 | 0 | 0 | 0 | 0 | 0 | 0 | -641.695 | 8.9684 | 10948.9 | 0 | 0 | 0 | 0 | 0 | 0 | -641.687 | 9.038 | 10948.9 | 0 | 0 | 0 | 0 | 0 | 0 | -641.687 | 8.9057 | 8.9684 | 9.038
[20 empty] | 2020-04-04 22:00 | 2255 | 4 | 4 | 23 | 0 | 0 | 8.9057 | 10948.9 | 0 | 0 | 0 | 0 | 0 | 0 | -750.837 | 8.9684 | 10948.9 | 0 | 0 | 0 | 0 | 0 | 0 | -750.825 | 9.038 | 10948.9 | 0 | 0 | 0 | 0 | 0 | 0 | -750.825 | 8.9057 | 8.9684 | 9.038
[20 empty] | 2020-04-04 23:00 | 2256 | 4 | 4 | 24 | 0 | 0 | 8.5004 | 11095.6 | 0 | 0 | 0 | 0 | 0 | 0 | -949.142 | 8.5631 | 11095.6 | 0 | 0 | 0 | 0 | 0 | 0 | -949.134 | 8.6326 | 11095.6 | 0 | 0 | 0 | 0 | 0 | 0 | -949.134 | 8.5004 | 8.5631 | 8.6326
[20 empty] | 2020-04-05 | 2257 | 4 | 5 | 1 | 0 | 0 | 8.5004 | 10875.6 | 0 | 0 | 0 | 0 | 0 | 0 | -920.505 | 8.5631 | 10875.6 | 0 | 0 | 0 | 0 | 0 | 0 | -920.501 | 8.6326 | 10875.6 | 0 | 0 | 0 | 0 | 0 | 0 | -920.501 | 8.5004 | 8.5631 | 8.6326
[20 empty] | 2020-04-05 01:00 | 2258 | 4 | 5 | 2 | 0 | 0 | 8.5004 | 10875.6 | 0 | 0 | 0 | 0 | 0 | 0 | -1039.33 | 8.5631 | 10875.6 | 0 | 0 | 0 | 0 | 0 | 0 | -1039.32 | 8.6326 | 10875.6 | 0 | 0 | 0 | 0 | 0 | 0 | -1039.32 | 8.5004 | 8.5631 | 8.6326
[20 empty] | 2020-04-05 02:00 | 2259 | 4 | 5 | 3 | 0 | 0 | 8.5004 | 10875.6 | 0 | 0 | 0 | 0 | 0 | 0 | -1149.9 | 8.5631 | 10875.6 | 0 | 0 | 0 | 0 | 0 | 0 | -1149.89 | 8.6326 | 10875.6 | 0 | 0 | 0 | 0 | 0 | 0 | -1149.89 | 8.5004 | 8.5631 | 8.6326
[20 empty] | 2020-04-05 03:00 | 2260 | 4 | 5 | 4 | 0 | 0 | 40.4602 | 726377 | 20.7518 | 70.8051 | 0 | 715355 | 715.355 | 158573 | -582431 | 34.2683 | 614689 | 16.5058 | 56.3178 | 0 | 603667 | 603.667 | 126127 | -470183 | 36.7918 | 631119 | 18.1264 | 61.8473 | 0 | 620097 | 620.097 | 138511 | -480937 | 40.4602 | 34.2683 | 36.7918
[20 empty] | 2020-04-05 04:00 | 2261 | 4 | 5 | 5 | 0 | 0 | 19.7648 | 593505 | 6.2285 | 21.2517 | 0 | 582336 | 582.336 | 47594.7 | -486628 | 30.1701 | 636164 | 13.236 | 45.1612 | 0 | 624995 | 624.995 | 101142 | -523907 | 32.2333 | 652661 | 14.5678 | 49.7053 | 0 | 641492 | 641.492 | 111319 | -535614 | 19.7648 | 30.1701 | 32.2333
[20 empty] | 2020-04-05 05:00 | 2262 | 4 | 5 | 6 | 0 | 0 | 21.9357 | 587270 | 6.2809 | 21.4305 | 0 | 553592 | 553.592 | 47994.9 | -459667 | 32.7412 | 624564 | 13.6912 | 46.7144 | 0 | 590886 | 590.886 | 104620 | -491238 | 34.8867 | 641910 | 15.1028 | 51.5308 | 0 | 608233 | 608.233 | 115407 | -503960 | 21.9357 | 32.7412 | 34.8867
[20 empty] | 2020-04-05 06:00 | 2263 | 4 | 5 | 7 | 25001.876 | 25.0019 | 94.5774 | 662516 | 0.78313 | 2.672 | 0 | 579202 | 579.202 | 5984.22 | -487379 | 95.2634 | 701536 | 0.88418 | 3.0168 | 0 | 618222 | 618.222 | 6756.34 | -521041 | 96.2422 | 736661 | 0.99199 | 3.3847 | 0 | 653347 | 653.347 | 7580.23 | -550664 | 69.5755 | 70.2615 | 71.2403
[20 empty] | 2020-04-05 07:00 | 2264 | 4 | 5 | 8 | 102100.351 | 102.1004 | 122.312 | 730393 | 0.97555 | 3.3286 | 0 | 647079 | 647.079 | 7454.58 | -550827 | 123.27 | 765803 | 1.083 | 3.6953 | 0 | 682488 | 682.488 | 8275.92 | -581212 | 124.51 | 799393 | 1.2026 | 4.1031 | 0 | 716078 | 716.078 | 9189.24 | -609349 | 20.2116 | 21.1696 | 22.4096
[20 empty] | 2020-04-05 08:00 | 2265 | 4 | 5 | 9 | 165273.889 | 165.2739 | 129.156 | 605839 | 1.1477 | 3.916 | 0 | 547676 | 547.676 | 8770 | -462897 | 130.254 | 631510 | 1.2553 | 4.283 | 0 | 573347 | 573.347 | 9592.05 | -484276 | 131.567 | 654789 | 1.3749 | 4.6912 | 0 | 596626 | 596.626 | 10506.2 | -503126 | -36.1179 | -35.0199 | -33.7069
[20 empty] | 2020-04-05 09:00 | 2266 | 4 | 5 | 10 | 241961.193 | 241.9612 | 130.582 | 573876 | 1.146 | 3.9102 | 0 | 515713 | 515.713 | 8757.18 | -427151 | 131.688 | 598653 | 1.2517 | 4.2709 | 0 | 540490 | 540.49 | 9565.03 | -447402 | 133.026 | 621519 | 1.3701 | 4.6747 | 0 | 563356 | 563.356 | 10469.3 | -465609 | -111.3792 | -110.2732 | -108.9352
[20 empty] | 2020-04-05 10:00 | 2267 | 4 | 5 | 11 | 277608.491 | 277.6085 | 110.129 | 638128 | 0.97385 | 3.3228 | 0 | 511469 | 511.469 | 7441.59 | -423190 | 111.128 | 663737 | 1.0802 | 3.6857 | 0 | 537078 | 537.078 | 8254.35 | -444241 | 112.322 | 687911 | 1.1826 | 4.035 | 0 | 561252 | 561.252 | 9036.62 | -463686 | -167.4795 | -166.4805 | -165.2865
[20 empty] | 2020-04-05 11:00 | 2268 | 4 | 5 | 12 | 294877.274 | 294.8773 | 134.453 | 679524 | 1.8521 | 6.3193 | 0 | 552865 | 552.865 | 14152.6 | -446918 | 135.615 | 716516 | 2.0853 | 7.1149 | 0 | 589857 | 589.857 | 15934.4 | -477796 | 136.883 | 754069 | 2.2757 | 7.7648 | 0 | 627411 | 627.411 | 17389.8 | -508797 | -160.4243 | -159.2623 | -157.9943
[20 empty] | 2020-04-05 12:00 | 2269 | 4 | 5 | 13 | 221278.817 | 221.2788 | 84.6104 | 629811 | 0.97331 | 3.3209 | 0 | 533962 | 533.962 | 7437.47 | -446667 | 85.9327 | 664341 | 1.0796 | 3.6837 | 0 | 568492 | 568.492 | 8249.78 | -476143 | 87.388 | 699666 | 1.195 | 4.0773 | 0 | 603817 | 603.817 | 9131.5 | -506067 | -136.6684 | -135.3461 | -133.8908
[20 empty] | 2020-04-05 13:00 | 2270 | 4 | 5 | 14 | 221218.704 | 221.2187 | 79.7896 | 578804 | 0.97349 | 3.3215 | 0 | 520054 | 520.054 | 7438.79 | -430725 | 81.0934 | 608972 | 1.0798 | 3.6843 | 0 | 550222 | 550.222 | 8251.27 | -455959 | 82.5914 | 640117 | 1.1993 | 4.092 | 0 | 581367 | 581.367 | 9164.28 | -481777 | -141.4291 | -140.1253 | -138.6273
[20 empty] | 2020-04-05 14:00 | 2271 | 4 | 5 | 15 | 66124.045 | 66.124 | 67.303 | 473756 | 1.1428 | 3.8993 | 0 | 415887 | 415.887 | 8732.75 | -353507 | 68.5743 | 486287 | 1.249 | 4.2616 | 0 | 428417 | 428.417 | 9544.02 | -363647 | 70.0649 | 497659 | 1.3683 | 4.6686 | 0 | 439789 | 439.789 | 10455.6 | -373123 | 1.179 | 2.4503 | 3.9409
[20 empty] | 2020-04-05 15:00 | 2272 | 4 | 5 | 16 | 57860.714 | 57.8607 | 65.2575 | 439702 | 1.1472 | 3.9142 | 0 | 406757 | 406.757 | 8766.19 | -329440 | 66.5864 | 447909 | 1.2535 | 4.2769 | 0 | 414964 | 414.964 | 9578.46 | -335454 | 68.0885 | 456111 | 1.3729 | 4.6845 | 0 | 423166 | 423.166 | 10491.3 | -341395 | 7.3968 | 8.7257 | 10.2278
[20 empty] | 2020-04-05 16:00 | 2273 | 4 | 5 | 17 | 40749.915 | 40.7499 | 14.694 | 32944.3 | 0 | 0 | 0 | 0 | 0 | 0 | 0 | 14.694 | 32944.3 | 0 | 0 | 0 | 0 | 0 | 0 | 0 | 14.694 | 32944.3 | 0 | 0 | 0 | 0 | 0 | 0 | 0 | -26.0559 | -26.0559 | -26.0559
[20 empty] | 2020-04-05 17:00 | 2274 | 4 | 5 | 18 | 0 | 0 | 13.7827 | 33164.4 | 0 | 0 | 0 | 0 | 0 | 0 | 0 | 13.7827 | 33164.4 | 0 | 0 | 0 | 0 | 0 | 0 | 0 | 13.7827 | 33164.4 | 0 | 0 | 0 | 0 | 0 | 0 | 0 | 13.7827 | 13.7827 | 13.7827
[20 empty] | 2020-04-05 18:00 | 2275 | 4 | 5 | 19 | 0 | 0 | 10.3847 | 33237.7 | 0 | 0 | 0 | 0 | 0 | 0 | 0 | 10.3847 | 33237.7 | 0 | 0 | 0 | 0 | 0 | 0 | 0 | 10.3847 | 33237.7 | 0 | 0 | 0 | 0 | 0 | 0 | 0 | 10.3847 | 10.3847 | 10.3847
[20 empty] | 2020-04-05 19:00 | 2276 | 4 | 5 | 20 | 0 | 0 | 8.8655 | 10875.6 | 0 | 0 | 0 | 0 | 0 | 0 | 0 | 8.8655 | 10875.6 | 0 | 0 | 0 | 0 | 0 | 0 | 0 | 8.8655 | 10875.6 | 0 | 0 | 0 | 0 | 0 | 0 | 0 | 8.8655 | 8.8655 | 8.8655
[20 empty] | 2020-04-05 20:00 | 2277 | 4 | 5 | 21 | 0 | 0 | 7.3463 | 10948.9 | 0 | 0 | 0 | 0 | 0 | 0 | 0 | 7.3463 | 10948.9 | 0 | 0 | 0 | 0 | 0 | 0 | 0 | 7.3463 | 10948.9 | 0 | 0 | 0 | 0 | 0 | 0 | 0 | 7.3463 | 7.3463 | 7.3463
[20 empty] | 2020-04-05 21:00 | 2278 | 4 | 5 | 22 | 0 | 0 | 7.3463 | 11022.3 | 0 | 0 | 0 | 0 | 0 | 0 | 0 | 7.3463 | 11022.3 | 0 | 0 | 0 | 0 | 0 | 0 | 0 | 7.3463 | 11022.3 | 0 | 0 | 0 | 0 | 0 | 0 | 0 | 7.3463 | 7.3463 | 7.3463
[20 empty] | 2020-04-05 22:00 | 2279 | 4 | 5 | 23 | 0 | 0 | 7.3463 | 11022.3 | 0 | 0 | 0 | 0 | 0 | 0 | 0 | 7.3463 | 11022.3 | 0 | 0 | 0 | 0 | 0 | 0 | 0 | 7.3463 | 11022.3 | 0 | 0 | 0 | 0 | 0 | 0 | 0 | 7.3463 | 7.3463 | 7.3463
[20 empty] | 2020-04-05 23:00 | 2280 | 4 | 5 | 24 | 0 | 0 | 7.3463 | 11095.6 | 0 | 0 | 0 | 0 | 0 | 0 | 0 | 7.3463 | 11095.6 | 0 | 0 | 0 | 0 | 0 | 0 | 0 | 7.3463 | 11095.6 | 0 | 0 | 0 | 0 | 0 | 0 | 0 | 7.3463 | 7.3463 | 7.3463
[20 empty] | 2020-04-06 | 2281 | 4 | 6 | 1 | 0 | 0 | 7.3463 | 11168.9 | 0 | 0 | 0 | 0 | 0 | 0 | 0 | 7.3463 | 11168.9 | 0 | 0 | 0 | 0 | 0 | 0 | 0 | 7.3463 | 11168.9 | 0 | 0 | 0 | 0 | 0 | 0 | 0 | 7.3463 | 7.3463 | 7.3463
[20 empty] | 2020-04-06 01:00 | 2282 | 4 | 6 | 2 | 0 | 0 | 7.3463 | 11168.9 | 0 | 0 | 0 | 0 | 0 | 0 | 0 | 7.3463 | 11168.9 | 0 | 0 | 0 | 0 | 0 | 0 | 0 | 7.3463 | 11168.9 | 0 | 0 | 0 | 0 | 0 | 0 | 0 | 7.3463 | 7.3463 | 7.3463
[20 empty] | 2020-04-06 02:00 | 2283 | 4 | 6 | 3 | 0 | 0 | 7.3463 | 11095.6 | 0 | 0 | 0 | 0 | 0 | 0 | 0 | 7.3463 | 11095.6 | 0 | 0 | 0 | 0 | 0 | 0 | 0 | 7.3463 | 11095.6 | 0 | 0 | 0 | 0 | 0 | 0 | 0 | 7.3463 | 7.3463 | 7.3463
[20 empty] | 2020-04-06 03:00 | 2284 | 4 | 6 | 4 | 0 | 0 | 32.158 | 562946 | 15.5051 | 52.9034 | 0 | 551923 | 551.923 | 118481 | -383817 | 34.6421 | 582802 | 17.096 | 58.3316 | 0 | 571780 | 571.78 | 130637 | -395836 | 37.4341 | 606048 | 18.8762 | 64.4056 | 0 | 595026 | 595.026 | 144240 | -410227 | 32.158 | 34.6421 | 37.4341
[20 empty] | 2020-04-06 04:00 | 2285 | 4 | 6 | 5 | 0 | 0 | 19.001 | 402543 | 5.9099 | 20.1647 | 0 | 391521 | 391.521 | 45160.2 | -315346 | 29.4422 | 538752 | 12.8644 | 43.8933 | 0 | 527730 | 527.73 | 98302.4 | -435952 | 31.4828 | 559042 | 14.1661 | 48.3347 | 0 | 548020 | 548.02 | 108249 | -451732 | 19.001 | 29.4422 | 31.4828
[20 empty] | 2020-04-06 05:00 | 2286 | 4 | 6 | 6 | 0 | 0 | 30.0718 | 527758 | 12.001 | 40.9474 | 0 | 494373 | 494.373 | 91704.8 | -407605 | 22.1337 | 512142 | 6.4806 | 22.1119 | 0 | 478757 | 478.757 | 49521.2 | -390831 | 23.1543 | 529085 | 7.122 | 24.3004 | 0 | 495701 | 495.701 | 54422.3 | -403693 | 30.0718 | 22.1337 | 23.1543
[20 empty] | 2020-04-06 06:00 | 2287 | 4 | 6 | 7 | 22461.799 | 22.4618 | 94.3005 | 571474 | 0.77627 | 2.6486 | 0 | 488453 | 488.453 | 5931.77 | -403250 | 95.0113 | 593382 | 0.87873 | 2.9982 | 0 | 510361 | 510.361 | 6714.74 | -421000 | 96.016 | 627264 | 0.99258 | 3.3867 | 0 | 544243 | 544.243 | 7584.67 | -449504 | 71.8387 | 72.5495 | 73.5542
[20 empty] | 2020-04-06 07:00 | 2288 | 4 | 6 | 8 | 94337.788 | 94.3378 | 122.222 | 627514 | 0.97555 | 3.3286 | 0 | 544494 | 544.494 | 7454.56 | -453259 | 123.165 | 651408 | 1.083 | 3.6953 | 0 | 568388 | 568.388 | 8275.88 | -472699 | 124.397 | 683813 | 1.2026 | 4.1031 | 0 | 600792 | 600.792 | 9189.23 | -499801 | 27.8842 | 28.8272 | 30.0592
[20 empty] | 2020-04-06 08:00 | 2289 | 4 | 6 | 9 | 167475.247 | 167.4752 | 128.541 | 503487 | 0.97573 | 3.3292 | 0 | 445617 | 445.617 | 7455.93 | -368914 | 129.483 | 518089 | 1.0815 | 3.6901 | 0 | 460219 | 460.219 | 8264.36 | -380273 | 130.698 | 538998 | 1.1959 | 4.0803 | 0 | 481128 | 481.128 | 9138.16 | -397144 | -38.9342 | -37.9922 | -36.7772
[20 empty] | 2020-04-06 09:00 | 2290 | 4 | 6 | 10 | 206551.576 | 206.5516 | 129.002 | 458195 | 0.95137 | 3.2461 | 0 | 400399 | 400.399 | 7269.79 | -324133 | 130.135 | 468331 | 1.0584 | 3.6112 | 0 | 410535 | 410.535 | 8087.57 | -331762 | 131.521 | 484006 | 1.1783 | 4.0203 | 0 | 426210 | 426.21 | 9003.75 | -344027 | -77.5496 | -76.4166 | -75.0306
[20 empty] | 2020-04-06 10:00 | 2291 | 4 | 6 | 11 | 267747.371 | 267.7474 | 109.204 | 521523 | 0.95154 | 3.2467 | 0 | 394864 | 394.864 | 7271.11 | -317986 | 110.5 | 529930 | 1.0586 | 3.6119 | 0 | 403271 | 403.271 | 8089.06 | -324103 | 111.977 | 543229 | 1.1769 | 4.0156 | 0 | 416570 | 416.57 | 8993.16 | -334290 | -158.5434 | -157.2474 | -155.7704
[20 empty] | 2020-04-06 11:00 | 2292 | 4 | 6 | 12 | 287933.817 | 287.9338 | 132.292 | 431816 | 0.90052 | 3.0726 | 0 | 305157 | 305.157 | 6881.26 | -245534 | 133.429 | 434102 | 0.98158 | 3.3491 | 0 | 307443 | 307.443 | 7500.63 | -246654 | 134.807 | 440346 | 1.0837 | 3.6974 | 0 | 313687 | 313.687 | 8280.59 | -251086 | -155.6418 | -154.5048 | -153.1268
[20 empty] | 2020-04-06 12:00 | 2293 | 4 | 6 | 13 | 288628.46 | 288.6285 | 83.7342 | 400355 | 0.87314 | 2.9792 | 0 | 307295 | 307.295 | 6672.02 | -243114 | 85.0016 | 401880 | 0.97306 | 3.3201 | 0 | 308820 | 308.82 | 7435.53 | -243363 | 86.2686 | 407041 | 1.0589 | 3.6128 | 0 | 313981 | 313.981 | 8091.18 | -246614 | -204.8943 | -203.6269 | -202.3599
[20 empty] | 2020-04-06 13:00 | 2294 | 4 | 6 | 14 | 272724.989 | 272.725 | 78.8789 | 340698 | 0.87298 | 2.9786 | 0 | 283121 | 283.121 | 6670.77 | -222322 | 80.0026 | 340236 | 0.94814 | 3.2351 | 0 | 282660 | 282.66 | 7245.12 | -220919 | 81.4506 | 343194 | 1.0587 | 3.6121 | 0 | 285618 | 285.618 | 8089.68 | -222308 | -193.8461 | -192.7224 | -191.2744
[20 empty] | 2020-04-06 14:00 | 2295 | 4 | 6 | 15 | 231216.082 | 231.2161 | 65.2122 | 357137 | 0.87314 | 2.9792 | 0 | 299634 | 299.634 | 6672.05 | -236490 | 66.4992 | 355905 | 0.97307 | 3.3201 | 0 | 298402 | 298.402 | 7435.59 | -234378 | 67.7814 | 357816 | 1.0589 | 3.6129 | 0 | 300313 | 300.313 | 8091.22 | -234844 | -166.0039 | -164.7169 | -163.4347
[20 empty] | 2020-04-06 15:00 | 2296 | 4 | 6 | 16 | 174436.283 | 174.4363 | 63.2936 | 303164 | 0.87298 | 2.9786 | 0 | 270659 | 270.659 | 6670.78 | -211713 | 64.5234 | 297837 | 0.97289 | 3.3195 | 0 | 265333 | 265.333 | 7434.22 | -206145 | 65.9386 | 295847 | 1.0836 | 3.6974 | 0 | 263343 | 263.343 | 8280.55 | -203299 | -111.1427 | -109.9129 | -108.4977
[20 empty] | 2020-04-06 16:00 | 2297 | 4 | 6 | 17 | 100221.767 | 100.2218 | 14.694 | 32504.3 | 0 | 0 | 0 | 0 | 0 | 0 | 0 | 14.694 | 32504.3 | 0 | 0 | 0 | 0 | 0 | 0 | 0 | 14.694 | 32504.3 | 0 | 0 | 0 | 0 | 0 | 0 | 0 | -85.5278 | -85.5278 | -85.5278
[20 empty] | 2020-04-06 17:00 | 2298 | 4 | 6 | 18 | 25791.636 | 25.7916 | 13.7827 | 32651 | 0 | 0 | 0 | 0 | 0 | 0 | 0 | 13.7827 | 32651 | 0 | 0 | 0 | 0 | 0 | 0 | 0 | 13.7827 | 32651 | 0 | 0 | 0 | 0 | 0 | 0 | 0 | -12.0089 | -12.0089 | -12.0089
[20 empty] | 2020-04-06 18:00 | 2299 | 4 | 6 | 19 | 0 | 0 | 10.3847 | 32651 | 0 | 0 | 0 | 0 | 0 | 0 | 0 | 10.3847 | 32651 | 0 | 0 | 0 | 0 | 0 | 0 | 0 | 10.3847 | 32651 | 0 | 0 | 0 | 0 | 0 | 0 | 0 | 10.3847 | 10.3847 | 10.3847
[20 empty] | 2020-04-06 19:00 | 2300 | 4 | 6 | 20 | 0 | 0 | 8.8655 | 10289 | 0 | 0 | 0 | 0 | 0 | 0 | 0 | 8.8655 | 10289 | 0 | 0 | 0 | 0 | 0 | 0 | 0 | 8.8655 | 10289 | 0 | 0 | 0 | 0 | 0 | 0 | 0 | 8.8655 | 8.8655 | 8.8655
[20 empty] | 2020-04-06 20:00 | 2301 | 4 | 6 | 21 | 0 | 0 | 7.3463 | 10582.3 | 0 | 0 | 0 | 0 | 0 | 0 | 0 | 7.3463 | 10582.3 | 0 | 0 | 0 | 0 | 0 | 0 | 0 | 7.3463 | 10582.3 | 0 | 0 | 0 | 0 | 0 | 0 | 0 | 7.3463 | 7.3463 | 7.3463
[20 empty] | 2020-04-06 21:00 | 2302 | 4 | 6 | 22 | 0 | 0 | 7.3463 | 10728.9 | 0 | 0 | 0 | 0 | 0 | 0 | 0 | 7.3463 | 10728.9 | 0 | 0 | 0 | 0 | 0 | 0 | 0 | 7.3463 | 10728.9 | 0 | 0 | 0 | 0 | 0 | 0 | 0 | 7.3463 | 7.3463 | 7.3463
[20 empty] | 2020-04-06 22:00 | 2303 | 4 | 6 | 23 | 0 | 0 | 7.3463 | 10728.9 | 0 | 0 | 0 | 0 | 0 | 0 | 0 | 7.3463 | 10728.9 | 0 | 0 | 0 | 0 | 0 | 0 | 0 | 7.3463 | 10728.9 | 0 | 0 | 0 | 0 | 0 | 0 | 0 | 7.3463 | 7.3463 | 7.3463
[20 empty] | 2020-04-06 23:00 | 2304 | 4 | 6 | 24 | 0 | 0 | 7.3463 | 11022.3 | 0 | 0 | 0 | 0 | 0 | 0 | 0 | 7.3463 | 11022.3 | 0 | 0 | 0 | 0 | 0 | 0 | 0 | 7.3463 | 11022.3 | 0 | 0 | 0 | 0 | 0 | 0 | 0 | 7.3463 | 7.3463 | 7.3463
[20 empty] | 2020-04-07 | 2305 | 4 | 7 | 1 | 0 | 0 | 7.3463 | 10875.6 | 0 | 0 | 0 | 0 | 0 | 0 | 0 | 7.3463 | 10875.6 | 0 | 0 | 0 | 0 | 0 | 0 | 0 | 7.3463 | 10875.6 | 0 | 0 | 0 | 0 | 0 | 0 | 0 | 7.3463 | 7.3463 | 7.3463
[20 empty] | 2020-04-07 01:00 | 2306 | 4 | 7 | 2 | 0 | 0 | 7.3463 | 10875.6 | 0 | 0 | 0 | 0 | 0 | 0 | 0 | 7.3463 | 10875.6 | 0 | 0 | 0 | 0 | 0 | 0 | 0 | 7.3463 | 10875.6 | 0 | 0 | 0 | 0 | 0 | 0 | 0 | 7.3463 | 7.3463 | 7.3463
[20 empty] | 2020-04-07 02:00 | 2307 | 4 | 7 | 3 | 0 | 0 | 7.3463 | 10802.3 | 0 | 0 | 0 | 0 | 0 | 0 | 0 | 7.3463 | 10802.3 | 0 | 0 | 0 | 0 | 0 | 0 | 0 | 7.3463 | 10802.3 | 0 | 0 | 0 | 0 | 0 | 0 | 0 | 7.3463 | 7.3463 | 7.3463
[20 empty] | 2020-04-07 03:00 | 2308 | 4 | 7 | 4 | 0 | 0 | 23.6045 | 362307 | 10.029 | 34.2189 | 0 | 351504 | 351.504 | 76635.4 | -204785 | 25.0718 | 372759 | 10.974 | 37.4433 | 0 | 361957 | 361.957 | 83856.6 | -208858 | 26.7841 | 385116 | 12.0746 | 41.1985 | 0 | 374314 | 374.314 | 92266.8 | -213962 | 23.6045 | 25.0718 | 26.7841
[20 empty] | 2020-04-07 04:00 | 2309 | 4 | 7 | 5 | 0 | 0 | 19.0447 | 234838 | 6.1105 | 20.8491 | 0 | 224035 | 224.035 | 46692.9 | -171898 | 19.9229 | 239441 | 6.6722 | 22.7655 | 0 | 228639 | 228.639 | 50985 | -174528 | 20.951 | 245257 | 7.3294 | 25.0081 | 0 | 234455 | 234.455 | 56007.2 | -177969 | 19.0447 | 19.9229 | 20.951
[20 empty] | 2020-04-07 05:00 | 2310 | 4 | 7 | 6 | 0 | 0 | 21.2265 | 251173 | 6.1245 | 20.8967 | 0 | 217935 | 217.935 | 46799.6 | -165062 | 22.096 | 256013 | 6.6793 | 22.7899 | 0 | 222776 | 222.776 | 51039.5 | -167999 | 23.1078 | 261896 | 7.3251 | 24.9931 | 0 | 228658 | 228.658 | 55973.8 | -171743 | 21.2265 | 22.096 | 23.1078
[20 empty] | 2020-04-07 06:00 | 2311 | 4 | 7 | 7 | 0 | 0 | 95.3557 | 481383 | 0.77708 | 2.6514 | 0 | 398729 | 398.729 | 5937.95 | -327311 | 96.1657 | 505783 | 0.87593 | 2.9887 | 0 | 423129 | 423.129 | 6693.32 | -347660 | 97.1465 | 533926 | 0.99003 | 3.378 | 0 | 451273 | 451.273 | 7565.18 | -371210 | 95.3557 | 96.1657 | 97.1465
[20 empty] | 2020-04-07 07:00 | 2312 | 4 | 7 | 8 | 12569.644 | 12.5696 | 121.976 | 511268 | 0.95237 | 3.2495 | 0 | 428614 | 428.614 | 7277.45 | -346857 | 122.934 | 533128 | 1.0586 | 3.6121 | 0 | 450474 | 450.474 | 8089.5 | -364510 | 124.06 | 559742 | 1.169 | 3.9888 | 0 | 477088 | 477.088 | 8933.16 | -386215 | 109.4064 | 110.3644 | 111.4904
[20 empty] | 2020-04-07 08:00 | 2313 | 4 | 7 | 9 | 52316.114 | 52.3161 | 127.427 | 405435 | 0.9413 | 3.2117 | 0 | 347859 | 347.859 | 7192.85 | -282055 | 128.534 | 420196 | 1.0485 | 3.5773 | 0 | 362620 | 362.62 | 8011.64 | -293836 | 129.793 | 438911 | 1.1488 | 3.9196 | 0 | 381335 | 381.335 | 8778.14 | -308911 | 75.1109 | 76.2179 | 77.4769
[20 empty] | 2020-04-07 09:00 | 2314 | 4 | 7 | 10 | 56633.755 | 56.6338 | 128.117 | 374030 | 0.86679 | 2.9575 | 0 | 316454 | 316.454 | 6623.53 | -250882 | 129.349 | 386574 | 0.969 | 3.3062 | 0 | 328998 | 328.998 | 7404.51 | -260563 | 130.793 | 402469 | 1.084 | 3.6987 | 0 | 344893 | 344.893 | 8283.49 | -272995 | 71.4832 | 72.7152 | 74.1592
[20 empty] | 2020-04-07 10:00 | 2315 | 4 | 7 | 11 | 31686.073 | 31.6861 | 109.065 | 446772 | 0.86494 | 2.9512 | 0 | 320113 | 320.113 | 6609.35 | -254080 | 110.11 | 460160 | 0.96848 | 3.3044 | 0 | 333502 | 333.502 | 7400.53 | -264491 | 111.43 | 476750 | 1.0834 | 3.6967 | 0 | 350091 | 350.091 | 8278.98 | -277514 | 77.3789 | 78.4239 | 79.7439
[20 empty] | 2020-04-07 11:00 | 2316 | 4 | 7 | 12 | 61329.859 | 61.3299 | 132.638 | 417759 | 0.8651 | 2.9517 | 0 | 291100 | 291.1 | 6610.55 | -226051 | 133.62 | 433301 | 0.96865 | 3.305 | 0 | 306642 | 306.642 | 7401.83 | -238151 | 134.931 | 452157 | 1.0826 | 3.694 | 0 | 325498 | 325.498 | 8272.89 | -252952 | 71.3081 | 72.2901 | 73.6011
[20 empty] | 2020-04-07 12:00 | 2317 | 4 | 7 | 13 | 60201.151 | 60.2012 | 83.795 | 353787 | 0.84854 | 2.8952 | 0 | 260937 | 260.937 | 6484.05 | -206438 | 85.0261 | 364120 | 0.96909 | 3.3065 | 0 | 271270 | 271.27 | 7405.22 | -214398 | 86.4361 | 377160 | 1.08 | 3.6849 | 0 | 284310 | 284.31 | 8252.57 | -224565 | 23.5938 | 24.8249 | 26.2349
[20 empty] | 2020-04-07 13:00 | 2318 | 4 | 7 | 14 | 71346.129 | 71.3461 | 78.7428 | 310072 | 0.84669 | 2.8889 | 0 | 252570 | 252.57 | 6469.93 | -196207 | 80.1453 | 319662 | 0.967 | 3.2994 | 0 | 262159 | 262.159 | 7389.2 | -203367 | 81.5564 | 332127 | 1.0748 | 3.6671 | 0 | 274624 | 274.624 | 8212.64 | -212872 | 7.3967 | 8.7992 | 10.2103
[20 empty] | 2020-04-07 14:00 | 2319 | 4 | 7 | 15 | 58566.688 | 58.5667 | 65.0262 | 316250 | 0.84714 | 2.8904 | 0 | 258894 | 258.894 | 6473.34 | -201595 | 66.4439 | 321580 | 0.9675 | 3.3011 | 0 | 264224 | 264.224 | 7393.07 | -205119 | 67.9137 | 329282 | 1.0824 | 3.6933 | 0 | 271926 | 271.926 | 8271.46 | -210553 | 6.4595 | 7.8772 | 9.347
[20 empty] | 2020-04-07 15:00 | 2320 | 4 | 7 | 16 | 53904.701 | 53.9047 | 62.9774 | 257909 | 0.84059 | 2.8681 | 0 | 225625 | 225.625 | 6423.25 | -173143 | 64.234 | 258251 | 0.9381 | 3.2008 | 0 | 225967 | 225.967 | 7168.4 | -172296 | 65.6586 | 260545 | 1.0473 | 3.5734 | 0 | 228261 | 228.261 | 8002.91 | -172980 | 9.0727 | 10.3293 | 11.7539
[20 empty] | 2020-04-07 16:00 | 2321 | 4 | 7 | 17 | 6802.235 | 6.8022 | 14.694 | 32284.3 | 0 | 0 | 0 | 0 | 0 | 0 | 0 | 14.694 | 32284.3 | 0 | 0 | 0 | 0 | 0 | 0 | 0 | 14.694 | 32284.3 | 0 | 0 | 0 | 0 | 0 | 0 | 0 | 7.8918 | 7.8918 | 7.8918
[20 empty] | 2020-04-07 17:00 | 2322 | 4 | 7 | 18 | 11932.789 | 11.9328 | 13.7827 | 32504.3 | 0 | 0 | 0 | 0 | 0 | 0 | 0 | 13.7827 | 32504.3 | 0 | 0 | 0 | 0 | 0 | 0 | 0 | 13.7827 | 32504.3 | 0 | 0 | 0 | 0 | 0 | 0 | 0 | 1.8499 | 1.8499 | 1.8499
[20 empty] | 2020-04-07 18:00 | 2323 | 4 | 7 | 19 | 0 | 0 | 10.3847 | 32504.3 | 0 | 0 | 0 | 0 | 0 | 0 | 0 | 10.3847 | 32504.3 | 0 | 0 | 0 | 0 | 0 | 0 | 0 | 10.3847 | 32504.3 | 0 | 0 | 0 | 0 | 0 | 0 | 0 | 10.3847 | 10.3847 | 10.3847
[20 empty] | 2020-04-07 19:00 | 2324 | 4 | 7 | 20 | 0 | 0 | 8.8655 | 10142.3 | 0 | 0 | 0 | 0 | 0 | 0 | 0 | 8.8655 | 10142.3 | 0 | 0 | 0 | 0 | 0 | 0 | 0 | 8.8655 | 10142.3 | 0 | 0 | 0 | 0 | 0 | 0 | 0 | 8.8655 | 8.8655 | 8.8655
[20 empty] | 2020-04-07 20:00 | 2325 | 4 | 7 | 21 | 0 | 0 | 7.3463 | 10289 | 0 | 0 | 0 | 0 | 0 | 0 | 0 | 7.3463 | 10289 | 0 | 0 | 0 | 0 | 0 | 0 | 0 | 7.3463 | 10289 | 0 | 0 | 0 | 0 | 0 | 0 | 0 | 7.3463 | 7.3463 | 7.3463
[20 empty] | 2020-04-07 21:00 | 2326 | 4 | 7 | 22 | 0 | 0 | 7.3463 | 10289 | 0 | 0 | 0 | 0 | 0 | 0 | 0 | 7.3463 | 10289 | 0 | 0 | 0 | 0 | 0 | 0 | 0 | 7.3463 | 10289 | 0 | 0 | 0 | 0 | 0 | 0 | 0 | 7.3463 | 7.3463 | 7.3463
[20 empty] | 2020-04-07 22:00 | 2327 | 4 | 7 | 23 | 0 | 0 | 7.3463 | 10069 | 0 | 0 | 0 | 0 | 0 | 0 | 0 | 7.3463 | 10069 | 0 | 0 | 0 | 0 | 0 | 0 | 0 | 7.3463 | 10069 | 0 | 0 | 0 | 0 | 0 | 0 | 0 | 7.3463 | 7.3463 | 7.3463
[20 empty] | 2020-04-07 23:00 | 2328 | 4 | 7 | 24 | 0 | 0 | 7.3463 | 10142.3 | 0 | 0 | 0 | 0 | 0 | 0 | 0 | 7.3463 | 10142.3 | 0 | 0 | 0 | 0 | 0 | 0 | 0 | 7.3463 | 10142.3 | 0 | 0 | 0 | 0 | 0 | 0 | 0 | 7.3463 | 7.3463 | 7.3463
[20 empty] | 2020-04-08 | 2329 | 4 | 8 | 1 | 0 | 0 | 7.3463 | 10142.3 | 0 | 0 | 0 | 0 | 0 | 0 | 0 | 7.3463 | 10142.3 | 0 | 0 | 0 | 0 | 0 | 0 | 0 | 7.3463 | 10142.3 | 0 | 0 | 0 | 0 | 0 | 0 | 0 | 7.3463 | 7.3463 | 7.3463
[20 empty] | 2020-04-08 01:00 | 2330 | 4 | 8 | 2 | 0 | 0 | 7.3463 | 10142.3 | 0 | 0 | 0 | 0 | 0 | 0 | 0 | 7.3463 | 10142.3 | 0 | 0 | 0 | 0 | 0 | 0 | 0 | 7.3463 | 10142.3 | 0 | 0 | 0 | 0 | 0 | 0 | 0 | 7.3463 | 7.3463 | 7.3463
[20 empty] | 2020-04-08 02:00 | 2331 | 4 | 8 | 3 | 0 | 0 | 7.3463 | 10215.6 | 0 | 0 | 0 | 0 | 0 | 0 | 0 | 7.3463 | 10215.6 | 0 | 0 | 0 | 0 | 0 | 0 | 0 | 7.3463 | 10215.6 | 0 | 0 | 0 | 0 | 0 | 0 | 0 | 7.3463 | 7.3463 | 7.3463
[20 empty] | 2020-04-08 03:00 | 2332 | 4 | 8 | 4 | 0 | 0 | 14.9522 | 224892 | 4.3216 | 14.7453 | 0 | 214896 | 214.896 | 33023.1 | -96939.4 | 15.6939 | 232480 | 4.7828 | 16.319 | 0 | 222484 | 222.484 | 36547.6 | -98518.8 | 16.5125 | 241637 | 5.2899 | 18.0492 | 0 | 231641 | 231.641 | 40422.4 | -100397 | 14.9522 | 15.6939 | 16.5125
[20 empty] | 2020-04-08 04:00 | 2333 | 4 | 8 | 5 | 0 | 0 | 10.0196 | 125492 | 0 | 0 | 0 | 115496 | 115.496 | 0 | -73521 | 10.0823 | 127726 | 0 | 0 | 0 | 117730 | 117.73 | 0 | -73529.8 | 10.1519 | 129726 | 0 | 0 | 0 | 119730 | 119.73 | 0 | -73657.3 | 10.0196 | 10.0823 | 10.1519
[20 empty] | 2020-04-08 05:00 | 2334 | 4 | 8 | 6 | 0 | 0 | 12.1902 | 139375 | 0 | 0 | 0 | 106798 | 106.798 | 0 | -70867.9 | 12.2529 | 140783 | 0 | 0 | 0 | 108205 | 108.205 | 0 | -71105.8 | 12.3225 | 142481 | 0 | 0 | 0 | 109904 | 109.904 | 0 | -71480.4 | 12.1902 | 12.2529 | 12.3225
[20 empty] | 2020-04-08 06:00 | 2335 | 4 | 8 | 7 | 439.388 | 0.43939 | 97.7116 | 402898 | 0.75423 | 2.5734 | 0 | 320611 | 320.611 | 5763.4 | -260702 | 99.0545 | 421292 | 0.85641 | 2.9221 | 0 | 339005 | 339.005 | 6544.18 | -276685 | 100.499 | 443511 | 0.96323 | 3.2865 | 0 | 361224 | 361.224 | 7360.39 | -295941 | 97.2722 | 98.6151 | 100.0596
[20 empty] | 2020-04-08 07:00 | 2336 | 4 | 8 | 8 | 22879.133 | 22.8791 | 130.167 | 413013 | 0.90785 | 3.0976 | 0 | 330726 | 330.726 | 6937.21 | -262683 | 131.096 | 433646 | 1.0121 | 3.4532 | 0 | 351359 | 351.359 | 7733.7 | -279251 | 132.461 | 457996 | 1.1664 | 3.9798 | 0 | 375709 | 375.709 | 8912.93 | -298879 | 107.2879 | 108.2169 | 109.5819
[20 empty] | 2020-04-08 08:00 | 2337 | 4 | 8 | 9 | 30535.949 | 30.5359 | 127.47 | 381667 | 0.86338 | 2.9458 | 0 | 323797 | 323.797 | 6597.41 | -250814 | 128.402 | 408086 | 0.96574 | 3.2951 | 0 | 350217 | 350.217 | 7379.63 | -272066 | 129.587 | 438770 | 1.0805 | 3.6866 | 0 | 380900 | 380.9 | 8256.39 | -296813 | 96.9341 | 97.8661 | 99.0511
[20 empty] | 2020-04-08 09:00 | 2338 | 4 | 8 | 10 | 66998.85 | 66.9989 | 129.602 | 389400 | 0.8643 | 2.949 | 0 | 331310 | 331.31 | 6604.46 | -259003 | 130.24 | 420186 | 0.96394 | 3.289 | 0 | 362096 | 362.096 | 7365.85 | -284063 | 131.335 | 455216 | 1.0788 | 3.6807 | 0 | 397126 | 397.126 | 8243.23 | -312627 | 62.6031 | 63.2412 | 64.3362
[20 empty] | 2020-04-08 10:00 | 2339 | 4 | 8 | 11 | 32267.034 | 32.267 | 110.014 | 464878 | 0.86493 | 2.9511 | 0 | 338219 | 338.219 | 6609.28 | -269466 | 110.725 | 496062 | 0.96748 | 3.301 | 0 | 369403 | 369.403 | 7392.9 | -295101 | 111.802 | 531426 | 1.0795 | 3.6834 | 0 | 404767 | 404.767 | 8249.21 | -324207 | 77.747 | 78.458 | 79.535
[20 empty] | 2020-04-08 11:00 | 2340 | 4 | 8 | 12 | 64543.363 | 64.5434 | 132.352 | 448612 | 0.86087 | 2.9373 | 0 | 321953 | 321.953 | 6578.29 | -249209 | 133.463 | 482367 | 0.96323 | 3.2865 | 0 | 355708 | 355.708 | 7360.44 | -276713 | 134.89 | 520889 | 1.078 | 3.678 | 0 | 394230 | 394.23 | 8237.18 | -308133 | 67.8086 | 68.9196 | 70.3466
[20 empty] | 2020-04-08 12:00 | 2341 | 4 | 8 | 13 | 78471.945 | 78.4719 | 84.226 | 427328 | 0.86165 | 2.94 | 0 | 332410 | 332.41 | 6584.23 | -264475 | 85.1892 | 461327 | 0.9641 | 3.2895 | 0 | 366408 | 366.408 | 7367.09 | -292525 | 86.5102 | 500082 | 1.0747 | 3.6668 | 0 | 405163 | 405.163 | 8212.17 | -324532 | 5.7541 | 6.7173 | 8.0383
[20 empty] | 2020-04-08 13:00 | 2342 | 4 | 8 | 14 | 57023.321 | 57.0233 | 79.4333 | 419855 | 0.86491 | 2.9511 | 0 | 361472 | 361.472 | 6609.16 | -289510 | 80.3944 | 454090 | 0.96746 | 3.301 | 0 | 395707 | 395.707 | 7392.77 | -317772 | 82.0184 | 493506 | 1.1201 | 3.8218 | 0 | 435123 | 435.123 | 8559.22 | -350311 | 22.41 | 23.3711 | 24.9951
[20 empty] | 2020-04-08 14:00 | 2343 | 4 | 8 | 15 | 45400.455 | 45.4005 | 66.729 | 465051 | 1.0327 | 3.5234 | 0 | 406667 | 406.667 | 7890.87 | -328169 | 68.0834 | 499764 | 1.1705 | 3.9936 | 0 | 441380 | 441.38 | 8943.92 | -357336 | 69.5209 | 538745 | 1.2879 | 4.3945 | 0 | 480362 | 480.362 | 9841.63 | -390186 | 21.3285 | 22.6829 | 24.1204
[20 empty] | 2020-04-08 15:00 | 2344 | 4 | 8 | 16 | 9264.213 | 9.2642 | 64.8544 | 451870 | 1.0633 | 3.6279 | 0 | 418338 | 418.338 | 8124.92 | -338312 | 66.1025 | 485673 | 1.1696 | 3.9907 | 0 | 452142 | 452.142 | 8937.37 | -366691 | 67.6947 | 523879 | 1.3069 | 4.4591 | 0 | 490348 | 490.348 | 9986.37 | -398840 | 55.5902 | 56.8383 | 58.4305
[20 empty] | 2020-04-08 16:00 | 2345 | 4 | 8 | 17 | 1660.942 | 1.6609 | 14.694 | 33531.1 | 0 | 0 | 0 | 0 | 0 | 0 | 0 | 14.694 | 33531.1 | 0 | 0 | 0 | 0 | 0 | 0 | 0 | 14.694 | 33531.1 | 0 | 0 | 0 | 0 | 0 | 0 | 0 | 13.0331 | 13.0331 | 13.0331
[20 empty] | 2020-04-08 17:00 | 2346 | 4 | 8 | 18 | 9250.331 | 9.2503 | 13.7827 | 33384.4 | 0 | 0 | 0 | 0 | 0 | 0 | 0 | 13.7827 | 33384.4 | 0 | 0 | 0 | 0 | 0 | 0 | 0 | 13.7827 | 33384.4 | 0 | 0 | 0 | 0 | 0 | 0 | 0 | 4.5324 | 4.5324 | 4.5324
[20 empty] | 2020-04-08 18:00 | 2347 | 4 | 8 | 19 | 0 | 0 | 10.3847 | 33384.4 | 0 | 0 | 0 | 0 | 0 | 0 | 0 | 10.3847 | 33384.4 | 0 | 0 | 0 | 0 | 0 | 0 | 0 | 10.3847 | 33384.4 | 0 | 0 | 0 | 0 | 0 | 0 | 0 | 10.3847 | 10.3847 | 10.3847
[20 empty] | 2020-04-08 19:00 | 2348 | 4 | 8 | 20 | 0 | 0 | 8.8655 | 11022.3 | 0 | 0 | 0 | 0 | 0 | 0 | 0 | 8.8655 | 11022.3 | 0 | 0 | 0 | 0 | 0 | 0 | 0 | 8.8655 | 11022.3 | 0 | 0 | 0 | 0 | 0 | 0 | 0 | 8.8655 | 8.8655 | 8.8655
[20 empty] | 2020-04-08 20:00 | 2349 | 4 | 8 | 21 | 0 | 0 | 7.3463 | 11022.3 | 0 | 0 | 0 | 0 | 0 | 0 | 0 | 7.3463 | 11022.3 | 0 | 0 | 0 | 0 | 0 | 0 | 0 | 7.3463 | 11022.3 | 0 | 0 | 0 | 0 | 0 | 0 | 0 | 7.3463 | 7.3463 | 7.3463
[20 empty] | 2020-04-08 21:00 | 2350 | 4 | 8 | 22 | 0 | 0 | 7.3463 | 11022.3 | 0 | 0 | 0 | 0 | 0 | 0 | 0 | 7.3463 | 11022.3 | 0 | 0 | 0 | 0 | 0 | 0 | 0 | 7.3463 | 11022.3 | 0 | 0 | 0 | 0 | 0 | 0 | 0 | 7.3463 | 7.3463 | 7.3463
[20 empty] | 2020-04-08 22:00 | 2351 | 4 | 8 | 23 | 0 | 0 | 7.3463 | 11022.3 | 0 | 0 | 0 | 0 | 0 | 0 | 0 | 7.3463 | 11022.3 | 0 | 0 | 0 | 0 | 0 | 0 | 0 | 7.3463 | 11022.3 | 0 | 0 | 0 | 0 | 0 | 0 | 0 | 7.3463 | 7.3463 | 7.3463
[20 empty] | 2020-04-08 23:00 | 2352 | 4 | 8 | 24 | 0 | 0 | 7.3463 | 11095.6 | 0 | 0 | 0 | 0 | 0 | 0 | 0 | 7.3463 | 11095.6 | 0 | 0 | 0 | 0 | 0 | 0 | 0 | 7.3463 | 11095.6 | 0 | 0 | 0 | 0 | 0 | 0 | 0 | 7.3463 | 7.3463 | 7.3463
[20 empty] | 2020-04-09 | 2353 | 4 | 9 | 1 | 0 | 0 | 7.3463 | 11095.6 | 0 | 0 | 0 | 0 | 0 | 0 | 0 | 7.3463 | 11095.6 | 0 | 0 | 0 | 0 | 0 | 0 | 0 | 7.3463 | 11095.6 | 0 | 0 | 0 | 0 | 0 | 0 | 0 | 7.3463 | 7.3463 | 7.3463
[20 empty] | 2020-04-09 01:00 | 2354 | 4 | 9 | 2 | 0 | 0 | 7.3463 | 11095.6 | 0 | 0 | 0 | 0 | 0 | 0 | 0 | 7.3463 | 11095.6 | 0 | 0 | 0 | 0 | 0 | 0 | 0 | 7.3463 | 11095.6 | 0 | 0 | 0 | 0 | 0 | 0 | 0 | 7.3463 | 7.3463 | 7.3463
[20 empty] | 2020-04-09 02:00 | 2355 | 4 | 9 | 3 | 0 | 0 | 7.3463 | 11168.9 | 0 | 0 | 0 | 0 | 0 | 0 | 0 | 7.3463 | 11168.9 | 0 | 0 | 0 | 0 | 0 | 0 | 0 | 7.3463 | 11168.9 | 0 | 0 | 0 | 0 | 0 | 0 | 0 | 7.3463 | 7.3463 | 7.3463
[20 empty] | 2020-04-09 03:00 | 2356 | 4 | 9 | 4 | 0 | 0 | 23.2677 | 394953 | 9.7061 | 33.1174 | 0 | 383710 | 383.71 | 74168.6 | -239128 | 44.3049 | 676164 | 23.7286 | 80.962 | 0 | 664922 | 664.922 | 181320 | -492073 | 47.9112 | 724773 | 25.941 | 88.5107 | 0 | 713531 | 713.531 | 198226 | -530607 | 23.2677 | 44.3049 | 47.9112
[20 empty] | 2020-04-09 04:00 | 2357 | 4 | 9 | 5 | 0 | 0 | 36.5722 | 530301 | 17.8789 | 61.0028 | 0 | 519059 | 519.059 | 136620 | -430566 | 19.9676 | 494595 | 6.5405 | 22.3161 | 0 | 483353 | 483.353 | 49978.4 | -394827 | 20.9796 | 527167 | 7.1603 | 24.4311 | 0 | 515925 | 515.925 | 54715.1 | -421839 | 36.5722 | 19.9676 | 20.9796
[20 empty] | 2020-04-09 05:00 | 2358 | 4 | 9 | 6 | 0 | 0 | 21.2587 | 493622 | 6.0053 | 20.4903 | 0 | 459945 | 459.945 | 45889.3 | -374450 | 22.1202 | 502632 | 6.5419 | 22.3208 | 0 | 468955 | 468.955 | 49989 | -380203 | 23.1305 | 534146 | 7.1609 | 24.4331 | 0 | 500468 | 500.468 | 54719.6 | -406231 | 21.2587 | 22.1202 | 23.1305
[20 empty] | 2020-04-09 06:00 | 2359 | 4 | 9 | 7 | 26199.786 | 26.1998 | 94.4616 | 587417 | 0.76967 | 2.6261 | 0 | 504029 | 504.029 | 5881.32 | -415582 | 95.1092 | 620058 | 0.85534 | 2.9184 | 0 | 536670 | 536.67 | 6536.01 | -443232 | 96.1016 | 670551 | 0.96868 | 3.3051 | 0 | 587164 | 587.164 | 7402.04 | -486912 | 68.2618 | 68.9094 | 69.9018
[20 empty] | 2020-04-09 07:00 | 2360 | 4 | 9 | 8 | 17843.158 | 17.8432 | 121.68 | 656517 | 0.94022 | 3.208 | 0 | 573129 | 573.129 | 7184.6 | -480144 | 122.696 | 691823 | 1.0473 | 3.5732 | 0 | 608435 | 608.435 | 8002.47 | -510275 | 123.951 | 742566 | 1.1663 | 3.9796 | 0 | 659178 | 659.178 | 8912.51 | -554713 | 103.8368 | 104.8528 | 106.1078
[20 empty] | 2020-04-09 08:00 | 2361 | 4 | 9 | 9 | 23937.623 | 23.9376 | 128.985 | 486647 | 1.1076 | 3.779 | 0 | 428557 | 428.557 | 8463.34 | -356191 | 130.068 | 510193 | 1.2146 | 4.1442 | 0 | 452103 | 452.103 | 9281.2 | -375800 | 131.343 | 546844 | 1.3337 | 4.5506 | 0 | 488754 | 488.754 | 10191.2 | -407169 | 105.0474 | 106.1304 | 107.4054
[20 empty] | 2020-04-09 09:00 | 2362 | 4 | 9 | 10 | 38777.153 | 38.7772 | 129.259 | 430671 | 0.91571 | 3.1244 | 0 | 372801 | 372.801 | 6997.32 | -303259 | 130.277 | 446822 | 1.0225 | 3.4888 | 0 | 388952 | 388.952 | 7813.42 | -316267 | 131.74 | 474501 | 1.1663 | 3.9796 | 0 | 416631 | 416.631 | 8912.48 | -339009 | 90.4818 | 91.4998 | 92.9628
[20 empty] | 2020-04-09 10:00 | 2363 | 4 | 9 | 11 | 93481.291 | 93.4813 | 108.773 | 497897 | 0.8649 | 2.951 | 0 | 371238 | 371.238 | 6609.04 | -297712 | 110.195 | 512276 | 1.0027 | 3.421 | 0 | 385617 | 385.617 | 7661.67 | -308945 | 111.765 | 536686 | 1.14 | 3.8896 | 0 | 410027 | 410.027 | 8711.07 | -328621 | 15.2917 | 16.7137 | 18.2837
[20 empty] | 2020-04-09 11:00 | 2364 | 4 | 9 | 12 | 24967.703 | 24.9677 | 132.004 | 394470 | 0.84694 | 2.8897 | 0 | 267812 | 267.812 | 6471.78 | -214982 | 133.074 | 400136 | 0.92896 | 3.1696 | 0 | 273477 | 273.477 | 7098.53 | -219074 | 134.481 | 413570 | 1.037 | 3.5381 | 0 | 286911 | 286.911 | 7923.84 | -229700 | 107.0363 | 108.1063 | 109.5133
[20 empty] | 2020-04-09 12:00 | 2365 | 4 | 9 | 13 | 97884.143 | 97.8841 | 83.3981 | 340829 | 0.82751 | 2.8235 | 0 | 247848 | 247.848 | 6323.32 | -192174 | 84.5704 | 340408 | 0.91822 | 3.133 | 0 | 247426 | 247.426 | 7016.47 | -190794 | 85.6719 | 347256 | 0.98281 | 3.3533 | 0 | 254275 | 254.275 | 7510.02 | -195511 | -14.486 | -13.3137 | -12.2122
[20 empty] | 2020-04-09 13:00 | 2366 | 4 | 9 | 14 | 61147.028 | 61.147 | 78.5097 | 295884 | 0.81969 | 2.7968 | 0 | 238455 | 238.455 | 6263.57 | -184165 | 79.5582 | 292115 | 0.89213 | 3.0439 | 0 | 234686 | 234.686 | 6817.11 | -179906 | 80.7336 | 294737 | 0.96524 | 3.2934 | 0 | 237307 | 237.307 | 7375.76 | -180948 | 17.3627 | 18.4112 | 19.5866
[20 empty] | 2020-04-09 14:00 | 2367 | 4 | 9 | 15 | 50322.045 | 50.322 | 64.7247 | 283079 | 0.81004 | 2.7639 | 0 | 225943 | 225.943 | 6189.86 | -173446 | 65.7629 | 273786 | 0.88005 | 3.0027 | 0 | 216650 | 216.65 | 6724.82 | -164375 | 66.9275 | 269982 | 0.95109 | 3.2451 | 0 | 212846 | 212.846 | 7267.68 | -159881 | 14.4027 | 15.4409 | 16.6055
[20 empty] | 2020-04-09 15:00 | 2368 | 4 | 9 | 16 | 28674.432 | 28.6744 | 62.8316 | 291777 | 0.81743 | 2.7891 | 0 | 259052 | 259.052 | 6246.32 | -201680 | 64.0156 | 286435 | 0.90552 | 3.0896 | 0 | 253711 | 253.711 | 6919.44 | -196114 | 65.0519 | 287119 | 0.95803 | 3.2688 | 0 | 254394 | 254.394 | 7320.66 | -195638 | 34.1572 | 35.3412 | 36.3775
[20 empty] | 2020-04-09 16:00 | 2369 | 4 | 9 | 17 | 12264.446 | 12.2644 | 14.694 | 32724.3 | 0 | 0 | 0 | 0 | 0 | 0 | 0 | 14.694 | 32724.3 | 0 | 0 | 0 | 0 | 0 | 0 | 0 | 14.694 | 32724.3 | 0 | 0 | 0 | 0 | 0 | 0 | 0 | 2.4296 | 2.4296 | 2.4296
[20 empty] | 2020-04-09 17:00 | 2370 | 4 | 9 | 18 | 29767.702 | 29.7677 | 13.7827 | 32871 | 0 | 0 | 0 | 0 | 0 | 0 | 0 | 13.7827 | 32871 | 0 | 0 | 0 | 0 | 0 | 0 | 0 | 13.7827 | 32871 | 0 | 0 | 0 | 0 | 0 | 0 | 0 | -15.985 | -15.985 | -15.985
[20 empty] | 2020-04-09 18:00 | 2371 | 4 | 9 | 19 | 0 | 0 | 10.3847 | 33237.7 | 0 | 0 | 0 | 0 | 0 | 0 | 0 | 10.3847 | 33237.7 | 0 | 0 | 0 | 0 | 0 | 0 | 0 | 10.3847 | 33237.7 | 0 | 0 | 0 | 0 | 0 | 0 | 0 | 10.3847 | 10.3847 | 10.3847
[20 empty] | 2020-04-09 19:00 | 2372 | 4 | 9 | 20 | 0 | 0 | 8.8655 | 10875.6 | 0 | 0 | 0 | 0 | 0 | 0 | 0 | 8.8655 | 10875.6 | 0 | 0 | 0 | 0 | 0 | 0 | 0 | 8.8655 | 10875.6 | 0 | 0 | 0 | 0 | 0 | 0 | 0 | 8.8655 | 8.8655 | 8.8655
[20 empty] | 2020-04-09 20:00 | 2373 | 4 | 9 | 21 | 0 | 0 | 7.3463 | 10802.3 | 0 | 0 | 0 | 0 | 0 | 0 | 0 | 7.3463 | 10802.3 | 0 | 0 | 0 | 0 | 0 | 0 | 0 | 7.3463 | 10802.3 | 0 | 0 | 0 | 0 | 0 | 0 | 0 | 7.3463 | 7.3463 | 7.3463
[20 empty] | 2020-04-09 21:00 | 2374 | 4 | 9 | 22 | 0 | 0 | 7.3463 | 10655.6 | 0 | 0 | 0 | 0 | 0 | 0 | 0 | 7.3463 | 10655.6 | 0 | 0 | 0 | 0 | 0 | 0 | 0 | 7.3463 | 10655.6 | 0 | 0 | 0 | 0 | 0 | 0 | 0 | 7.3463 | 7.3463 | 7.3463
[20 empty] | 2020-04-09 22:00 | 2375 | 4 | 9 | 23 | 0 | 0 | 7.3463 | 10655.6 | 0 | 0 | 0 | 0 | 0 | 0 | 0 | 7.3463 | 10655.6 | 0 | 0 | 0 | 0 | 0 | 0 | 0 | 7.3463 | 10655.6 | 0 | 0 | 0 | 0 | 0 | 0 | 0 | 7.3463 | 7.3463 | 7.3463
[20 empty] | 2020-04-09 23:00 | 2376 | 4 | 9 | 24 | 0 | 0 | 7.7516 | 10582.3 | 0 | 0 | 0 | 0 | 0 | 0 | 0 | 7.7516 | 10582.3 | 0 | 0 | 0 | 0 | 0 | 0 | 0 | 7.7516 | 10582.3 | 0 | 0 | 0 | 0 | 0 | 0 | 0 | 7.7516 | 7.7516 | 7.7516
[20 empty] | 2020-04-10 | 2377 | 4 | 10 | 1 | 0 | 0 | 7.7516 | 10655.6 | 0 | 0 | 0 | 0 | 0 | 0 | 0 | 7.7516 | 10655.6 | 0 | 0 | 0 | 0 | 0 | 0 | 0 | 7.7516 | 10655.6 | 0 | 0 | 0 | 0 | 0 | 0 | 0 | 7.7516 | 7.7516 | 7.7516
[20 empty] | 2020-04-10 01:00 | 2378 | 4 | 10 | 2 | 0 | 0 | 7.7516 | 10655.6 | 0 | 0 | 0 | 0 | 0 | 0 | 0 | 7.7516 | 10655.6 | 0 | 0 | 0 | 0 | 0 | 0 | 0 | 7.7516 | 10655.6 | 0 | 0 | 0 | 0 | 0 | 0 | 0 | 7.7516 | 7.7516 | 7.7516
[20 empty] | 2020-04-10 02:00 | 2379 | 4 | 10 | 3 | 0 | 0 | 7.7516 | 10802.3 | 0 | 0 | 0 | 0 | 0 | 0 | 0 | 7.7516 | 10802.3 | 0 | 0 | 0 | 0 | 0 | 0 | 0 | 7.7516 | 10802.3 | 0 | 0 | 0 | 0 | 0 | 0 | 0 | 7.7516 | 7.7516 | 7.7516
[20 empty] | 2020-04-10 03:00 | 2380 | 4 | 10 | 4 | 0 | 0 | 7.7516 | 10948.9 | 0 | 0 | 0 | 0 | 0 | 0 | 0 | 7.7516 | 10948.9 | 0 | 0 | 0 | 0 | 0 | 0 | 0 | 7.7516 | 10948.9 | 0 | 0 | 0 | 0 | 0 | 0 | 0 | 7.7516 | 7.7516 | 7.7516
[20 empty] | 2020-04-10 04:00 | 2381 | 4 | 10 | 5 | 0 | 0 | 7.7516 | 10948.9 | 0 | 0 | 0 | 0 | 0 | 0 | 0 | 7.7516 | 10948.9 | 0 | 0 | 0 | 0 | 0 | 0 | 0 | 7.7516 | 10948.9 | 0 | 0 | 0 | 0 | 0 | 0 | 0 | 7.7516 | 7.7516 | 7.7516
[20 empty] | 2020-04-10 05:00 | 2382 | 4 | 10 | 6 | 0 | 0 | 7.7516 | 10948.9 | 0 | 0 | 0 | 0 | 0 | 0 | 0 | 7.7516 | 10948.9 | 0 | 0 | 0 | 0 | 0 | 0 | 0 | 7.7516 | 10948.9 | 0 | 0 | 0 | 0 | 0 | 0 | 0 | 7.7516 | 7.7516 | 7.7516
[20 empty] | 2020-04-10 06:00 | 2383 | 4 | 10 | 7 | 3443.482 | 3.4435 | 7.4755 | 10802.3 | 0 | 0 | 0 | 0 | 0 | 0 | 0 | 7.4679 | 10802.3 | 0 | 0 | 0 | 0 | 0 | 0 | 0 | 7.4679 | 10802.3 | 0 | 0 | 0 | 0 | 0 | 0 | 0 | 4.032 | 4.0244 | 4.0244
[20 empty] | 2020-04-10 07:00 | 2384 | 4 | 10 | 8 | 9976.835 | 9.9768 | 7.4679 | 10802.3 | 0 | 0 | 0 | 0 | 0 | 0 | 0 | 7.4679 | 10802.3 | 0 | 0 | 0 | 0 | 0 | 0 | 0 | 7.4679 | 10802.3 | 0 | 0 | 0 | 0 | 0 | 0 | 0 | -2.509 | -2.509 | -2.509
[20 empty] | 2020-04-10 08:00 | 2385 | 4 | 10 | 9 | 13218.958 | 13.219 | 7.4679 | 10289 | 0 | 0 | 0 | 0 | 0 | 0 | 0 | 7.4679 | 10289 | 0 | 0 | 0 | 0 | 0 | 0 | 0 | 7.4679 | 10289 | 0 | 0 | 0 | 0 | 0 | 0 | 0 | -5.7511 | -5.7511 | -5.7511
[20 empty] | 2020-04-10 09:00 | 2386 | 4 | 10 | 10 | 38050.184 | 38.0502 | 7.4679 | 10215.6 | 0 | 0 | 0 | 0 | 0 | 0 | 0 | 7.4679 | 10215.6 | 0 | 0 | 0 | 0 | 0 | 0 | 0 | 7.4679 | 10215.6 | 0 | 0 | 0 | 0 | 0 | 0 | 0 | -30.5823 | -30.5823 | -30.5823
[20 empty] | 2020-04-10 10:00 | 2387 | 4 | 10 | 11 | 64636.541 | 64.6365 | 7.4679 | 10215.6 | 0 | 0 | 0 | 0 | 0 | 0 | 0 | 7.4679 | 10215.6 | 0 | 0 | 0 | 0 | 0 | 0 | 0 | 7.4679 | 10215.6 | 0 | 0 | 0 | 0 | 0 | 0 | 0 | -57.1687 | -57.1687 | -57.1687
[20 empty] | 2020-04-10 11:00 | 2388 | 4 | 10 | 12 | 71616.167 | 71.6162 | 7.4679 | 10069 | 0 | 0 | 0 | 0 | 0 | 0 | 0 | 7.4679 | 10069 | 0 | 0 | 0 | 0 | 0 | 0 | 0 | 7.4679 | 10069 | 0 | 0 | 0 | 0 | 0 | 0 | 0 | -64.1483 | -64.1483 | -64.1483
[20 empty] | 2020-04-10 12:00 | 2389 | 4 | 10 | 13 | 5562.536 | 5.5625 | 7.4679 | 10069 | 0 | 0 | 0 | 0 | 0 | 0 | 0 | 7.4679 | 10069 | 0 | 0 | 0 | 0 | 0 | 0 | 0 | 7.4679 | 10069 | 0 | 0 | 0 | 0 | 0 | 0 | 0 | 1.9053 | 1.9053 | 1.9053
[20 empty] | 2020-04-10 13:00 | 2390 | 4 | 10 | 14 | 112642.454 | 112.6425 | 7.4679 | 10069 | 0 | 0 | 0 | 0 | 0 | 0 | 0 | 7.4679 | 10069 | 0 | 0 | 0 | 0 | 0 | 0 | 0 | 7.4679 | 10069 | 0 | 0 | 0 | 0 | 0 | 0 | 0 | -105.1746 | -105.1746 | -105.1746
[20 empty] | 2020-04-10 14:00 | 2391 | 4 | 10 | 15 | 104803.891 | 104.8039 | 7.4679 | 10142.3 | 0 | 0 | 0 | 0 | 0 | 0 | 0 | 7.4679 | 10142.3 | 0 | 0 | 0 | 0 | 0 | 0 | 0 | 7.4679 | 10142.3 | 0 | 0 | 0 | 0 | 0 | 0 | 0 | -97.336 | -97.336 | -97.336
[20 empty] | 2020-04-10 15:00 | 2392 | 4 | 10 | 16 | 48563.97 | 48.564 | 7.4679 | 10289 | 0 | 0 | 0 | 0 | 0 | 0 | 0 | 7.4679 | 10289 | 0 | 0 | 0 | 0 | 0 | 0 | 0 | 7.4679 | 10289 | 0 | 0 | 0 | 0 | 0 | 0 | 0 | -41.0961 | -41.0961 | -41.0961
[20 empty] | 2020-04-10 16:00 | 2393 | 4 | 10 | 17 | 81683.965 | 81.684 | 7.4679 | 10289 | 0 | 0 | 0 | 0 | 0 | 0 | 0 | 7.4679 | 10289 | 0 | 0 | 0 | 0 | 0 | 0 | 0 | 7.4679 | 10289 | 0 | 0 | 0 | 0 | 0 | 0 | 0 | -74.2161 | -74.2161 | -74.2161
[20 empty] | 2020-04-10 17:00 | 2394 | 4 | 10 | 18 | 13519.127 | 13.5191 | 7.4679 | 10509 | 0 | 0 | 0 | 0 | 0 | 0 | 0 | 7.4679 | 10509 | 0 | 0 | 0 | 0 | 0 | 0 | 0 | 7.4679 | 10509 | 0 | 0 | 0 | 0 | 0 | 0 | 0 | -6.0512 | -6.0512 | -6.0512
[20 empty] | 2020-04-10 18:00 | 2395 | 4 | 10 | 19 | 0 | 0 | 7.7516 | 10655.6 | 0 | 0 | 0 | 0 | 0 | 0 | 0 | 7.7516 | 10655.6 | 0 | 0 | 0 | 0 | 0 | 0 | 0 | 7.7516 | 10655.6 | 0 | 0 | 0 | 0 | 0 | 0 | 0 | 7.7516 | 7.7516 | 7.7516
[20 empty] | 2020-04-10 19:00 | 2396 | 4 | 10 | 20 | 0 | 0 | 7.7516 | 10655.6 | 0 | 0 | 0 | 0 | 0 | 0 | 0 | 7.7516 | 10655.6 | 0 | 0 | 0 | 0 | 0 | 0 | 0 | 7.7516 | 10655.6 | 0 | 0 | 0 | 0 | 0 | 0 | 0 | 7.7516 | 7.7516 | 7.7516
[20 empty] | 2020-04-10 20:00 | 2397 | 4 | 10 | 21 | 0 | 0 | 7.7516 | 10728.9 | 0 | 0 | 0 | 0 | 0 | 0 | 0 | 7.7516 | 10728.9 | 0 | 0 | 0 | 0 | 0 | 0 | 0 | 7.7516 | 10728.9 | 0 | 0 | 0 | 0 | 0 | 0 | 0 | 7.7516 | 7.7516 | 7.7516
[20 empty] | 2020-04-10 21:00 | 2398 | 4 | 10 | 22 | 0 | 0 | 7.7516 | 10802.3 | 0 | 0 | 0 | 0 | 0 | 0 | 0 | 7.7516 | 10802.3 | 0 | 0 | 0 | 0 | 0 | 0 | 0 | 7.7516 | 10802.3 | 0 | 0 | 0 | 0 | 0 | 0 | 0 | 7.7516 | 7.7516 | 7.7516
[20 empty] | 2020-04-10 22:00 | 2399 | 4 | 10 | 23 | 0 | 0 | 7.7516 | 10802.3 | 0 | 0 | 0 | 0 | 0 | 0 | 0 | 7.7516 | 10802.3 | 0 | 0 | 0 | 0 | 0 | 0 | 0 | 7.7516 | 10802.3 | 0 | 0 | 0 | 0 | 0 | 0 | 0 | 7.7516 | 7.7516 | 7.7516
[20 empty] | 2020-04-10 23:00 | 2400 | 4 | 10 | 24 | 0 | 0 | 7.7516 | 10948.9 | 0 | 0 | 0 | 0 | 0 | 0 | 0 | 7.7516 | 10948.9 | 0 | 0 | 0 | 0 | 0 | 0 | 0 | 7.7516 | 10948.9 | 0 | 0 | 0 | 0 | 0 | 0 | 0 | 7.7516 | 7.7516 | 7.7516
[20 empty] | 2020-04-11 | 2401 | 4 | 11 | 1 | 0 | 0 | 7.7516 | 10948.9 | 0 | 0 | 0 | 0 | 0 | 0 | 0 | 7.7516 | 10948.9 | 0 | 0 | 0 | 0 | 0 | 0 | 0 | 7.7516 | 10948.9 | 0 | 0 | 0 | 0 | 0 | 0 | 0 | 7.7516 | 7.7516 | 7.7516
[20 empty] | 2020-04-11 01:00 | 2402 | 4 | 11 | 2 | 0 | 0 | 7.7516 | 10948.9 | 0 | 0 | 0 | 0 | 0 | 0 | 0 | 7.7516 | 10948.9 | 0 | 0 | 0 | 0 | 0 | 0 | 0 | 7.7516 | 10948.9 | 0 | 0 | 0 | 0 | 0 | 0 | 0 | 7.7516 | 7.7516 | 7.7516
[20 empty] | 2020-04-11 02:00 | 2403 | 4 | 11 | 3 | 0 | 0 | 8.9057 | 11022.3 | 0 | 0 | 0 | 0 | 0 | 0 | -106.924 | 8.9684 | 11022.3 | 0 | 0 | 0 | 0 | 0 | 0 | -106.925 | 9.038 | 11022.3 | 0 | 0 | 0 | 0 | 0 | 0 | -106.967 | 8.9057 | 8.9684 | 9.038
[20 empty] | 2020-04-11 03:00 | 2404 | 4 | 11 | 4 | 0 | 0 | 8.9057 | 11022.3 | 0 | 0 | 0 | 0 | 0 | 0 | -340.732 | 8.9684 | 11022.3 | 0 | 0 | 0 | 0 | 0 | 0 | -340.732 | 9.038 | 11022.3 | 0 | 0 | 0 | 0 | 0 | 0 | -340.768 | 8.9057 | 8.9684 | 9.038
[20 empty] | 2020-04-11 04:00 | 2405 | 4 | 11 | 5 | 0 | 0 | 8.9057 | 11022.3 | 0 | 0 | 0 | 0 | 0 | 0 | -534.435 | 8.9684 | 11022.3 | 0 | 0 | 0 | 0 | 0 | 0 | -534.435 | 9.038 | 11022.3 | 0 | 0 | 0 | 0 | 0 | 0 | -534.463 | 8.9057 | 8.9684 | 9.038
[20 empty] | 2020-04-11 05:00 | 2406 | 4 | 11 | 6 | 0 | 0 | 8.9057 | 10948.9 | 0 | 0 | 0 | 0 | 0 | 0 | -662.871 | 8.9684 | 10948.9 | 0 | 0 | 0 | 0 | 0 | 0 | -662.871 | 9.038 | 10948.9 | 0 | 0 | 0 | 0 | 0 | 0 | -662.895 | 8.9057 | 8.9684 | 9.038
[20 empty] | 2020-04-11 06:00 | 2407 | 4 | 11 | 7 | 40413.803 | 40.4138 | 8.629 | 10655.6 | 0 | 0 | 0 | 0 | 0 | 0 | -641.215 | 8.6846 | 10655.6 | 0 | 0 | 0 | 0 | 0 | 0 | -641.215 | 8.7542 | 10655.6 | 0 | 0 | 0 | 0 | 0 | 0 | -641.236 | -31.7848 | -31.7292 | -31.6596
[20 empty] | 2020-04-11 07:00 | 2408 | 4 | 11 | 8 | 118278.401 | 118.2784 | 8.622 | 10655.6 | 0 | 0 | 0 | 0 | 0 | 0 | -762.133 | 8.6846 | 10655.6 | 0 | 0 | 0 | 0 | 0 | 0 | -762.133 | 8.7542 | 10655.6 | 0 | 0 | 0 | 0 | 0 | 0 | -762.149 | -109.6564 | -109.5938 | -109.5242
[20 empty] | 2020-04-11 08:00 | 2409 | 4 | 11 | 9 | 193974.977 | 193.975 | 8.622 | 10142.3 | 0 | 0 | 0 | 0 | 0 | 0 | -587.703 | 8.6846 | 10142.3 | 0 | 0 | 0 | 0 | 0 | 0 | -587.703 | 8.7542 | 10142.3 | 0 | 0 | 0 | 0 | 0 | 0 | -587.719 | -185.353 | -185.2903 | -185.2207
[20 empty] | 2020-04-11 09:00 | 2410 | 4 | 11 | 10 | 253576.199 | 253.5762 | 8.622 | 9922.34 | 0 | 0 | 0 | 0 | 0 | 0 | -395.788 | 8.6846 | 9922.34 | 0 | 0 | 0 | 0 | 0 | 0 | -395.788 | 8.7542 | 9922.34 | 0 | 0 | 0 | 0 | 0 | 0 | -395.8 | -244.9542 | -244.8915 | -244.822
[20 empty] | 2020-04-11 10:00 | 2411 | 4 | 11 | 11 | 291028.848 | 291.0288 | 8.622 | 9922.34 | 0 | 0 | 0 | 0 | 0 | 0 | -333.871 | 8.6846 | 9922.34 | 0 | 0 | 0 | 0 | 0 | 0 | -333.871 | 8.7542 | 9922.34 | 0 | 0 | 0 | 0 | 0 | 0 | -333.879 | -282.4069 | -282.3442 | -282.2746
[20 empty] | 2020-04-11 11:00 | 2412 | 4 | 11 | 12 | 308347.298 | 308.3473 | 8.622 | 9849.01 | 0 | 0 | 0 | 0 | 0 | 0 | -166.122 | 8.6846 | 9849.01 | 0 | 0 | 0 | 0 | 0 | 0 | -166.122 | 8.7542 | 9849.01 | 0 | 0 | 0 | 0 | 0 | 0 | -166.126 | -299.7253 | -299.6626 | -299.5931
[20 empty] | 2020-04-11 12:00 | 2413 | 4 | 11 | 13 | 305275.405 | 305.2754 | 7.4679 | 9775.69 | 0 | 0 | 0 | 0 | 0 | 0 | 0 | 7.4679 | 9775.69 | 0 | 0 | 0 | 0 | 0 | 0 | 0 | 7.4679 | 9775.69 | 0 | 0 | 0 | 0 | 0 | 0 | 0 | -297.8075 | -297.8075 | -297.8075
[20 empty] | 2020-04-11 13:00 | 2414 | 4 | 11 | 14 | 281455.872 | 281.4559 | 7.4679 | 9775.69 | 0 | 0 | 0 | 0 | 0 | 0 | 0 | 7.4679 | 9775.69 | 0 | 0 | 0 | 0 | 0 | 0 | 0 | 7.4679 | 9775.69 | 0 | 0 | 0 | 0 | 0 | 0 | 0 | -273.988 | -273.988 | -273.988
[20 empty] | 2020-04-11 14:00 | 2415 | 4 | 11 | 15 | 241216.525 | 241.2165 | 7.4679 | 9922.34 | 0 | 0 | 0 | 0 | 0 | 0 | 0 | 7.4679 | 9922.34 | 0 | 0 | 0 | 0 | 0 | 0 | 0 | 7.4679 | 9922.34 | 0 | 0 | 0 | 0 | 0 | 0 | 0 | -233.7486 | -233.7486 | -233.7486
[20 empty] | 2020-04-11 15:00 | 2416 | 4 | 11 | 16 | 183702.051 | 183.7021 | 7.4679 | 9995.67 | 0 | 0 | 0 | 0 | 0 | 0 | 0 | 7.4679 | 9995.67 | 0 | 0 | 0 | 0 | 0 | 0 | 0 | 7.4679 | 9995.67 | 0 | 0 | 0 | 0 | 0 | 0 | 0 | -176.2342 | -176.2342 | -176.2342
[20 empty] | 2020-04-11 16:00 | 2417 | 4 | 11 | 17 | 109644.596 | 109.6446 | 7.4679 | 9995.67 | 0 | 0 | 0 | 0 | 0 | 0 | 0 | 7.4679 | 9995.67 | 0 | 0 | 0 | 0 | 0 | 0 | 0 | 7.4679 | 9995.67 | 0 | 0 | 0 | 0 | 0 | 0 | 0 | -102.1767 | -102.1767 | -102.1767
[20 empty] | 2020-04-11 17:00 | 2418 | 4 | 11 | 18 | 32998.489 | 32.9985 | 7.4679 | 10215.6 | 0 | 0 | 0 | 0 | 0 | 0 | 0 | 7.4679 | 10215.6 | 0 | 0 | 0 | 0 | 0 | 0 | 0 | 7.4679 | 10215.6 | 0 | 0 | 0 | 0 | 0 | 0 | 0 | -25.5306 | -25.5306 | -25.5306
[20 empty] | 2020-04-11 18:00 | 2419 | 4 | 11 | 19 | 0 | 0 | 7.7516 | 10362.3 | 0 | 0 | 0 | 0 | 0 | 0 | 0 | 7.7516 | 10362.3 | 0 | 0 | 0 | 0 | 0 | 0 | 0 | 7.7516 | 10362.3 | 0 | 0 | 0 | 0 | 0 | 0 | 0 | 7.7516 | 7.7516 | 7.7516
[20 empty] | 2020-04-11 19:00 | 2420 | 4 | 11 | 20 | 0 | 0 | 7.7516 | 10362.3 | 0 | 0 | 0 | 0 | 0 | 0 | 0 | 7.7516 | 10362.3 | 0 | 0 | 0 | 0 | 0 | 0 | 0 | 7.7516 | 10362.3 | 0 | 0 | 0 | 0 | 0 | 0 | 0 | 7.7516 | 7.7516 | 7.7516
[20 empty] | 2020-04-11 20:00 | 2421 | 4 | 11 | 21 | 0 | 0 | 7.7516 | 10362.3 | 0 | 0 | 0 | 0 | 0 | 0 | 0 | 7.7516 | 10362.3 | 0 | 0 | 0 | 0 | 0 | 0 | 0 | 7.7516 | 10362.3 | 0 | 0 | 0 | 0 | 0 | 0 | 0 | 7.7516 | 7.7516 | 7.7516
[20 empty] | 2020-04-11 21:00 | 2422 | 4 | 11 | 22 | 0 | 0 | 7.7516 | 10509 | 0 | 0 | 0 | 0 | 0 | 0 | 0 | 7.7516 | 10509 | 0 | 0 | 0 | 0 | 0 | 0 | 0 | 7.7516 | 10509 | 0 | 0 | 0 | 0 | 0 | 0 | 0 | 7.7516 | 7.7516 | 7.7516
[20 empty] | 2020-04-11 22:00 | 2423 | 4 | 11 | 23 | 0 | 0 | 7.7516 | 10509 | 0 | 0 | 0 | 0 | 0 | 0 | 0 | 7.7516 | 10509 | 0 | 0 | 0 | 0 | 0 | 0 | 0 | 7.7516 | 10509 | 0 | 0 | 0 | 0 | 0 | 0 | 0 | 7.7516 | 7.7516 | 7.7516
[20 empty] | 2020-04-11 23:00 | 2424 | 4 | 11 | 24 | 0 | 0 | 7.3463 | 10655.6 | 0 | 0 | 0 | 0 | 0 | 0 | 0 | 7.3463 | 10655.6 | 0 | 0 | 0 | 0 | 0 | 0 | 0 | 7.3463 | 10655.6 | 0 | 0 | 0 | 0 | 0 | 0 | 0 | 7.3463 | 7.3463 | 7.3463
[20 empty] | 2020-04-12 | 2425 | 4 | 12 | 1 | 0 | 0 | 8.5004 | 10728.9 | 0 | 0 | 0 | 0 | 0 | 0 | -160.606 | 8.5631 | 10728.9 | 0 | 0 | 0 | 0 | 0 | 0 | -160.612 | 8.6326 | 10728.9 | 0 | 0 | 0 | 0 | 0 | 0 | -160.609 | 8.5004 | 8.5631 | 8.6326
[20 empty] | 2020-04-12 01:00 | 2426 | 4 | 12 | 2 | 0 | 0 | 8.5004 | 10728.9 | 0 | 0 | 0 | 0 | 0 | 0 | -304.372 | 8.5631 | 10728.9 | 0 | 0 | 0 | 0 | 0 | 0 | -304.372 | 8.6326 | 10728.9 | 0 | 0 | 0 | 0 | 0 | 0 | -304.372 | 8.5004 | 8.5631 | 8.6326
[20 empty] | 2020-04-12 02:00 | 2427 | 4 | 12 | 3 | 0 | 0 | 8.5004 | 10728.9 | 0 | 0 | 0 | 0 | 0 | 0 | -440.856 | 8.5631 | 10728.9 | 0 | 0 | 0 | 0 | 0 | 0 | -440.856 | 8.6326 | 10728.9 | 0 | 0 | 0 | 0 | 0 | 0 | -440.856 | 8.5004 | 8.5631 | 8.6326
[20 empty] | 2020-04-12 03:00 | 2428 | 4 | 12 | 4 | 0 | 0 | 32.0662 | 569278 | 15.2112 | 51.9006 | 0 | 558476 | 558.476 | 116235 | -424908 | 34.8486 | 562910 | 17.1217 | 58.4192 | 0 | 552108 | 552.108 | 130834 | -414598 | 26.1856 | 423441 | 11.3334 | 38.6696 | 0 | 412639 | 412.639 | 86603.1 | -284918 | 32.0662 | 34.8486 | 26.1856
[20 empty] | 2020-04-12 04:00 | 2429 | 4 | 12 | 5 | 0 | 0 | 19.6569 | 448683 | 6.216 | 21.2091 | 0 | 437881 | 437.881 | 47499.1 | -356459 | 20.5596 | 435514 | 6.8228 | 23.2795 | 0 | 424711 | 424.711 | 52136 | -342672 | 33.2324 | 465484 | 15.3804 | 52.4779 | 0 | 454682 | 454.682 | 117528 | -367716 | 19.6569 | 20.5596 | 33.2324
[20 empty] | 2020-04-12 05:00 | 2430 | 4 | 12 | 6 | 0 | 0 | 30.8821 | 569283 | 12.3972 | 42.2992 | 0 | 536192 | 536.192 | 94732.2 | -448022 | 22.7661 | 432419 | 6.8796 | 23.4731 | 0 | 399328 | 399.328 | 52569.6 | -322474 | 23.8184 | 432822 | 7.5699 | 25.8285 | 0 | 399731 | 399.731 | 57844.7 | -321675 | 30.8821 | 22.7661 | 23.8184
[20 empty] | 2020-04-12 06:00 | 2431 | 4 | 12 | 7 | 44263.218 | 44.2632 | 94.0551 | 573974 | 0.81213 | 2.771 | 0 | 491467 | 491.467 | 6205.78 | -411019 | 94.7749 | 588042 | 0.89853 | 3.0658 | 0 | 505535 | 505.535 | 6866.02 | -422021 | 95.708 | 593820 | 1.0056 | 3.4312 | 0 | 511313 | 511.313 | 7684.36 | -425132 | 49.7919 | 50.5117 | 51.4448
[20 empty] | 2020-04-12 07:00 | 2432 | 4 | 12 | 8 | 125139.376 | 125.1394 | 122.088 | 613955 | 0.98478 | 3.3601 | 0 | 531448 | 531.448 | 7525.09 | -441723 | 123.118 | 615558 | 1.0924 | 3.7272 | 0 | 533051 | 533.051 | 8347.32 | -440505 | 124.305 | 616553 | 1.2104 | 4.1298 | 0 | 534045 | 534.045 | 9248.89 | -438673 | -3.0514 | -2.0214 | -0.83438
[20 empty] | 2020-04-12 08:00 | 2433 | 4 | 12 | 9 | 192847.525 | 192.8475 | 127.718 | 471585 | 0.96426 | 3.2901 | 0 | 414229 | 414.229 | 7368.29 | -336912 | 128.704 | 462525 | 1.0602 | 3.6174 | 0 | 405169 | 405.169 | 8101.4 | -327670 | 129.992 | 453847 | 1.1752 | 4.0096 | 0 | 396491 | 396.491 | 8979.88 | -319021 | -65.1295 | -64.1435 | -62.8555
[20 empty] | 2020-04-12 09:00 | 2434 | 4 | 12 | 10 | 240574.581 | 240.5746 | 128.942 | 407592 | 0.95773 | 3.2678 | 0 | 350382 | 350.382 | 7318.4 | -280147 | 129.494 | 394805 | 0.98205 | 3.3508 | 0 | 337596 | 337.596 | 7504.23 | -268111 | 130.668 | 382890 | 1.0699 | 3.6506 | 0 | 325680 | 325.68 | 8175.73 | -256759 | -111.6326 | -111.0806 | -109.9066
[20 empty] | 2020-04-12 10:00 | 2435 | 4 | 12 | 11 | 275762.52 | 275.7625 | 108.966 | 459273 | 0.91758 | 3.1308 | 0 | 332614 | 332.614 | 7011.58 | -264844 | 109.798 | 444934 | 0.9648 | 3.2919 | 0 | 318275 | 318.275 | 7372.4 | -251522 | 111.088 | 431086 | 1.0607 | 3.619 | 0 | 304428 | 304.428 | 8105.09 | -238502 | -166.7965 | -165.9645 | -164.6745
[20 empty] | 2020-04-12 11:00 | 2436 | 4 | 12 | 12 | 294605.968 | 294.606 | 131.862 | 364980 | 0.96215 | 3.2829 | 0 | 238321 | 238.321 | 7352.21 | -184150 | 132.663 | 348633 | 0.99894 | 3.4084 | 0 | 221974 | 221.974 | 7633.26 | -169238 | 133.314 | 336120 | 0.99859 | 3.4072 | 0 | 209461 | 209.461 | 7630.6 | -157327 | -162.744 | -161.943 | -161.292
[20 empty] | 2020-04-12 12:00 | 2437 | 4 | 12 | 13 | 294815.981 | 294.816 | 83.0418 | 312781 | 0.90995 | 3.1047 | 0 | 221419 | 221.419 | 6953.26 | -169643 | 83.4121 | 295247 | 0.88929 | 3.0343 | 0 | 203885 | 203.885 | 6795.41 | -153539 | 83.8775 | 280583 | 0.8609 | 2.9374 | 0 | 189222 | 189.222 | 6578.48 | -139860 | -211.7742 | -211.4039 | -210.9385
[20 empty] | 2020-04-12 13:00 | 2438 | 4 | 12 | 14 | 275200.342 | 275.2003 | 77.8771 | 263629 | 0.86691 | 2.9579 | 0 | 206640 | 206.64 | 6624.37 | -156962 | 78.6138 | 245558 | 0.89463 | 3.0525 | 0 | 188569 | 188.569 | 6836.27 | -140476 | 78.9582 | 229689 | 0.77996 | 2.6612 | 0 | 172700 | 172.7 | 5959.99 | -125608 | -197.3232 | -196.5865 | -196.2421
[20 empty] | 2020-04-12 14:00 | 2439 | 4 | 12 | 15 | 238556.359 | 238.5564 | 64.0747 | 295581 | 0.72654 | 2.479 | 0 | 238445 | 238.445 | 5551.77 | -183988 | 64.7045 | 275104 | 0.68044 | 2.3217 | 0 | 217968 | 217.968 | 5199.51 | -165393 | 65.1621 | 257058 | 0.63954 | 2.1821 | 0 | 199922 | 199.922 | 4886.99 | -148906 | -174.4817 | -173.8519 | -173.3943
[20 empty] | 2020-04-12 15:00 | 2440 | 4 | 12 | 16 | 184844.898 | 184.8449 | 63.0478 | 268945 | 0.85687 | 2.9236 | 0 | 236587 | 236.587 | 6547.67 | -182551 | 63.2058 | 249047 | 0.80008 | 2.7299 | 0 | 216689 | 216.689 | 6113.75 | -164490 | 63.8874 | 232081 | 0.74275 | 2.5343 | 0 | 199723 | 199.723 | 5675.63 | -148823 | -121.7971 | -121.6391 | -120.9575
[20 empty] | 2020-04-12 16:00 | 2441 | 4 | 12 | 17 | 111667.064 | 111.6671 | 14.694 | 32357.6 | 0 | 0 | 0 | 0 | 0 | 0 | 0 | 14.694 | 32357.6 | 0 | 0 | 0 | 0 | 0 | 0 | 0 | 14.694 | 32357.6 | 0 | 0 | 0 | 0 | 0 | 0 | 0 | -96.9731 | -96.9731 | -96.9731
[20 empty] | 2020-04-12 17:00 | 2442 | 4 | 12 | 18 | 33761.853 | 33.7619 | 13.7827 | 32577.6 | 0 | 0 | 0 | 0 | 0 | 0 | 0 | 13.7827 | 32577.6 | 0 | 0 | 0 | 0 | 0 | 0 | 0 | 13.7827 | 32577.6 | 0 | 0 | 0 | 0 | 0 | 0 | 0 | -19.9792 | -19.9792 | -19.9792
[20 empty] | 2020-04-12 18:00 | 2443 | 4 | 12 | 19 | 0 | 0 | 10.3847 | 32577.6 | 0 | 0 | 0 | 0 | 0 | 0 | 0 | 10.3847 | 32577.6 | 0 | 0 | 0 | 0 | 0 | 0 | 0 | 10.3847 | 32577.6 | 0 | 0 | 0 | 0 | 0 | 0 | 0 | 10.3847 | 10.3847 | 10.3847
[20 empty] | 2020-04-12 19:00 | 2444 | 4 | 12 | 20 | 0 | 0 | 8.8655 | 10215.6 | 0 | 0 | 0 | 0 | 0 | 0 | 0 | 8.8655 | 10215.6 | 0 | 0 | 0 | 0 | 0 | 0 | 0 | 8.8655 | 10215.6 | 0 | 0 | 0 | 0 | 0 | 0 | 0 | 8.8655 | 8.8655 | 8.8655
[20 empty] | 2020-04-12 20:00 | 2445 | 4 | 12 | 21 | 0 | 0 | 7.3463 | 10289 | 0 | 0 | 0 | 0 | 0 | 0 | 0 | 7.3463 | 10289 | 0 | 0 | 0 | 0 | 0 | 0 | 0 | 7.3463 | 10289 | 0 | 0 | 0 | 0 | 0 | 0 | 0 | 7.3463 | 7.3463 | 7.3463
[20 empty] | 2020-04-12 21:00 | 2446 | 4 | 12 | 22 | 0 | 0 | 7.3463 | 10289 | 0 | 0 | 0 | 0 | 0 | 0 | 0 | 7.3463 | 10289 | 0 | 0 | 0 | 0 | 0 | 0 | 0 | 7.3463 | 10289 | 0 | 0 | 0 | 0 | 0 | 0 | 0 | 7.3463 | 7.3463 | 7.3463
[20 empty] | 2020-04-12 22:00 | 2447 | 4 | 12 | 23 | 0 | 0 | 7.3463 | 10289 | 0 | 0 | 0 | 0 | 0 | 0 | 0 | 7.3463 | 10289 | 0 | 0 | 0 | 0 | 0 | 0 | 0 | 7.3463 | 10289 | 0 | 0 | 0 | 0 | 0 | 0 | 0 | 7.3463 | 7.3463 | 7.3463
[20 empty] | 2020-04-12 23:00 | 2448 | 4 | 12 | 24 | 0 | 0 | 7.3463 | 10289 | 0 | 0 | 0 | 0 | 0 | 0 | 0 | 7.3463 | 10289 | 0 | 0 | 0 | 0 | 0 | 0 | 0 | 7.3463 | 10289 | 0 | 0 | 0 | 0 | 0 | 0 | 0 | 7.3463 | 7.3463 | 7.3463
[20 empty] | 2020-04-13 | 2449 | 4 | 13 | 1 | 0 | 0 | 7.3463 | 10289 | 0 | 0 | 0 | 0 | 0 | 0 | 0 | 7.3463 | 10289 | 0 | 0 | 0 | 0 | 0 | 0 | 0 | 7.3463 | 10289 | 0 | 0 | 0 | 0 | 0 | 0 | 0 | 7.3463 | 7.3463 | 7.3463
[20 empty] | 2020-04-13 01:00 | 2450 | 4 | 13 | 2 | 0 | 0 | 7.3463 | 10289 | 0 | 0 | 0 | 0 | 0 | 0 | 0 | 7.3463 | 10289 | 0 | 0 | 0 | 0 | 0 | 0 | 0 | 7.3463 | 10289 | 0 | 0 | 0 | 0 | 0 | 0 | 0 | 7.3463 | 7.3463 | 7.3463
[20 empty] | 2020-04-13 02:00 | 2451 | 4 | 13 | 3 | 0 | 0 | 7.3463 | 10362.3 | 0 | 0 | 0 | 0 | 0 | 0 | 0 | 7.3463 | 10362.3 | 0 | 0 | 0 | 0 | 0 | 0 | 0 | 7.3463 | 10362.3 | 0 | 0 | 0 | 0 | 0 | 0 | 0 | 7.3463 | 7.3463 | 7.3463
[20 empty] | 2020-04-13 03:00 | 2452 | 4 | 13 | 4 | 0 | 0 | 14.8403 | 242916 | 4.1864 | 14.2839 | 0 | 232554 | 232.554 | 31989.7 | -111084 | 15.5952 | 246995 | 4.6668 | 15.9232 | 0 | 236633 | 236.633 | 35660.9 | -110115 | 16.4341 | 251706 | 5.2026 | 17.7513 | 0 | 241344 | 241.344 | 39755.3 | -108969 | 14.8403 | 15.5952 | 16.4341
[20 empty] | 2020-04-13 04:00 | 2453 | 4 | 13 | 5 | 0 | 0 | 18.8848 | 224757 | 5.931 | 20.2367 | 0 | 214394 | 214.394 | 45321.5 | -164387 | 19.777 | 222614 | 6.5086 | 22.2074 | 0 | 212251 | 212.251 | 49735 | -161450 | 20.8094 | 220723 | 7.1772 | 24.4887 | 0 | 210360 | 210.36 | 54844.2 | -158554 | 18.8848 | 19.777 | 20.8094
[20 empty] | 2020-04-13 05:00 | 2454 | 4 | 13 | 6 | 0 | 0 | 21.267 | 230960 | 6.1604 | 21.0192 | 0 | 198456 | 198.456 | 47073.9 | -149891 | 22.1822 | 229521 | 6.7591 | 23.0622 | 0 | 197017 | 197.017 | 51649.2 | -147431 | 23.2368 | 228113 | 7.4494 | 25.4173 | 0 | 195608 | 195.608 | 56923.8 | -145058 | 21.267 | 22.1822 | 23.2368
[20 empty] | 2020-04-13 06:00 | 2455 | 4 | 13 | 7 | 27247.673 | 27.2477 | 95.9434 | 403063 | 0.75903 | 2.5898 | 0 | 320923 | 320.923 | 5800.05 | -254860 | 96.8219 | 407770 | 0.8489 | 2.8965 | 0 | 325630 | 325.63 | 6486.8 | -257848 | 97.6497 | 413725 | 0.91936 | 3.1369 | 0 | 331585 | 331.585 | 7025.24 | -261869 | 68.6957 | 69.5742 | 70.402
[20 empty] | 2020-04-13 07:00 | 2456 | 4 | 13 | 8 | 95505.291 | 95.5053 | 121.918 | 407494 | 0.90124 | 3.075 | 0 | 325354 | 325.354 | 6886.76 | -257939 | 122.694 | 409006 | 1.0004 | 3.4132 | 0 | 326865 | 326.865 | 7644.07 | -258339 | 123.543 | 411514 | 1.0765 | 3.673 | 0 | 329374 | 329.374 | 8225.91 | -259452 | 26.4127 | 27.1887 | 28.0377
[20 empty] | 2020-04-13 08:00 | 2457 | 4 | 13 | 9 | 113693.784 | 113.6938 | 126.655 | 282376 | 0.95973 | 3.2746 | 0 | 225387 | 225.387 | 7333.71 | -172969 | 127.359 | 278179 | 1.0128 | 3.4555 | 0 | 221190 | 221.19 | 7738.86 | -168400 | 128.411 | 274727 | 1.089 | 3.7155 | 0 | 217738 | 217.738 | 8321.09 | -164263 | 12.9612 | 13.6652 | 14.7172
[20 empty] | 2020-04-13 09:00 | 2458 | 4 | 13 | 10 | 180784.861 | 180.7849 | 132.999 | 237238 | 6.4182 | 21.8989 | 0 | 180468 | 180.468 | 49043.9 | -134577 | 134.107 | 230273 | 6.8349 | 23.3205 | 0 | 173504 | 173.504 | 52227.8 | -127358 | 134.771 | 226272 | 7.0906 | 24.1932 | 0 | 169503 | 169.503 | 54182.3 | -122552 | -47.7859 | -46.6779 | -46.0139
[20 empty] | 2020-04-13 10:00 | 2459 | 4 | 13 | 11 | 231523.254 | 231.5233 | 113.029 | 298262 | 6.3399 | 21.6318 | 0 | 171603 | 171.603 | 48445.9 | -126667 | 113.634 | 290128 | 6.5668 | 22.4058 | 0 | 163469 | 163.469 | 50179.3 | -118614 | 114.862 | 284109 | 6.9633 | 23.7588 | 0 | 157450 | 157.45 | 53209.5 | -112342 | -118.4943 | -117.8893 | -116.6613
[20 empty] | 2020-04-13 11:00 | 2460 | 4 | 13 | 12 | 294226.275 | 294.2263 | 140.69 | 248968 | 12.1336 | 41.3998 | 0 | 122309 | 122.309 | 92717.9 | -82117.8 | 142.176 | 245074 | 12.8874 | 43.9718 | 0 | 118415 | 118.415 | 98477.9 | -74840.9 | 143.683 | 241592 | 13.6433 | 46.5509 | 0 | 114933 | 114.933 | 104254 | -67670.5 | -153.5363 | -152.0503 | -150.5433
[20 empty] | 2020-04-13 12:00 | 2461 | 4 | 13 | 13 | 293443.654 | 293.4437 | 95.901 | 200173 | 15.8842 | 54.1969 | 0 | 110232 | 110.232 | 121378 | -71881.3 | 97.6012 | 191365 | 16.863 | 57.5366 | 0 | 101424 | 101.424 | 128857 | -62935.3 | 98.0897 | 183606 | 17.1994 | 58.6844 | 0 | 93665.2 | 93.6652 | 131427 | -54993.5 | -197.5427 | -195.8425 | -195.354
[20 empty] | 2020-04-13 13:00 | 2462 | 4 | 13 | 14 | 272752.471 | 272.7525 | 90.8349 | 154335 | 15.7345 | 53.6861 | 0 | 97932.5 | 97.9325 | 120233 | -61317.3 | 91.7849 | 145404 | 16.3079 | 55.6426 | 0 | 89001.8 | 89.0018 | 124615 | -52794.2 | 92.0886 | 139250 | 16.5393 | 56.4321 | 0 | 82848 | 82.848 | 126383 | -46942.5 | -181.9176 | -180.9676 | -180.6639
[20 empty] | 2020-04-13 14:00 | 2463 | 4 | 13 | 15 | 232411.243 | 232.4112 | 91.2059 | 147442 | 30.0844 | 102.648 | 0 | 91626.2 | 91.6262 | 218408 | -57694.5 | 92.3812 | 139741 | 31.0941 | 106.0931 | 0 | 83924.9 | 83.9249 | 225739 | -50430.1 | 94.4989 | 134277 | 32.6991 | 111.5693 | 0 | 78461.4 | 78.4614 | 237391 | -44659.8 | -141.2053 | -140.03 | -137.9123
[20 empty] | 2020-04-13 15:00 | 2464 | 4 | 13 | 16 | 158276.468 | 158.2765 | 82.5002 | 120175 | 23.2614 | 79.3679 | 0 | 88990.7 | 88.9907 | 175478 | -55913.3 | 83.339 | 112381 | 23.9951 | 81.8713 | 0 | 81197.1 | 81.1971 | 181013 | -48118.9 | 84.3377 | 106860 | 24.7993 | 84.6152 | 0 | 75675.7 | 75.6757 | 187080 | -42255.3 | -75.7763 | -74.9375 | -73.9388
[20 empty] | 2020-04-13 16:00 | 2465 | 4 | 13 | 17 | 102862.655 | 102.8627 | 14.694 | 31184.1 | 0 | 0 | 0 | 0 | 0 | 0 | 0 | 14.694 | 31184.1 | 0 | 0 | 0 | 0 | 0 | 0 | 0 | 14.694 | 31184.1 | 0 | 0 | 0 | 0 | 0 | 0 | 0 | -88.1687 | -88.1687 | -88.1687
[20 empty] | 2020-04-13 17:00 | 2466 | 4 | 13 | 18 | 32696.036 | 32.696 | 13.7827 | 31330.8 | 0 | 0 | 0 | 0 | 0 | 0 | 0 | 13.7827 | 31330.8 | 0 | 0 | 0 | 0 | 0 | 0 | 0 | 13.7827 | 31330.8 | 0 | 0 | 0 | 0 | 0 | 0 | 0 | -18.9133 | -18.9133 | -18.9133
[20 empty] | 2020-04-13 18:00 | 2467 | 4 | 13 | 19 | 0 | 0 | 10.3847 | 31477.5 | 0 | 0 | 0 | 0 | 0 | 0 | 0 | 10.3847 | 31477.5 | 0 | 0 | 0 | 0 | 0 | 0 | 0 | 10.3847 | 31477.5 | 0 | 0 | 0 | 0 | 0 | 0 | 0 | 10.3847 | 10.3847 | 10.3847
[20 empty] | 2020-04-13 19:00 | 2468 | 4 | 13 | 20 | 0 | 0 | 8.8655 | 9115.75 | 0 | 0 | 0 | 0 | 0 | 0 | 0 | 8.8655 | 9115.75 | 0 | 0 | 0 | 0 | 0 | 0 | 0 | 8.8655 | 9115.75 | 0 | 0 | 0 | 0 | 0 | 0 | 0 | 8.8655 | 8.8655 | 8.8655
[20 empty] | 2020-04-13 20:00 | 2469 | 4 | 13 | 21 | 0 | 0 | 7.3463 | 9409.05 | 0 | 0 | 0 | 0 | 0 | 0 | 0 | 7.3463 | 9409.05 | 0 | 0 | 0 | 0 | 0 | 0 | 0 | 7.3463 | 9409.05 | 0 | 0 | 0 | 0 | 0 | 0 | 0 | 7.3463 | 7.3463 | 7.3463
[20 empty] | 2020-04-13 21:00 | 2470 | 4 | 13 | 22 | 0 | 0 | 7.3463 | 9922.34 | 0 | 0 | 0 | 0 | 0 | 0 | 0 | 7.3463 | 9922.34 | 0 | 0 | 0 | 0 | 0 | 0 | 0 | 7.3463 | 9922.34 | 0 | 0 | 0 | 0 | 0 | 0 | 0 | 7.3463 | 7.3463 | 7.3463
[20 empty] | 2020-04-13 22:00 | 2471 | 4 | 13 | 23 | 0 | 0 | 7.3463 | 9922.34 | 0 | 0 | 0 | 0 | 0 | 0 | 0 | 7.3463 | 9922.34 | 0 | 0 | 0 | 0 | 0 | 0 | 0 | 7.3463 | 9922.34 | 0 | 0 | 0 | 0 | 0 | 0 | 0 | 7.3463 | 7.3463 | 7.3463
[20 empty] | 2020-04-13 23:00 | 2472 | 4 | 13 | 24 | 0 | 0 | 7.3463 | 10142.3 | 0 | 0 | 0 | 0 | 0 | 0 | 0 | 7.3463 | 10142.3 | 0 | 0 | 0 | 0 | 0 | 0 | 0 | 7.3463 | 10142.3 | 0 | 0 | 0 | 0 | 0 | 0 | 0 | 7.3463 | 7.3463 | 7.3463
[20 empty] | 2020-04-14 | 2473 | 4 | 14 | 1 | 0 | 0 | 7.3463 | 9995.67 | 0 | 0 | 0 | 0 | 0 | 0 | 0 | 7.3463 | 9995.67 | 0 | 0 | 0 | 0 | 0 | 0 | 0 | 7.3463 | 9995.67 | 0 | 0 | 0 | 0 | 0 | 0 | 0 | 7.3463 | 7.3463 | 7.3463
[20 empty] | 2020-04-14 01:00 | 2474 | 4 | 14 | 2 | 0 | 0 | 7.3463 | 9995.67 | 0 | 0 | 0 | 0 | 0 | 0 | 0 | 7.3463 | 9995.67 | 0 | 0 | 0 | 0 | 0 | 0 | 0 | 7.3463 | 9995.67 | 0 | 0 | 0 | 0 | 0 | 0 | 0 | 7.3463 | 7.3463 | 7.3463
[20 empty] | 2020-04-14 02:00 | 2475 | 4 | 14 | 3 | 0 | 0 | 7.3463 | 10289 | 0 | 0 | 0 | 0 | 0 | 0 | 0 | 7.3463 | 10289 | 0 | 0 | 0 | 0 | 0 | 0 | 0 | 7.3463 | 10289 | 0 | 0 | 0 | 0 | 0 | 0 | 0 | 7.3463 | 7.3463 | 7.3463
[20 empty] | 2020-04-14 03:00 | 2476 | 4 | 14 | 4 | 0 | 0 | 9.2569 | 144769 | 0.49741 | 1.6972 | 0 | 134480 | 134.48 | 3800.9 | -18605.1 | 9.3196 | 147806 | 0.49741 | 1.6972 | 0 | 137517 | 137.517 | 3800.89 | -18605.2 | 9.3892 | 152018 | 0.49741 | 1.6972 | 0 | 141729 | 141.729 | 3800.9 | -18605 | 9.2569 | 9.3196 | 9.3892
[20 empty] | 2020-04-14 04:00 | 2477 | 4 | 14 | 5 | 0 | 0 | 10.0196 | 51031.4 | 0 | 0 | 0 | 40742.4 | 40.7424 | 0 | -14114.5 | 10.0823 | 52227.7 | 0 | 0 | 0 | 41938.7 | 41.9387 | 0 | -14114.6 | 10.1519 | 53559.5 | 0 | 0 | 0 | 43270.6 | 43.2706 | 0 | -14114.5 | 10.0196 | 10.0823 | 10.1519
[20 empty] | 2020-04-14 05:00 | 2478 | 4 | 14 | 6 | 0 | 0 | 12.1902 | 71810 | 0 | 0 | 0 | 39085.7 | 39.0857 | 0 | -13741.4 | 12.2529 | 73006.3 | 0 | 0 | 0 | 40281.9 | 40.2819 | 0 | -13741.4 | 12.3225 | 74338 | 0 | 0 | 0 | 41613.7 | 41.6137 | 0 | -13741.4 | 12.1902 | 12.2529 | 12.3225
[20 empty] | 2020-04-14 06:00 | 2479 | 4 | 14 | 7 | 0 | 0 | 91.9705 | 221823 | 0.57689 | 1.9684 | 0 | 139682 | 139.682 | 4408.25 | -119431 | 92.5863 | 218783 | 0.64892 | 2.2141 | 0 | 136643 | 136.643 | 4958.69 | -117006 | 92.4065 | 217060 | 0.60293 | 2.0572 | 0 | 134920 | 134.92 | 4607.19 | -115735 | 91.9705 | 92.5863 | 92.4065
[20 empty] | 2020-04-14 07:00 | 2480 | 4 | 14 | 8 | 19581.108 | 19.5811 | 119.739 | 248628 | 0.71911 | 2.4536 | 0 | 166487 | 166.487 | 5495.04 | -122944 | 120.151 | 247831 | 0.74401 | 2.5386 | 0 | 165690 | 165.69 | 5685.31 | -121135 | 120.929 | 248419 | 0.79677 | 2.7186 | 0 | 166279 | 166.279 | 6088.44 | -120360 | 100.1579 | 100.5699 | 101.3479
[20 empty] | 2020-04-14 08:00 | 2481 | 4 | 14 | 9 | 16566.051 | 16.5661 | 124.689 | 178319 | 0.46568 | 1.5889 | 0 | 121183 | 121.183 | 3558.48 | -80457.6 | 125.289 | 178818 | 0.50492 | 1.7228 | 0 | 121682 | 121.682 | 3858.27 | -78151.5 | 126.001 | 180506 | 0.55506 | 1.8939 | 0 | 123370 | 123.37 | 4241.41 | -76896.4 | 108.1229 | 108.7229 | 109.4349
[20 empty] | 2020-04-14 09:00 | 2482 | 4 | 14 | 10 | 47166.15 | 47.1662 | 125.272 | 164903 | 0.40867 | 1.3944 | 0 | 107767 | 107.767 | 3122.83 | -69632 | 125.438 | 163834 | 0.3697 | 1.2614 | 0 | 106698 | 106.698 | 2825 | -67828.7 | 126.291 | 163384 | 0.39147 | 1.3357 | 0 | 106248 | 106.248 | 2991.4 | -66221.3 | 78.1059 | 78.2719 | 79.1248
[20 empty] | 2020-04-14 10:00 | 2483 | 4 | 14 | 11 | 116706.132 | 116.7061 | 105.895 | 234600 | 0.38129 | 1.301 | 0 | 107941 | 107.941 | 2913.57 | -73483.1 | 106.151 | 233640 | 0.36956 | 1.261 | 0 | 106981 | 106.981 | 2823.98 | -71634.8 | 106.888 | 233134 | 0.39133 | 1.3352 | 0 | 106475 | 106.475 | 2990.3 | -70082.5 | -10.8111 | -10.5551 | -9.8181
[20 empty] | 2020-04-14 11:00 | 2484 | 4 | 14 | 12 | 82041.508 | 82.0415 | 129.117 | 224532 | 0.36368 | 1.2409 | 0 | 97873.4 | 97.8734 | 2779.01 | -60709.4 | 129.431 | 225034 | 0.3513 | 1.1986 | 0 | 98374.9 | 98.3749 | 2684.41 | -60541.3 | 130.244 | 225810 | 0.37728 | 1.2873 | 0 | 99150.7 | 99.1507 | 2882.93 | -60431.5 | 47.0755 | 47.3895 | 48.2025
[20 empty] | 2020-04-14 12:00 | 2485 | 4 | 14 | 13 | 124860.497 | 124.8605 | 80.4117 | 188257 | 0.36348 | 1.2402 | 0 | 96387 | 96.387 | 2777.49 | -63325.7 | 80.8969 | 188703 | 0.34923 | 1.1916 | 0 | 96833 | 96.833 | 2668.61 | -62527.6 | 81.798 | 189653 | 0.37707 | 1.2866 | 0 | 97782.7 | 97.7827 | 2881.38 | -62129.1 | -44.4488 | -43.9636 | -43.0625
[20 empty] | 2020-04-14 13:00 | 2486 | 4 | 14 | 14 | 91471.378 | 91.4714 | 76.4733 | 160555 | 0.36315 | 1.2391 | 0 | 103272 | 103.272 | 2774.99 | -70289.5 | 76.8295 | 161713 | 0.39406 | 1.3445 | 0 | 104430 | 104.43 | 3011.2 | -70516 | 77.3438 | 163612 | 0.46267 | 1.5786 | 0 | 106329 | 106.329 | 3535.47 | -71297.2 | -14.9981 | -14.6419 | -14.1276
[20 empty] | 2020-04-14 14:00 | 2487 | 4 | 14 | 15 | 25079.366 | 25.0794 | 62.6509 | 172581 | 0.42695 | 1.4567 | 0 | 115445 | 115.445 | 3262.46 | -81813.2 | 63.5647 | 174320 | 0.53798 | 1.8356 | 0 | 117184 | 117.184 | 4110.91 | -82356.2 | 64.9065 | 177098 | 0.66495 | 2.2688 | 0 | 119962 | 119.962 | 5081.11 | -83741.2 | 37.5715 | 38.4853 | 39.8271
[20 empty] | 2020-04-14 15:00 | 2488 | 4 | 14 | 16 | 52462.161 | 52.4622 | 63.8705 | 165153 | 0.73993 | 2.5246 | 0 | 132722 | 132.722 | 5654.09 | -95973 | 63.9203 | 168707 | 0.7926 | 2.7044 | 0 | 136276 | 136.276 | 6056.57 | -99076.3 | 64.3755 | 173531 | 0.84017 | 2.8667 | 0 | 141100 | 141.1 | 6420.07 | -103072 | 11.4083 | 11.4581 | 11.9133
[20 empty] | 2020-04-14 16:00 | 2489 | 4 | 14 | 17 | 26380.165 | 26.3802 | 14.694 | 32430.9 | 0 | 0 | 0 | 0 | 0 | 0 | 0 | 14.694 | 32430.9 | 0 | 0 | 0 | 0 | 0 | 0 | 0 | 14.694 | 32430.9 | 0 | 0 | 0 | 0 | 0 | 0 | 0 | -11.6862 | -11.6862 | -11.6862
[20 empty] | 2020-04-14 17:00 | 2490 | 4 | 14 | 18 | 15357.831 | 15.3578 | 13.7827 | 32577.6 | 0 | 0 | 0 | 0 | 0 | 0 | 0 | 13.7827 | 32577.6 | 0 | 0 | 0 | 0 | 0 | 0 | 0 | 13.7827 | 32577.6 | 0 | 0 | 0 | 0 | 0 | 0 | 0 | -1.5751 | -1.5751 | -1.5751
[20 empty] | 2020-04-14 18:00 | 2491 | 4 | 14 | 19 | 0 | 0 | 10.3847 | 32577.6 | 0 | 0 | 0 | 0 | 0 | 0 | 0 | 10.3847 | 32577.6 | 0 | 0 | 0 | 0 | 0 | 0 | 0 | 10.3847 | 32577.6 | 0 | 0 | 0 | 0 | 0 | 0 | 0 | 10.3847 | 10.3847 | 10.3847
[20 empty] | 2020-04-14 19:00 | 2492 | 4 | 14 | 20 | 0 | 0 | 8.8655 | 10215.6 | 0 | 0 | 0 | 0 | 0 | 0 | 0 | 8.8655 | 10215.6 | 0 | 0 | 0 | 0 | 0 | 0 | 0 | 8.8655 | 10215.6 | 0 | 0 | 0 | 0 | 0 | 0 | 0 | 8.8655 | 8.8655 | 8.8655
[20 empty] | 2020-04-14 20:00 | 2493 | 4 | 14 | 21 | 0 | 0 | 7.3463 | 10069 | 0 | 0 | 0 | 0 | 0 | 0 | 0 | 7.3463 | 10069 | 0 | 0 | 0 | 0 | 0 | 0 | 0 | 7.3463 | 10069 | 0 | 0 | 0 | 0 | 0 | 0 | 0 | 7.3463 | 7.3463 | 7.3463
[20 empty] | 2020-04-14 21:00 | 2494 | 4 | 14 | 22 | 0 | 0 | 7.3463 | 10069 | 0 | 0 | 0 | 0 | 0 | 0 | 0 | 7.3463 | 10069 | 0 | 0 | 0 | 0 | 0 | 0 | 0 | 7.3463 | 10069 | 0 | 0 | 0 | 0 | 0 | 0 | 0 | 7.3463 | 7.3463 | 7.3463
[20 empty] | 2020-04-14 22:00 | 2495 | 4 | 14 | 23 | 0 | 0 | 7.3463 | 10289 | 0 | 0 | 0 | 0 | 0 | 0 | 0 | 7.3463 | 10289 | 0 | 0 | 0 | 0 | 0 | 0 | 0 | 7.3463 | 10289 | 0 | 0 | 0 | 0 | 0 | 0 | 0 | 7.3463 | 7.3463 | 7.3463
[20 empty] | 2020-04-14 23:00 | 2496 | 4 | 14 | 24 | 0 | 0 | 7.3463 | 10362.3 | 0 | 0 | 0 | 0 | 0 | 0 | 0 | 7.3463 | 10362.3 | 0 | 0 | 0 | 0 | 0 | 0 | 0 | 7.3463 | 10362.3 | 0 | 0 | 0 | 0 | 0 | 0 | 0 | 7.3463 | 7.3463 | 7.3463
[20 empty] | 2020-04-15 | 2497 | 4 | 15 | 1 | 0 | 0 | 7.3463 | 10362.3 | 0 | 0 | 0 | 0 | 0 | 0 | 0 | 7.3463 | 10362.3 | 0 | 0 | 0 | 0 | 0 | 0 | 0 | 7.3463 | 10362.3 | 0 | 0 | 0 | 0 | 0 | 0 | 0 | 7.3463 | 7.3463 | 7.3463
[20 empty] | 2020-04-15 01:00 | 2498 | 4 | 15 | 2 | 0 | 0 | 7.3463 | 10362.3 | 0 | 0 | 0 | 0 | 0 | 0 | 0 | 7.3463 | 10362.3 | 0 | 0 | 0 | 0 | 0 | 0 | 0 | 7.3463 | 10362.3 | 0 | 0 | 0 | 0 | 0 | 0 | 0 | 7.3463 | 7.3463 | 7.3463
[20 empty] | 2020-04-15 02:00 | 2499 | 4 | 15 | 3 | 0 | 0 | 7.3463 | 10362.3 | 0 | 0 | 0 | 0 | 0 | 0 | 0 | 7.3463 | 10362.3 | 0 | 0 | 0 | 0 | 0 | 0 | 0 | 7.3463 | 10362.3 | 0 | 0 | 0 | 0 | 0 | 0 | 0 | 7.3463 | 7.3463 | 7.3463
[20 empty] | 2020-04-15 03:00 | 2500 | 4 | 15 | 4 | 0 | 0 | 9.2315 | 161475 | 0.47197 | 1.6104 | 0 | 151040 | 151.04 | 3606.53 | -23140.3 | 9.2942 | 168392 | 0.47197 | 1.6104 | 0 | 157957 | 157.957 | 3606.53 | -23140.2 | 9.3637 | 176087 | 0.47197 | 1.6104 | 0 | 165652 | 165.652 | 3606.53 | -23140 | 9.2315 | 9.2942 | 9.3637
[20 empty] | 2020-04-15 04:00 | 2501 | 4 | 15 | 5 | 0 | 0 | 10.0196 | 55808.1 | 0 | 0 | 0 | 45372.5 | 45.3725 | 0 | -17860.9 | 10.0823 | 57004.2 | 0 | 0 | 0 | 46568.6 | 46.5686 | 0 | -17860.9 | 10.1519 | 58336 | 0 | 0 | 0 | 47900.4 | 47.9004 | 0 | -17860.8 | 10.0196 | 10.0823 | 10.1519
[20 empty] | 2020-04-15 05:00 | 2502 | 4 | 15 | 6 | 66.933 | 0.066933 | 12.1902 | 78272.9 | 0 | 0 | 0 | 45401.9 | 45.4019 | 0 | -17183.6 | 12.2529 | 79587.9 | 0 | 0 | 0 | 46716.9 | 46.7169 | 0 | -17183.6 | 12.3225 | 81051.4 | 0 | 0 | 0 | 48180.4 | 48.1804 | 0 | -17183.5 | 12.1233 | 12.186 | 12.2556
[20 empty] | 2020-04-15 06:00 | 2503 | 4 | 15 | 7 | 31392.069 | 31.3921 | 93.1378 | 353459 | 1.4702 | 5.0162 | 0 | 270878 | 270.878 | 11234.1 | -232627 | 94.0142 | 377526 | 1.673 | 5.7084 | 0 | 294945 | 294.945 | 12784.5 | -253602 | 95.0096 | 405125 | 1.8905 | 6.4505 | 0 | 322544 | 322.544 | 14446.3 | -277663 | 61.7457 | 62.6221 | 63.6175
[20 empty] | 2020-04-15 07:00 | 2504 | 4 | 15 | 8 | 93672.477 | 93.6725 | 120.333 | 355094 | 0.78609 | 2.6821 | 0 | 272661 | 272.661 | 6006.81 | -215941 | 121.277 | 373348 | 0.87797 | 2.9956 | 0 | 290914 | 290.914 | 6708.92 | -230620 | 122.34 | 394057 | 0.97154 | 3.3149 | 0 | 311624 | 311.624 | 7423.89 | -247245 | 26.6605 | 27.6045 | 28.6675
[20 empty] | 2020-04-15 08:00 | 2505 | 4 | 15 | 9 | 205473.555 | 205.4736 | 125.991 | 245242 | 1.1091 | 3.7843 | 0 | 187959 | 187.959 | 8475.13 | -140194 | 126.955 | 256124 | 1.2261 | 4.1835 | 0 | 198841 | 198.841 | 9369.1 | -148354 | 128.268 | 268247 | 1.3699 | 4.6741 | 0 | 210965 | 210.965 | 10468 | -157482 | -79.4826 | -78.5186 | -77.2056
[20 empty] | 2020-04-15 09:00 | 2506 | 4 | 15 | 10 | 258972.963 | 258.973 | 128.92 | 187697 | 3.2314 | 11.0256 | 0 | 130781 | 130.781 | 24692.5 | -91764.6 | 129.838 | 191852 | 3.4271 | 11.6932 | 0 | 134936 | 134.936 | 26187.7 | -93735 | 130.8 | 197699 | 3.5884 | 12.2437 | 0 | 140783 | 140.783 | 27420.6 | -97052.1 | -130.053 | -129.135 | -128.173
[20 empty] | 2020-04-15 10:00 | 2507 | 4 | 15 | 11 | 255753.562 | 255.7536 | 118.412 | 248376 | 12.518 | 42.7114 | 0 | 121717 | 121.717 | 95655.2 | -81950.7 | 119.667 | 250457 | 13.1879 | 44.9971 | 0 | 123798 | 123.798 | 100774 | -82059.5 | 121.532 | 253500 | 14.1097 | 48.1423 | 0 | 126841 | 126.841 | 107818 | -82891 | -137.3416 | -136.0866 | -134.2216
[20 empty] | 2020-04-15 11:00 | 2508 | 4 | 15 | 12 | 307821.573 | 307.8216 | 160.964 | 214765 | 33.072 | 112.8417 | 0 | 88105.7 | 88.1057 | 249487 | -46719.7 | 163.819 | 213120 | 35.2273 | 120.1955 | 0 | 86460.9 | 86.4609 | 265746 | -43444.8 | 167 | 211567 | 37.6074 | 128.3164 | 0 | 84907.6 | 84.9076 | 283701 | -39875.8 | -146.8576 | -144.0026 | -140.8216
[20 empty] | 2020-04-15 12:00 | 2509 | 4 | 15 | 13 | 303717.425 | 303.7174 | 120.931 | 158361 | 41.7215 | 142.3538 | 0 | 69571 | 69.571 | 303026 | -37483.6 | 124.238 | 154217 | 44.3495 | 151.3205 | 0 | 65426.9 | 65.4269 | 322113 | -32502.4 | 127.424 | 150257 | 46.9057 | 160.0422 | 0 | 61466.1 | 61.4661 | 340679 | -27674.5 | -182.7864 | -179.4794 | -176.2934
[20 empty] | 2020-04-15 13:00 | 2510 | 4 | 15 | 14 | 280139.515 | 280.1395 | 115.451 | 113370 | 41.1707 | 140.4744 | 0 | 57554.4 | 57.5544 | 299413 | -26904.8 | 118.436 | 108962 | 43.5618 | 148.6329 | 0 | 53146.7 | 53.1467 | 316800 | -22198.9 | 118.494 | 106919 | 43.8134 | 149.4913 | 0 | 51103.4 | 51.1034 | 318627 | -19981.2 | -164.6885 | -161.7035 | -161.6455
[20 empty] | 2020-04-15 14:00 | 2511 | 4 | 15 | 15 | 218265.353 | 218.2654 | 103.469 | 108706 | 43.2486 | 147.5642 | 0 | 53256.8 | 53.2568 | 296335 | -25576.6 | 105.408 | 105845 | 44.8803 | 153.1316 | 0 | 50396.5 | 50.3965 | 307514 | -22541.3 | 107.877 | 104336 | 46.917 | 160.0808 | 0 | 48886.6 | 48.8866 | 321471 | -20050.8 | -114.7964 | -112.8574 | -110.3884
[20 empty] | 2020-04-15 15:00 | 2512 | 4 | 15 | 16 | 185418.751 | 185.4188 | 98.3008 | 79927.5 | 40.3233 | 137.5831 | 0 | 49403.5 | 49.4035 | 272483 | -21633 | 100.816 | 78158.2 | 42.4025 | 144.6773 | 0 | 47634.2 | 47.6342 | 286533 | -19277.4 | 103.597 | 77063.9 | 44.6853 | 152.4662 | 0 | 46539.8 | 46.5398 | 301959 | -17352.6 | -87.118 | -84.6028 | -81.8218
[20 empty] | 2020-04-15 16:00 | 2513 | 4 | 15 | 17 | 113042.111 | 113.0421 | 14.694 | 30524.1 | 0 | 0 | 0 | 0 | 0 | 0 | 0 | 14.694 | 30524.1 | 0 | 0 | 0 | 0 | 0 | 0 | 0 | 14.694 | 30524.1 | 0 | 0 | 0 | 0 | 0 | 0 | 0 | -98.3481 | -98.3481 | -98.3481
[20 empty] | 2020-04-15 17:00 | 2514 | 4 | 15 | 18 | 34105.121 | 34.1051 | 13.7827 | 30744.1 | 0 | 0 | 0 | 0 | 0 | 0 | 0 | 13.7827 | 30744.1 | 0 | 0 | 0 | 0 | 0 | 0 | 0 | 13.7827 | 30744.1 | 0 | 0 | 0 | 0 | 0 | 0 | 0 | -20.3224 | -20.3224 | -20.3224
[20 empty] | 2020-04-15 18:00 | 2515 | 4 | 15 | 19 | 0 | 0 | 10.3847 | 30890.8 | 0 | 0 | 0 | 0 | 0 | 0 | 0 | 10.3847 | 30890.8 | 0 | 0 | 0 | 0 | 0 | 0 | 0 | 10.3847 | 30890.8 | 0 | 0 | 0 | 0 | 0 | 0 | 0 | 10.3847 | 10.3847 | 10.3847
[20 empty] | 2020-04-15 19:00 | 2516 | 4 | 15 | 20 | 0 | 0 | 8.8655 | 8529.14 | 0 | 0 | 0 | 0 | 0 | 0 | 0 | 8.8655 | 8529.14 | 0 | 0 | 0 | 0 | 0 | 0 | 0 | 8.8655 | 8529.14 | 0 | 0 | 0 | 0 | 0 | 0 | 0 | 8.8655 | 8.8655 | 8.8655
[20 empty] | 2020-04-15 20:00 | 2517 | 4 | 15 | 21 | 0 | 0 | 7.3463 | 8969.09 | 0 | 0 | 0 | 0 | 0 | 0 | 0 | 7.3463 | 8969.09 | 0 | 0 | 0 | 0 | 0 | 0 | 0 | 7.3463 | 8969.09 | 0 | 0 | 0 | 0 | 0 | 0 | 0 | 7.3463 | 7.3463 | 7.3463
[20 empty] | 2020-04-15 21:00 | 2518 | 4 | 15 | 22 | 0 | 0 | 7.3463 | 9189.07 | 0 | 0 | 0 | 0 | 0 | 0 | 0 | 7.3463 | 9189.07 | 0 | 0 | 0 | 0 | 0 | 0 | 0 | 7.3463 | 9189.07 | 0 | 0 | 0 | 0 | 0 | 0 | 0 | 7.3463 | 7.3463 | 7.3463
[20 empty] | 2020-04-15 22:00 | 2519 | 4 | 15 | 23 | 0 | 0 | 7.3463 | 9189.07 | 0 | 0 | 0 | 0 | 0 | 0 | 0 | 7.3463 | 9189.07 | 0 | 0 | 0 | 0 | 0 | 0 | 0 | 7.3463 | 9189.07 | 0 | 0 | 0 | 0 | 0 | 0 | 0 | 7.3463 | 7.3463 | 7.3463
[20 empty] | 2020-04-15 23:00 | 2520 | 4 | 15 | 24 | 0 | 0 | 10.2503 | 9555.71 | 0 | 0 | 0 | 0 | 0 | 0 | 0 | 10.2503 | 9555.71 | 0 | 0 | 0 | 0 | 0 | 0 | 0 | 10.2503 | 9555.71 | 0 | 0 | 0 | 0 | 0 | 0 | 0 | 10.2503 | 10.2503 | 10.2503
[20 empty] | 2020-04-16 | 2521 | 4 | 16 | 1 | 0 | 0 | 10.2503 | 9849.01 | 0 | 0 | 0 | 0 | 0 | 0 | 0 | 10.2503 | 9849.01 | 0 | 0 | 0 | 0 | 0 | 0 | 0 | 10.2503 | 9849.01 | 0 | 0 | 0 | 0 | 0 | 0 | 0 | 10.2503 | 10.2503 | 10.2503
[20 empty] | 2020-04-16 01:00 | 2522 | 4 | 16 | 2 | 0 | 0 | 10.2503 | 9849.01 | 0 | 0 | 0 | 0 | 0 | 0 | 0 | 10.2503 | 9849.01 | 0 | 0 | 0 | 0 | 0 | 0 | 0 | 10.2503 | 9849.01 | 0 | 0 | 0 | 0 | 0 | 0 | 0 | 10.2503 | 10.2503 | 10.2503
[20 empty] | 2020-04-16 02:00 | 2523 | 4 | 16 | 3 | 0 | 0 | 10.2503 | 10069 | 0 | 0 | 0 | 0 | 0 | 0 | 0 | 10.2503 | 10069 | 0 | 0 | 0 | 0 | 0 | 0 | 0 | 10.2503 | 10069 | 0 | 0 | 0 | 0 | 0 | 0 | 0 | 10.2503 | 10.2503 | 10.2503
[20 empty] | 2020-04-16 03:00 | 2524 | 4 | 16 | 4 | 0 | 0 | 10.2503 | 10215.6 | 0 | 0 | 0 | 0 | 0 | 0 | 0 | 10.2503 | 10215.6 | 0 | 0 | 0 | 0 | 0 | 0 | 0 | 10.2503 | 10215.6 | 0 | 0 | 0 | 0 | 0 | 0 | 0 | 10.2503 | 10.2503 | 10.2503
[20 empty] | 2020-04-16 04:00 | 2525 | 4 | 16 | 5 | 0 | 0 | 10.2503 | 10215.6 | 0 | 0 | 0 | 0 | 0 | 0 | 0 | 10.2503 | 10215.6 | 0 | 0 | 0 | 0 | 0 | 0 | 0 | 10.2503 | 10215.6 | 0 | 0 | 0 | 0 | 0 | 0 | 0 | 10.2503 | 10.2503 | 10.2503
[20 empty] | 2020-04-16 05:00 | 2526 | 4 | 16 | 6 | 0 | 0 | 10.2503 | 32577.6 | 0 | 0 | 0 | 0 | 0 | 0 | 0 | 10.2503 | 32577.6 | 0 | 0 | 0 | 0 | 0 | 0 | 0 | 10.2503 | 32577.6 | 0 | 0 | 0 | 0 | 0 | 0 | 0 | 10.2503 | 10.2503 | 10.2503
[20 empty] | 2020-04-16 06:00 | 2527 | 4 | 16 | 7 | 30462.921 | 30.4629 | 9.7063 | 82140.3 | 0 | 0 | 0 | 0 | 0 | 0 | 0 | 9.6786 | 82140.3 | 0 | 0 | 0 | 0 | 0 | 0 | 0 | 9.6503 | 82140.3 | 0 | 0 | 0 | 0 | 0 | 0 | 0 | -20.7566 | -20.7843 | -20.8126
[20 empty] | 2020-04-16 07:00 | 2528 | 4 | 16 | 8 | 121441.714 | 121.4417 | 15.2278 | 82140.3 | 0 | 0 | 0 | 0 | 0 | 0 | 0 | 15.2089 | 82140.3 | 0 | 0 | 0 | 0 | 0 | 0 | 0 | 15.1925 | 82140.3 | 0 | 0 | 0 | 0 | 0 | 0 | 0 | -106.2139 | -106.2328 | -106.2492
[20 empty] | 2020-04-16 08:00 | 2529 | 4 | 16 | 9 | 202173.943 | 202.1739 | 12.4278 | 57062.7 | 0 | 0 | 0 | 0 | 0 | 0 | 0 | 12.4109 | 57062.7 | 0 | 0 | 0 | 0 | 0 | 0 | 0 | 12.3971 | 57062.7 | 0 | 0 | 0 | 0 | 0 | 0 | 0 | -189.7461 | -189.763 | -189.7768
[20 empty] | 2020-04-16 09:00 | 2530 | 4 | 16 | 10 | 229373.453 | 229.3735 | 12.4204 | 56916 | 0 | 0 | 0 | 0 | 0 | 0 | 0 | 12.4052 | 56916 | 0 | 0 | 0 | 0 | 0 | 0 | 0 | 12.3942 | 56916 | 0 | 0 | 0 | 0 | 0 | 0 | 0 | -216.9531 | -216.9683 | -216.9793
[20 empty] | 2020-04-16 10:00 | 2531 | 4 | 16 | 11 | 248004.767 | 248.0048 | 13.7871 | 126659 | 0 | 0 | 0 | 0 | 0 | 0 | 0 | 13.7804 | 126659 | 0 | 0 | 0 | 0 | 0 | 0 | 0 | 13.7776 | 126659 | 0 | 0 | 0 | 0 | 0 | 0 | 0 | -234.2177 | -234.2244 | -234.2272
[20 empty] | 2020-04-16 11:00 | 2532 | 4 | 16 | 12 | 302389.835 | 302.3898 | 13.7818 | 126659 | 0 | 0 | 0 | 0 | 0 | 0 | 0 | 13.7785 | 126659 | 0 | 0 | 0 | 0 | 0 | 0 | 0 | 13.7768 | 126659 | 0 | 0 | 0 | 0 | 0 | 0 | 0 | -288.608 | -288.6113 | -288.613
[20 empty] | 2020-04-16 12:00 | 2533 | 4 | 16 | 13 | 300342.117 | 300.3421 | 12.3862 | 90436.3 | 0 | 0 | 0 | 0 | 0 | 0 | 0 | 12.3828 | 90436.3 | 0 | 0 | 0 | 0 | 0 | 0 | 0 | 12.3805 | 90436.3 | 0 | 0 | 0 | 0 | 0 | 0 | 0 | -287.9559 | -287.9593 | -287.9616
[20 empty] | 2020-04-16 13:00 | 2534 | 4 | 16 | 14 | 281171.417 | 281.1714 | 12.3861 | 56549.2 | 0 | 0 | 0 | 0 | 0 | 0 | 0 | 12.3817 | 56549.2 | 0 | 0 | 0 | 0 | 0 | 0 | 0 | 12.3803 | 56549.2 | 0 | 0 | 0 | 0 | 0 | 0 | 0 | -268.7853 | -268.7897 | -268.7911
[20 empty] | 2020-04-16 14:00 | 2535 | 4 | 16 | 15 | 222739.169 | 222.7392 | 15.1794 | 56402.5 | 0 | 0 | 0 | 0 | 0 | 0 | 0 | 15.1724 | 56402.5 | 0 | 0 | 0 | 0 | 0 | 0 | 0 | 15.1701 | 56402.5 | 0 | 0 | 0 | 0 | 0 | 0 | 0 | -207.5598 | -207.5668 | -207.5691
[20 empty] | 2020-04-16 15:00 | 2536 | 4 | 16 | 16 | 187093.993 | 187.094 | 15.1779 | 31550.8 | 0 | 0 | 0 | 0 | 0 | 0 | 0 | 15.1724 | 31550.8 | 0 | 0 | 0 | 0 | 0 | 0 | 0 | 15.1701 | 31550.8 | 0 | 0 | 0 | 0 | 0 | 0 | 0 | -171.9161 | -171.9216 | -171.9239
[20 empty] | 2020-04-16 16:00 | 2537 | 4 | 16 | 17 | 114584.42 | 114.5844 | 12.3871 | 31550.8 | 0 | 0 | 0 | 0 | 0 | 0 | 0 | 12.3825 | 31550.8 | 0 | 0 | 0 | 0 | 0 | 0 | 0 | 12.3813 | 31550.8 | 0 | 0 | 0 | 0 | 0 | 0 | 0 | -102.1973 | -102.2019 | -102.2031
[20 empty] | 2020-04-16 17:00 | 2538 | 4 | 16 | 18 | 32178.726 | 32.1787 | 12.3935 | 31770.9 | 0 | 0 | 0 | 0 | 0 | 0 | 0 | 12.3867 | 31770.9 | 0 | 0 | 0 | 0 | 0 | 0 | 0 | 12.3834 | 31770.9 | 0 | 0 | 0 | 0 | 0 | 0 | 0 | -19.7852 | -19.792 | -19.7953
[20 empty] | 2020-04-16 18:00 | 2539 | 4 | 16 | 19 | 0 | 0 | 10.2503 | 31917.6 | 0 | 0 | 0 | 0 | 0 | 0 | 0 | 10.2503 | 31917.6 | 0 | 0 | 0 | 0 | 0 | 0 | 0 | 10.2503 | 31917.6 | 0 | 0 | 0 | 0 | 0 | 0 | 0 | 10.2503 | 10.2503 | 10.2503
[20 empty] | 2020-04-16 19:00 | 2540 | 4 | 16 | 20 | 0 | 0 | 10.2503 | 9555.71 | 0 | 0 | 0 | 0 | 0 | 0 | 0 | 10.2503 | 9555.71 | 0 | 0 | 0 | 0 | 0 | 0 | 0 | 10.2503 | 9555.71 | 0 | 0 | 0 | 0 | 0 | 0 | 0 | 10.2503 | 10.2503 | 10.2503
[20 empty] | 2020-04-16 20:00 | 2541 | 4 | 16 | 21 | 0 | 0 | 10.2503 | 9849.01 | 0 | 0 | 0 | 0 | 0 | 0 | 0 | 10.2503 | 9849.01 | 0 | 0 | 0 | 0 | 0 | 0 | 0 | 10.2503 | 9849.01 | 0 | 0 | 0 | 0 | 0 | 0 | 0 | 10.2503 | 10.2503 | 10.2503
[20 empty] | 2020-04-16 21:00 | 2542 | 4 | 16 | 22 | 0 | 0 | 10.2503 | 9995.67 | 0 | 0 | 0 | 0 | 0 | 0 | 0 | 10.2503 | 9995.67 | 0 | 0 | 0 | 0 | 0 | 0 | 0 | 10.2503 | 9995.67 | 0 | 0 | 0 | 0 | 0 | 0 | 0 | 10.2503 | 10.2503 | 10.2503
[20 empty] | 2020-04-16 22:00 | 2543 | 4 | 16 | 23 | 0 | 0 | 10.2503 | 9995.67 | 0 | 0 | 0 | 0 | 0 | 0 | 0 | 10.2503 | 9995.67 | 0 | 0 | 0 | 0 | 0 | 0 | 0 | 10.2503 | 9995.67 | 0 | 0 | 0 | 0 | 0 | 0 | 0 | 10.2503 | 10.2503 | 10.2503
[20 empty] | 2020-04-16 23:00 | 2544 | 4 | 16 | 24 | 0 | 0 | 10.2503 | 10215.6 | 0 | 0 | 0 | 0 | 0 | 0 | 0 | 10.2503 | 10215.6 | 0 | 0 | 0 | 0 | 0 | 0 | 0 | 10.2503 | 10215.6 | 0 | 0 | 0 | 0 | 0 | 0 | 0 | 10.2503 | 10.2503 | 10.2503
[20 empty] | 2020-04-17 | 2545 | 4 | 17 | 1 | 0 | 0 | 10.2503 | 10289 | 0 | 0 | 0 | 0 | 0 | 0 | 0 | 10.2503 | 10289 | 0 | 0 | 0 | 0 | 0 | 0 | 0 | 10.2503 | 10289 | 0 | 0 | 0 | 0 | 0 | 0 | 0 | 10.2503 | 10.2503 | 10.2503
[20 empty] | 2020-04-17 01:00 | 2546 | 4 | 17 | 2 | 0 | 0 | 10.2503 | 10289 | 0 | 0 | 0 | 0 | 0 | 0 | 0 | 10.2503 | 10289 | 0 | 0 | 0 | 0 | 0 | 0 | 0 | 10.2503 | 10289 | 0 | 0 | 0 | 0 | 0 | 0 | 0 | 10.2503 | 10.2503 | 10.2503
[20 empty] | 2020-04-17 02:00 | 2547 | 4 | 17 | 3 | 0 | 0 | 10.2503 | 10509 | 0 | 0 | 0 | 0 | 0 | 0 | 0 | 10.2503 | 10509 | 0 | 0 | 0 | 0 | 0 | 0 | 0 | 10.2503 | 10509 | 0 | 0 | 0 | 0 | 0 | 0 | 0 | 10.2503 | 10.2503 | 10.2503
[20 empty] | 2020-04-17 03:00 | 2548 | 4 | 17 | 4 | 0 | 0 | 10.2503 | 10582.3 | 0 | 0 | 0 | 0 | 0 | 0 | 0 | 10.2503 | 10582.3 | 0 | 0 | 0 | 0 | 0 | 0 | 0 | 10.2503 | 10582.3 | 0 | 0 | 0 | 0 | 0 | 0 | 0 | 10.2503 | 10.2503 | 10.2503
[20 empty] | 2020-04-17 04:00 | 2549 | 4 | 17 | 5 | 0 | 0 | 10.2503 | 10582.3 | 0 | 0 | 0 | 0 | 0 | 0 | 0 | 10.2503 | 10582.3 | 0 | 0 | 0 | 0 | 0 | 0 | 0 | 10.2503 | 10582.3 | 0 | 0 | 0 | 0 | 0 | 0 | 0 | 10.2503 | 10.2503 | 10.2503
[20 empty] | 2020-04-17 05:00 | 2550 | 4 | 17 | 6 | 0 | 0 | 10.2121 | 10655.6 | 0 | 0 | 0 | 0 | 0 | 0 | 0 | 10.2068 | 10655.6 | 0 | 0 | 0 | 0 | 0 | 0 | 0 | 10.202 | 10655.6 | 0 | 0 | 0 | 0 | 0 | 0 | 0 | 10.2121 | 10.2068 | 10.202
[20 empty] | 2020-04-17 06:00 | 2551 | 4 | 17 | 7 | 4245.605 | 4.2456 | 9.6969 | 10362.3 | 0 | 0 | 0 | 0 | 0 | 0 | 0 | 9.667 | 10362.3 | 0 | 0 | 0 | 0 | 0 | 0 | 0 | 9.6421 | 10362.3 | 0 | 0 | 0 | 0 | 0 | 0 | 0 | 5.4513 | 5.4214 | 5.3965
[20 empty] | 2020-04-17 07:00 | 2552 | 4 | 17 | 8 | 30800.239 | 30.8002 | 9.6422 | 10362.3 | 0 | 0 | 0 | 0 | 0 | 0 | 0 | 9.6251 | 10362.3 | 0 | 0 | 0 | 0 | 0 | 0 | 0 | 9.6088 | 10362.3 | 0 | 0 | 0 | 0 | 0 | 0 | 0 | -21.158 | -21.1751 | -21.1914
[20 empty] | 2020-04-17 08:00 | 2553 | 4 | 17 | 9 | 29338.636 | 29.3386 | 9.6258 | 10069 | 0 | 0 | 0 | 0 | 0 | 0 | 0 | 9.61 | 10069 | 0 | 0 | 0 | 0 | 0 | 0 | 0 | 9.5988 | 10069 | 0 | 0 | 0 | 0 | 0 | 0 | 0 | -19.7128 | -19.7286 | -19.7399
[20 empty] | 2020-04-17 09:00 | 2554 | 4 | 17 | 10 | 70433.246 | 70.4332 | 9.6159 | 9922.34 | 0 | 0 | 0 | 0 | 0 | 0 | 0 | 9.6028 | 9922.34 | 0 | 0 | 0 | 0 | 0 | 0 | 0 | 9.5947 | 9922.34 | 0 | 0 | 0 | 0 | 0 | 0 | 0 | -60.8173 | -60.8304 | -60.8386
[20 empty] | 2020-04-17 10:00 | 2555 | 4 | 17 | 11 | 52424.173 | 52.4242 | 9.5964 | 9922.34 | 0 | 0 | 0 | 0 | 0 | 0 | 0 | 9.593 | 9922.34 | 0 | 0 | 0 | 0 | 0 | 0 | 0 | 9.5911 | 9922.34 | 0 | 0 | 0 | 0 | 0 | 0 | 0 | -42.8277 | -42.8312 | -42.8331
[20 empty] | 2020-04-17 11:00 | 2556 | 4 | 17 | 12 | 41046.139 | 41.0461 | 9.5946 | 9702.36 | 0 | 0 | 0 | 0 | 0 | 0 | 0 | 9.5922 | 9702.36 | 0 | 0 | 0 | 0 | 0 | 0 | 0 | 9.5909 | 9702.36 | 0 | 0 | 0 | 0 | 0 | 0 | 0 | -31.4516 | -31.4539 | -31.4552
[20 empty] | 2020-04-17 12:00 | 2557 | 4 | 17 | 13 | 96562.761 | 96.5628 | 9.6023 | 9482.38 | 0 | 0 | 0 | 0 | 0 | 0 | 0 | 9.5945 | 9482.38 | 0 | 0 | 0 | 0 | 0 | 0 | 0 | 9.5915 | 9482.38 | 0 | 0 | 0 | 0 | 0 | 0 | 0 | -86.9605 | -86.9683 | -86.9713
[20 empty] | 2020-04-17 13:00 | 2558 | 4 | 17 | 14 | 210102.785 | 210.1028 | 9.6079 | 9482.38 | 0 | 0 | 0 | 0 | 0 | 0 | 0 | 9.5978 | 9482.38 | 0 | 0 | 0 | 0 | 0 | 0 | 0 | 9.592 | 9482.38 | 0 | 0 | 0 | 0 | 0 | 0 | 0 | -200.4949 | -200.505 | -200.5108
[20 empty] | 2020-04-17 14:00 | 2559 | 4 | 17 | 15 | 214763.753 | 214.7638 | 9.6037 | 9482.38 | 0 | 0 | 0 | 0 | 0 | 0 | 0 | 9.5948 | 9482.38 | 0 | 0 | 0 | 0 | 0 | 0 | 0 | 9.5905 | 9482.38 | 0 | 0 | 0 | 0 | 0 | 0 | 0 | -205.1601 | -205.1689 | -205.1733
[20 empty] | 2020-04-17 15:00 | 2560 | 4 | 17 | 16 | 162586.875 | 162.5869 | 9.5994 | 9555.71 | 0 | 0 | 0 | 0 | 0 | 0 | 0 | 9.5931 | 9555.71 | 0 | 0 | 0 | 0 | 0 | 0 | 0 | 9.5903 | 9555.71 | 0 | 0 | 0 | 0 | 0 | 0 | 0 | -152.9874 | -152.9937 | -152.9966
[20 empty] | 2020-04-17 16:00 | 2561 | 4 | 17 | 17 | 98147.399 | 98.1474 | 9.5991 | 9555.71 | 0 | 0 | 0 | 0 | 0 | 0 | 0 | 9.5929 | 9555.71 | 0 | 0 | 0 | 0 | 0 | 0 | 0 | 9.5916 | 9555.71 | 0 | 0 | 0 | 0 | 0 | 0 | 0 | -88.5483 | -88.5545 | -88.5558
[20 empty] | 2020-04-17 17:00 | 2562 | 4 | 17 | 18 | 33650.502 | 33.6505 | 9.605 | 9702.36 | 0 | 0 | 0 | 0 | 0 | 0 | 0 | 9.5983 | 9702.36 | 0 | 0 | 0 | 0 | 0 | 0 | 0 | 9.5936 | 9702.36 | 0 | 0 | 0 | 0 | 0 | 0 | 0 | -24.0455 | -24.0522 | -24.0569
[20 empty] | 2020-04-17 18:00 | 2563 | 4 | 17 | 19 | 0 | 0 | 9.9756 | 9849.01 | 0 | 0 | 0 | 0 | 0 | 0 | 0 | 9.9558 | 9849.01 | 0 | 0 | 0 | 0 | 0 | 0 | 0 | 9.9425 | 9849.01 | 0 | 0 | 0 | 0 | 0 | 0 | 0 | 9.9756 | 9.9558 | 9.9425
[20 empty] | 2020-04-17 19:00 | 2564 | 4 | 17 | 20 | 0 | 0 | 10.2503 | 9849.01 | 0 | 0 | 0 | 0 | 0 | 0 | 0 | 10.2503 | 9849.01 | 0 | 0 | 0 | 0 | 0 | 0 | 0 | 10.2503 | 9849.01 | 0 | 0 | 0 | 0 | 0 | 0 | 0 | 10.2503 | 10.2503 | 10.2503
[20 empty] | 2020-04-17 20:00 | 2565 | 4 | 17 | 21 | 0 | 0 | 10.2503 | 10069 | 0 | 0 | 0 | 0 | 0 | 0 | 0 | 10.2503 | 10069 | 0 | 0 | 0 | 0 | 0 | 0 | 0 | 10.2503 | 10069 | 0 | 0 | 0 | 0 | 0 | 0 | 0 | 10.2503 | 10.2503 | 10.2503
[20 empty] | 2020-04-17 21:00 | 2566 | 4 | 17 | 22 | 0 | 0 | 10.2503 | 10215.6 | 0 | 0 | 0 | 0 | 0 | 0 | 0 | 10.2503 | 10215.6 | 0 | 0 | 0 | 0 | 0 | 0 | 0 | 10.2503 | 10215.6 | 0 | 0 | 0 | 0 | 0 | 0 | 0 | 10.2503 | 10.2503 | 10.2503
[20 empty] | 2020-04-17 22:00 | 2567 | 4 | 17 | 23 | 0 | 0 | 10.2503 | 10215.6 | 0 | 0 | 0 | 0 | 0 | 0 | 0 | 10.2503 | 10215.6 | 0 | 0 | 0 | 0 | 0 | 0 | 0 | 10.2503 | 10215.6 | 0 | 0 | 0 | 0 | 0 | 0 | 0 | 10.2503 | 10.2503 | 10.2503
[20 empty] | 2020-04-17 23:00 | 2568 | 4 | 17 | 24 | 0 | 0 | 10.2503 | 10362.3 | 0 | 0 | 0 | 0 | 0 | 0 | 0 | 10.2503 | 10362.3 | 0 | 0 | 0 | 0 | 0 | 0 | 0 | 10.2503 | 10362.3 | 0 | 0 | 0 | 0 | 0 | 0 | 0 | 10.2503 | 10.2503 | 10.2503
[20 empty] | 2020-04-18 | 2569 | 4 | 18 | 1 | 0 | 0 | 10.2503 | 10435.6 | 0 | 0 | 0 | 0 | 0 | 0 | 0 | 10.2503 | 10435.6 | 0 | 0 | 0 | 0 | 0 | 0 | 0 | 10.2503 | 10435.6 | 0 | 0 | 0 | 0 | 0 | 0 | 0 | 10.2503 | 10.2503 | 10.2503
[20 empty] | 2020-04-18 01:00 | 2570 | 4 | 18 | 2 | 0 | 0 | 10.2503 | 10435.6 | 0 | 0 | 0 | 0 | 0 | 0 | 0 | 10.2503 | 10435.6 | 0 | 0 | 0 | 0 | 0 | 0 | 0 | 10.2503 | 10435.6 | 0 | 0 | 0 | 0 | 0 | 0 | 0 | 10.2503 | 10.2503 | 10.2503
[20 empty] | 2020-04-18 02:00 | 2571 | 4 | 18 | 3 | 0 | 0 | 10.2503 | 10509 | 0 | 0 | 0 | 0 | 0 | 0 | 0 | 10.2503 | 10509 | 0 | 0 | 0 | 0 | 0 | 0 | 0 | 10.2503 | 10509 | 0 | 0 | 0 | 0 | 0 | 0 | 0 | 10.2503 | 10.2503 | 10.2503
[20 empty] | 2020-04-18 03:00 | 2572 | 4 | 18 | 4 | 0 | 0 | 10.2503 | 10582.3 | 0 | 0 | 0 | 0 | 0 | 0 | 0 | 10.2503 | 10582.3 | 0 | 0 | 0 | 0 | 0 | 0 | 0 | 10.2503 | 10582.3 | 0 | 0 | 0 | 0 | 0 | 0 | 0 | 10.2503 | 10.2503 | 10.2503
[20 empty] | 2020-04-18 04:00 | 2573 | 4 | 18 | 5 | 0 | 0 | 10.2503 | 10582.3 | 0 | 0 | 0 | 0 | 0 | 0 | 0 | 10.2503 | 10582.3 | 0 | 0 | 0 | 0 | 0 | 0 | 0 | 10.2503 | 10582.3 | 0 | 0 | 0 | 0 | 0 | 0 | 0 | 10.2503 | 10.2503 | 10.2503
[20 empty] | 2020-04-18 05:00 | 2574 | 4 | 18 | 6 | 797.309 | 0.79731 | 10.1313 | 10509 | 0 | 0 | 0 | 0 | 0 | 0 | 0 | 10.1147 | 10509 | 0 | 0 | 0 | 0 | 0 | 0 | 0 | 10.0999 | 10509 | 0 | 0 | 0 | 0 | 0 | 0 | 0 | 9.334 | 9.3174 | 9.3026
[20 empty] | 2020-04-18 06:00 | 2575 | 4 | 18 | 7 | 49008.173 | 49.0082 | 9.7156 | 10289 | 0 | 0 | 0 | 0 | 0 | 0 | 0 | 9.6855 | 10289 | 0 | 0 | 0 | 0 | 0 | 0 | 0 | 9.6568 | 10289 | 0 | 0 | 0 | 0 | 0 | 0 | 0 | -39.2926 | -39.3227 | -39.3514
[20 empty] | 2020-04-18 07:00 | 2576 | 4 | 18 | 8 | 124365.593 | 124.3656 | 9.6732 | 10289 | 0 | 0 | 0 | 0 | 0 | 0 | 0 | 9.6446 | 10289 | 0 | 0 | 0 | 0 | 0 | 0 | 0 | 9.6288 | 10289 | 0 | 0 | 0 | 0 | 0 | 0 | 0 | -114.6924 | -114.721 | -114.7368
[20 empty] | 2020-04-18 08:00 | 2577 | 4 | 18 | 9 | 189455.978 | 189.456 | 9.6262 | 9995.67 | 0 | 0 | 0 | 0 | 0 | 0 | 0 | 9.6105 | 9995.67 | 0 | 0 | 0 | 0 | 0 | 0 | 0 | 9.5991 | 9995.67 | 0 | 0 | 0 | 0 | 0 | 0 | 0 | -179.8297 | -179.8455 | -179.8568
[20 empty] | 2020-04-18 09:00 | 2578 | 4 | 18 | 10 | 239048.16 | 239.0482 | 9.6187 | 9775.69 | 0 | 0 | 0 | 0 | 0 | 0 | 0 | 9.6057 | 9775.69 | 0 | 0 | 0 | 0 | 0 | 0 | 0 | 9.5966 | 9775.69 | 0 | 0 | 0 | 0 | 0 | 0 | 0 | -229.4294 | -229.4425 | -229.4516
[20 empty] | 2020-04-18 10:00 | 2579 | 4 | 18 | 11 | 271590.539 | 271.5905 | 9.6186 | 9775.69 | 0 | 0 | 0 | 0 | 0 | 0 | 0 | 9.6044 | 9775.69 | 0 | 0 | 0 | 0 | 0 | 0 | 0 | 9.5982 | 9775.69 | 0 | 0 | 0 | 0 | 0 | 0 | 0 | -261.9719 | -261.9862 | -261.9924
[20 empty] | 2020-04-18 11:00 | 2580 | 4 | 18 | 12 | 253918.757 | 253.9188 | 9.6263 | 9409.05 | 0 | 0 | 0 | 0 | 0 | 0 | 0 | 9.6116 | 9409.05 | 0 | 0 | 0 | 0 | 0 | 0 | 0 | 9.6035 | 9409.05 | 0 | 0 | 0 | 0 | 0 | 0 | 0 | -244.2925 | -244.3071 | -244.3153
[20 empty] | 2020-04-18 12:00 | 2581 | 4 | 18 | 13 | 254420.003 | 254.42 | 9.6178 | 9189.07 | 0 | 0 | 0 | 0 | 0 | 0 | 0 | 9.607 | 9189.07 | 0 | 0 | 0 | 0 | 0 | 0 | 0 | 9.5982 | 9189.07 | 0 | 0 | 0 | 0 | 0 | 0 | 0 | -244.8022 | -244.813 | -244.8218
[20 empty] | 2020-04-18 13:00 | 2582 | 4 | 18 | 14 | 248027.764 | 248.0278 | 9.6135 | 9189.07 | 0 | 0 | 0 | 0 | 0 | 0 | 0 | 9.603 | 9189.07 | 0 | 0 | 0 | 0 | 0 | 0 | 0 | 9.5948 | 9189.07 | 0 | 0 | 0 | 0 | 0 | 0 | 0 | -238.4143 | -238.4247 | -238.433
[20 empty] | 2020-04-18 14:00 | 2583 | 4 | 18 | 15 | 229846.501 | 229.8465 | 9.6088 | 8969.09 | 0 | 0 | 0 | 0 | 0 | 0 | 0 | 9.5981 | 8969.09 | 0 | 0 | 0 | 0 | 0 | 0 | 0 | 9.5916 | 8969.09 | 0 | 0 | 0 | 0 | 0 | 0 | 0 | -220.2378 | -220.2484 | -220.2549
[20 empty] | 2020-04-18 15:00 | 2584 | 4 | 18 | 16 | 177554.975 | 177.555 | 9.6029 | 8895.77 | 0 | 0 | 0 | 0 | 0 | 0 | 0 | 9.5958 | 8895.77 | 0 | 0 | 0 | 0 | 0 | 0 | 0 | 9.5908 | 8895.77 | 0 | 0 | 0 | 0 | 0 | 0 | 0 | -167.9521 | -167.9592 | -167.9642
[20 empty] | 2020-04-18 16:00 | 2585 | 4 | 18 | 17 | 108820.954 | 108.821 | 9.6014 | 8895.77 | 0 | 0 | 0 | 0 | 0 | 0 | 0 | 9.5947 | 8895.77 | 0 | 0 | 0 | 0 | 0 | 0 | 0 | 9.5919 | 8895.77 | 0 | 0 | 0 | 0 | 0 | 0 | 0 | -99.2195 | -99.2262 | -99.2291
[20 empty] | 2020-04-18 17:00 | 2586 | 4 | 18 | 18 | 36211.935 | 36.2119 | 9.6052 | 8969.09 | 0 | 0 | 0 | 0 | 0 | 0 | 0 | 9.5985 | 8969.09 | 0 | 0 | 0 | 0 | 0 | 0 | 0 | 9.5935 | 8969.09 | 0 | 0 | 0 | 0 | 0 | 0 | 0 | -26.6067 | -26.6134 | -26.6185
[20 empty] | 2020-04-18 18:00 | 2587 | 4 | 18 | 19 | 0 | 0 | 9.9598 | 9042.42 | 0 | 0 | 0 | 0 | 0 | 0 | 0 | 9.9413 | 9042.42 | 0 | 0 | 0 | 0 | 0 | 0 | 0 | 9.9286 | 9042.42 | 0 | 0 | 0 | 0 | 0 | 0 | 0 | 9.9598 | 9.9413 | 9.9286
[20 empty] | 2020-04-18 19:00 | 2588 | 4 | 18 | 20 | 0 | 0 | 10.2503 | 9042.42 | 0 | 0 | 0 | 0 | 0 | 0 | 0 | 10.2503 | 9042.42 | 0 | 0 | 0 | 0 | 0 | 0 | 0 | 10.2503 | 9042.42 | 0 | 0 | 0 | 0 | 0 | 0 | 0 | 10.2503 | 10.2503 | 10.2503
[20 empty] | 2020-04-18 20:00 | 2589 | 4 | 18 | 21 | 0 | 0 | 10.2503 | 9482.38 | 0 | 0 | 0 | 0 | 0 | 0 | 0 | 10.2503 | 9482.38 | 0 | 0 | 0 | 0 | 0 | 0 | 0 | 10.2503 | 9482.38 | 0 | 0 | 0 | 0 | 0 | 0 | 0 | 10.2503 | 10.2503 | 10.2503
[20 empty] | 2020-04-18 21:00 | 2590 | 4 | 18 | 22 | 0 | 0 | 10.2503 | 10142.3 | 0 | 0 | 0 | 0 | 0 | 0 | 0 | 10.2503 | 10142.3 | 0 | 0 | 0 | 0 | 0 | 0 | 0 | 10.2503 | 10142.3 | 0 | 0 | 0 | 0 | 0 | 0 | 0 | 10.2503 | 10.2503 | 10.2503
[20 empty] | 2020-04-18 22:00 | 2591 | 4 | 18 | 23 | 0 | 0 | 10.2503 | 10069 | 0 | 0 | 0 | 0 | 0 | 0 | 0 | 10.2503 | 10069 | 0 | 0 | 0 | 0 | 0 | 0 | 0 | 10.2503 | 10069 | 0 | 0 | 0 | 0 | 0 | 0 | 0 | 10.2503 | 10.2503 | 10.2503
[20 empty] | 2020-04-18 23:00 | 2592 | 4 | 18 | 24 | 0 | 0 | 10.2503 | 10435.6 | 0 | 0 | 0 | 0 | 0 | 0 | 0 | 10.2503 | 10435.6 | 0 | 0 | 0 | 0 | 0 | 0 | 0 | 10.2503 | 10435.6 | 0 | 0 | 0 | 0 | 0 | 0 | 0 | 10.2503 | 10.2503 | 10.2503
[20 empty] | 2020-04-19 | 2593 | 4 | 19 | 1 | 0 | 0 | 10.2503 | 10509 | 0 | 0 | 0 | 0 | 0 | 0 | 0 | 10.2503 | 10509 | 0 | 0 | 0 | 0 | 0 | 0 | 0 | 10.2503 | 10509 | 0 | 0 | 0 | 0 | 0 | 0 | 0 | 10.2503 | 10.2503 | 10.2503
[20 empty] | 2020-04-19 01:00 | 2594 | 4 | 19 | 2 | 0 | 0 | 10.2503 | 10509 | 0 | 0 | 0 | 0 | 0 | 0 | 0 | 10.2503 | 10509 | 0 | 0 | 0 | 0 | 0 | 0 | 0 | 10.2503 | 10509 | 0 | 0 | 0 | 0 | 0 | 0 | 0 | 10.2503 | 10.2503 | 10.2503
[20 empty] | 2020-04-19 02:00 | 2595 | 4 | 19 | 3 | 0 | 0 | 10.2503 | 10435.6 | 0 | 0 | 0 | 0 | 0 | 0 | 0 | 10.2503 | 10435.6 | 0 | 0 | 0 | 0 | 0 | 0 | 0 | 10.2503 | 10435.6 | 0 | 0 | 0 | 0 | 0 | 0 | 0 | 10.2503 | 10.2503 | 10.2503
[20 empty] | 2020-04-19 03:00 | 2596 | 4 | 19 | 4 | 0 | 0 | 10.2503 | 10655.6 | 0 | 0 | 0 | 0 | 0 | 0 | 0 | 10.2503 | 10655.6 | 0 | 0 | 0 | 0 | 0 | 0 | 0 | 10.2503 | 10655.6 | 0 | 0 | 0 | 0 | 0 | 0 | 0 | 10.2503 | 10.2503 | 10.2503
[20 empty] | 2020-04-19 04:00 | 2597 | 4 | 19 | 5 | 0 | 0 | 10.2503 | 10655.6 | 0 | 0 | 0 | 0 | 0 | 0 | 0 | 10.2503 | 10655.6 | 0 | 0 | 0 | 0 | 0 | 0 | 0 | 10.2503 | 10655.6 | 0 | 0 | 0 | 0 | 0 | 0 | 0 | 10.2503 | 10.2503 | 10.2503
[20 empty] | 2020-04-19 05:00 | 2598 | 4 | 19 | 6 | 1194.341 | 1.1943 | 10.1041 | 32724.3 | 0 | 0 | 0 | 0 | 0 | 0 | 0 | 10.084 | 32724.3 | 0 | 0 | 0 | 0 | 0 | 0 | 0 | 10.0676 | 32724.3 | 0 | 0 | 0 | 0 | 0 | 0 | 0 | 8.9098 | 8.8897 | 8.8733
[20 empty] | 2020-04-19 06:00 | 2599 | 4 | 19 | 7 | 40467.608 | 40.4676 | 9.7229 | 81993.5 | 0 | 0 | 0 | 0 | 0 | 0 | 0 | 9.6906 | 81993.5 | 0 | 0 | 0 | 0 | 0 | 0 | 0 | 9.6598 | 81993.5 | 0 | 0 | 0 | 0 | 0 | 0 | 0 | -30.7447 | -30.777 | -30.8078
[20 empty] | 2020-04-19 07:00 | 2600 | 4 | 19 | 8 | 134898.279 | 134.8983 | 15.241 | 81993.5 | 0 | 0 | 0 | 0 | 0 | 0 | 0 | 15.2166 | 81993.5 | 0 | 0 | 0 | 0 | 0 | 0 | 0 | 15.2007 | 81993.5 | 0 | 0 | 0 | 0 | 0 | 0 | 0 | -119.6573 | -119.6817 | -119.6976
[20 empty] | 2020-04-19 08:00 | 2601 | 4 | 19 | 9 | 163616.393 | 163.6164 | 12.4597 | 56769.3 | 0 | 0 | 0 | 0 | 0 | 0 | 0 | 12.4344 | 56769.3 | 0 | 0 | 0 | 0 | 0 | 0 | 0 | 12.4163 | 56769.3 | 0 | 0 | 0 | 0 | 0 | 0 | 0 | -151.1567 | -151.182 | -151.2001
[20 empty] | 2020-04-19 09:00 | 2602 | 4 | 19 | 10 | 221539.099 | 221.5391 | 12.4142 | 56696 | 0 | 0 | 0 | 0 | 0 | 0 | 0 | 12.4007 | 56696 | 0 | 0 | 0 | 0 | 0 | 0 | 0 | 12.3903 | 56696 | 0 | 0 | 0 | 0 | 0 | 0 | 0 | -209.1249 | -209.1384 | -209.1488
[20 empty] | 2020-04-19 10:00 | 2603 | 4 | 19 | 11 | 250265.03 | 250.265 | 13.787 | 126659 | 0 | 0 | 0 | 0 | 0 | 0 | 0 | 13.7804 | 126659 | 0 | 0 | 0 | 0 | 0 | 0 | 0 | 13.7776 | 126659 | 0 | 0 | 0 | 0 | 0 | 0 | 0 | -236.478 | -236.4846 | -236.4874
[20 empty] | 2020-04-19 11:00 | 2604 | 4 | 19 | 12 | 302265.692 | 302.2657 | 13.7811 | 126659 | 0 | 0 | 0 | 0 | 0 | 0 | 0 | 13.7781 | 126659 | 0 | 0 | 0 | 0 | 0 | 0 | 0 | 13.7765 | 126659 | 0 | 0 | 0 | 0 | 0 | 0 | 0 | -288.4846 | -288.4876 | -288.4892
[20 empty] | 2020-04-19 12:00 | 2605 | 4 | 19 | 13 | 273758.666 | 273.7587 | 12.384 | 89513.7 | 0 | 0 | 0 | 0 | 0 | 0 | 0 | 12.3819 | 89513.7 | 0 | 0 | 0 | 0 | 0 | 0 | 0 | 12.3801 | 89513.7 | 0 | 0 | 0 | 0 | 0 | 0 | 0 | -261.3747 | -261.3768 | -261.3786
[20 empty] | 2020-04-19 13:00 | 2606 | 4 | 19 | 14 | 278957.072 | 278.9571 | 12.3833 | 56255.8 | 0 | 0 | 0 | 0 | 0 | 0 | 0 | 12.381 | 56255.8 | 0 | 0 | 0 | 0 | 0 | 0 | 0 | 12.3801 | 56255.8 | 0 | 0 | 0 | 0 | 0 | 0 | 0 | -266.5738 | -266.5761 | -266.577
[20 empty] | 2020-04-19 14:00 | 2607 | 4 | 19 | 15 | 229619.076 | 229.6191 | 15.1784 | 55962.4 | 0 | 0 | 0 | 0 | 0 | 0 | 0 | 15.1718 | 55962.4 | 0 | 0 | 0 | 0 | 0 | 0 | 0 | 15.1701 | 55962.4 | 0 | 0 | 0 | 0 | 0 | 0 | 0 | -214.4407 | -214.4473 | -214.449
[20 empty] | 2020-04-19 15:00 | 2608 | 4 | 19 | 16 | 170991.711 | 170.9917 | 15.1795 | 31110.8 | 0 | 0 | 0 | 0 | 0 | 0 | 0 | 15.1732 | 31110.8 | 0 | 0 | 0 | 0 | 0 | 0 | 0 | 15.1703 | 31110.8 | 0 | 0 | 0 | 0 | 0 | 0 | 0 | -155.8122 | -155.8185 | -155.8214
[20 empty] | 2020-04-19 16:00 | 2609 | 4 | 19 | 17 | 98164.21 | 98.1642 | 12.3908 | 31110.8 | 0 | 0 | 0 | 0 | 0 | 0 | 0 | 12.3841 | 31110.8 | 0 | 0 | 0 | 0 | 0 | 0 | 0 | 12.3818 | 31110.8 | 0 | 0 | 0 | 0 | 0 | 0 | 0 | -85.7734 | -85.7801 | -85.7824
[20 empty] | 2020-04-19 17:00 | 2610 | 4 | 19 | 18 | 28424.438 | 28.4244 | 12.3953 | 31110.8 | 0 | 0 | 0 | 0 | 0 | 0 | 0 | 12.3886 | 31110.8 | 0 | 0 | 0 | 0 | 0 | 0 | 0 | 12.3835 | 31110.8 | 0 | 0 | 0 | 0 | 0 | 0 | 0 | -16.0291 | -16.0358 | -16.0409
[20 empty] | 2020-04-19 18:00 | 2611 | 4 | 19 | 19 | 0 | 0 | 9.9505 | 31257.5 | 0 | 0 | 0 | 0 | 0 | 0 | 0 | 9.9314 | 31257.5 | 0 | 0 | 0 | 0 | 0 | 0 | 0 | 9.9184 | 31257.5 | 0 | 0 | 0 | 0 | 0 | 0 | 0 | 9.9505 | 9.9314 | 9.9184
[20 empty] | 2020-04-19 19:00 | 2612 | 4 | 19 | 20 | 0 | 0 | 10.2503 | 8895.77 | 0 | 0 | 0 | 0 | 0 | 0 | 0 | 10.2503 | 8895.77 | 0 | 0 | 0 | 0 | 0 | 0 | 0 | 10.2503 | 8895.77 | 0 | 0 | 0 | 0 | 0 | 0 | 0 | 10.2503 | 10.2503 | 10.2503
[20 empty] | 2020-04-19 20:00 | 2613 | 4 | 19 | 21 | 0 | 0 | 10.2503 | 9189.07 | 0 | 0 | 0 | 0 | 0 | 0 | 0 | 10.2503 | 9189.07 | 0 | 0 | 0 | 0 | 0 | 0 | 0 | 10.2503 | 9189.07 | 0 | 0 | 0 | 0 | 0 | 0 | 0 | 10.2503 | 10.2503 | 10.2503
[20 empty] | 2020-04-19 21:00 | 2614 | 4 | 19 | 22 | 0 | 0 | 10.2503 | 9115.75 | 0 | 0 | 0 | 0 | 0 | 0 | 0 | 10.2503 | 9115.75 | 0 | 0 | 0 | 0 | 0 | 0 | 0 | 10.2503 | 9115.75 | 0 | 0 | 0 | 0 | 0 | 0 | 0 | 10.2503 | 10.2503 | 10.2503
[20 empty] | 2020-04-19 22:00 | 2615 | 4 | 19 | 23 | 0 | 0 | 10.2503 | 9115.75 | 0 | 0 | 0 | 0 | 0 | 0 | 0 | 10.2503 | 9115.75 | 0 | 0 | 0 | 0 | 0 | 0 | 0 | 10.2503 | 9115.75 | 0 | 0 | 0 | 0 | 0 | 0 | 0 | 10.2503 | 10.2503 | 10.2503
[20 empty] | 2020-04-19 23:00 | 2616 | 4 | 19 | 24 | 0 | 0 | 10.2503 | 9335.73 | 0 | 0 | 0 | 0 | 0 | 0 | 0 | 10.2503 | 9335.73 | 0 | 0 | 0 | 0 | 0 | 0 | 0 | 10.2503 | 9335.73 | 0 | 0 | 0 | 0 | 0 | 0 | 0 | 10.2503 | 10.2503 | 10.2503
[20 empty] | 2020-04-20 | 2617 | 4 | 20 | 1 | 0 | 0 | 10.2503 | 9482.38 | 0 | 0 | 0 | 0 | 0 | 0 | 0 | 10.2503 | 9482.38 | 0 | 0 | 0 | 0 | 0 | 0 | 0 | 10.2503 | 9482.38 | 0 | 0 | 0 | 0 | 0 | 0 | 0 | 10.2503 | 10.2503 | 10.2503
[20 empty] | 2020-04-20 01:00 | 2618 | 4 | 20 | 2 | 0 | 0 | 10.2503 | 9482.38 | 0 | 0 | 0 | 0 | 0 | 0 | 0 | 10.2503 | 9482.38 | 0 | 0 | 0 | 0 | 0 | 0 | 0 | 10.2503 | 9482.38 | 0 | 0 | 0 | 0 | 0 | 0 | 0 | 10.2503 | 10.2503 | 10.2503
[20 empty] | 2020-04-20 02:00 | 2619 | 4 | 20 | 3 | 0 | 0 | 10.2503 | 9555.71 | 0 | 0 | 0 | 0 | 0 | 0 | 0 | 10.2503 | 9555.71 | 0 | 0 | 0 | 0 | 0 | 0 | 0 | 10.2503 | 9555.71 | 0 | 0 | 0 | 0 | 0 | 0 | 0 | 10.2503 | 10.2503 | 10.2503
[20 empty] | 2020-04-20 03:00 | 2620 | 4 | 20 | 4 | 0 | 0 | 10.2503 | 9702.36 | 0 | 0 | 0 | 0 | 0 | 0 | 0 | 10.2503 | 9702.36 | 0 | 0 | 0 | 0 | 0 | 0 | 0 | 10.2503 | 9702.36 | 0 | 0 | 0 | 0 | 0 | 0 | 0 | 10.2503 | 10.2503 | 10.2503
[20 empty] | 2020-04-20 04:00 | 2621 | 4 | 20 | 5 | 0 | 0 | 10.2503 | 9702.36 | 0 | 0 | 0 | 0 | 0 | 0 | 0 | 10.2503 | 9702.36 | 0 | 0 | 0 | 0 | 0 | 0 | 0 | 10.2503 | 9702.36 | 0 | 0 | 0 | 0 | 0 | 0 | 0 | 10.2503 | 10.2503 | 10.2503
[20 empty] | 2020-04-20 05:00 | 2622 | 4 | 20 | 6 | 27.997 | 0.027997 | 10.0992 | 32064.2 | 0 | 0 | 0 | 0 | 0 | 0 | 0 | 10.0785 | 32064.2 | 0 | 0 | 0 | 0 | 0 | 0 | 0 | 10.0617 | 32064.2 | 0 | 0 | 0 | 0 | 0 | 0 | 0 | 10.0712 | 10.0505 | 10.0337
[20 empty] | 2020-04-20 06:00 | 2623 | 4 | 20 | 7 | 2195.252 | 2.1953 | 9.7025 | 81479.9 | 0 | 0 | 0 | 0 | 0 | 0 | 0 | 9.6759 | 81479.9 | 0 | 0 | 0 | 0 | 0 | 0 | 0 | 9.6491 | 81479.9 | 0 | 0 | 0 | 0 | 0 | 0 | 0 | 7.5073 | 7.4806 | 7.4539
[20 empty] | 2020-04-20 07:00 | 2624 | 4 | 20 | 8 | 3066.343 | 3.0663 | 15.233 | 81479.9 | 0 | 0 | 0 | 0 | 0 | 0 | 0 | 15.2125 | 81479.9 | 0 | 0 | 0 | 0 | 0 | 0 | 0 | 15.1965 | 81479.9 | 0 | 0 | 0 | 0 | 0 | 0 | 0 | 12.1667 | 12.1462 | 12.1302
[20 empty] | 2020-04-20 08:00 | 2625 | 4 | 20 | 9 | 15446.209 | 15.4462 | 12.4284 | 56182.4 | 0 | 0 | 0 | 0 | 0 | 0 | 0 | 12.4111 | 56182.4 | 0 | 0 | 0 | 0 | 0 | 0 | 0 | 12.3978 | 56182.4 | 0 | 0 | 0 | 0 | 0 | 0 | 0 | -3.0178 | -3.0351 | -3.0484
[20 empty] | 2020-04-20 09:00 | 2626 | 4 | 20 | 10 | 19825.184 | 19.8252 | 12.4199 | 56035.7 | 0 | 0 | 0 | 0 | 0 | 0 | 0 | 12.4047 | 56035.7 | 0 | 0 | 0 | 0 | 0 | 0 | 0 | 12.3939 | 56035.7 | 0 | 0 | 0 | 0 | 0 | 0 | 0 | -7.4053 | -7.4205 | -7.4313
[20 empty] | 2020-04-20 10:00 | 2627 | 4 | 20 | 11 | 49354.175 | 49.3542 | 13.8121 | 126659 | 0 | 0 | 0 | 0 | 0 | 0 | 0 | 13.7935 | 126659 | 0 | 0 | 0 | 0 | 0 | 0 | 0 | 13.7862 | 126659 | 0 | 0 | 0 | 0 | 0 | 0 | 0 | -35.5421 | -35.5607 | -35.568
[20 empty] | 2020-04-20 11:00 | 2628 | 4 | 20 | 12 | 91008.838 | 91.0088 | 13.8059 | 126659 | 0 | 0 | 0 | 0 | 0 | 0 | 0 | 13.7931 | 126659 | 0 | 0 | 0 | 0 | 0 | 0 | 0 | 13.7858 | 126659 | 0 | 0 | 0 | 0 | 0 | 0 | 0 | -77.2029 | -77.2157 | -77.223
[20 empty] | 2020-04-20 12:00 | 2629 | 4 | 20 | 13 | 82592.404 | 82.5924 | 12.4072 | 87615.8 | 0 | 0 | 0 | 0 | 0 | 0 | 0 | 12.3965 | 87615.8 | 0 | 0 | 0 | 0 | 0 | 0 | 0 | 12.3878 | 87615.8 | 0 | 0 | 0 | 0 | 0 | 0 | 0 | -70.1852 | -70.1959 | -70.2046
[20 empty] | 2020-04-20 13:00 | 2630 | 4 | 20 | 14 | 40835.451 | 40.8355 | 12.401 | 55742.3 | 0 | 0 | 0 | 0 | 0 | 0 | 0 | 12.3908 | 55742.3 | 0 | 0 | 0 | 0 | 0 | 0 | 0 | 12.3835 | 55742.3 | 0 | 0 | 0 | 0 | 0 | 0 | 0 | -28.4345 | -28.4447 | -28.452
[20 empty] | 2020-04-20 14:00 | 2631 | 4 | 20 | 15 | 66409.136 | 66.4091 | 15.1864 | 55668.9 | 0 | 0 | 0 | 0 | 0 | 0 | 0 | 15.1767 | 55668.9 | 0 | 0 | 0 | 0 | 0 | 0 | 0 | 15.171 | 55668.9 | 0 | 0 | 0 | 0 | 0 | 0 | 0 | -51.2227 | -51.2324 | -51.2381
[20 empty] | 2020-04-20 15:00 | 2632 | 4 | 20 | 16 | 43245.049 | 43.245 | 15.1822 | 30744.1 | 0 | 0 | 0 | 0 | 0 | 0 | 0 | 15.1752 | 30744.1 | 0 | 0 | 0 | 0 | 0 | 0 | 0 | 15.1707 | 30744.1 | 0 | 0 | 0 | 0 | 0 | 0 | 0 | -28.0628 | -28.0698 | -28.0743
[20 empty] | 2020-04-20 16:00 | 2633 | 4 | 20 | 17 | 35952.851 | 35.9529 | 12.3895 | 30744.1 | 0 | 0 | 0 | 0 | 0 | 0 | 0 | 12.3832 | 30744.1 | 0 | 0 | 0 | 0 | 0 | 0 | 0 | 12.3816 | 30744.1 | 0 | 0 | 0 | 0 | 0 | 0 | 0 | -23.5634 | -23.5697 | -23.5713
[20 empty] | 2020-04-20 17:00 | 2634 | 4 | 20 | 18 | 37443.403 | 37.4434 | 12.3936 | 31844.2 | 0 | 0 | 0 | 0 | 0 | 0 | 0 | 12.3871 | 31844.2 | 0 | 0 | 0 | 0 | 0 | 0 | 0 | 12.3831 | 31844.2 | 0 | 0 | 0 | 0 | 0 | 0 | 0 | -25.0498 | -25.0563 | -25.0603
[20 empty] | 2020-04-20 18:00 | 2635 | 4 | 20 | 19 | 0 | 0 | 9.9393 | 31990.9 | 0 | 0 | 0 | 0 | 0 | 0 | 0 | 9.9196 | 31990.9 | 0 | 0 | 0 | 0 | 0 | 0 | 0 | 9.9064 | 31990.9 | 0 | 0 | 0 | 0 | 0 | 0 | 0 | 9.9393 | 9.9196 | 9.9064
[20 empty] | 2020-04-20 19:00 | 2636 | 4 | 20 | 20 | 0 | 0 | 10.2503 | 9629.03 | 0 | 0 | 0 | 0 | 0 | 0 | 0 | 10.2503 | 9629.03 | 0 | 0 | 0 | 0 | 0 | 0 | 0 | 10.2503 | 9629.03 | 0 | 0 | 0 | 0 | 0 | 0 | 0 | 10.2503 | 10.2503 | 10.2503
[20 empty] | 2020-04-20 20:00 | 2637 | 4 | 20 | 21 | 0 | 0 | 10.2503 | 9922.34 | 0 | 0 | 0 | 0 | 0 | 0 | 0 | 10.2503 | 9922.34 | 0 | 0 | 0 | 0 | 0 | 0 | 0 | 10.2503 | 9922.34 | 0 | 0 | 0 | 0 | 0 | 0 | 0 | 10.2503 | 10.2503 | 10.2503
[20 empty] | 2020-04-20 21:00 | 2638 | 4 | 20 | 22 | 0 | 0 | 10.2503 | 10142.3 | 0 | 0 | 0 | 0 | 0 | 0 | 0 | 10.2503 | 10142.3 | 0 | 0 | 0 | 0 | 0 | 0 | 0 | 10.2503 | 10142.3 | 0 | 0 | 0 | 0 | 0 | 0 | 0 | 10.2503 | 10.2503 | 10.2503
[20 empty] | 2020-04-20 22:00 | 2639 | 4 | 20 | 23 | 0 | 0 | 10.2503 | 10142.3 | 0 | 0 | 0 | 0 | 0 | 0 | 0 | 10.2503 | 10142.3 | 0 | 0 | 0 | 0 | 0 | 0 | 0 | 10.2503 | 10142.3 | 0 | 0 | 0 | 0 | 0 | 0 | 0 | 10.2503 | 10.2503 | 10.2503
[20 empty] | 2020-04-20 23:00 | 2640 | 4 | 20 | 24 | 0 | 0 | 10.2503 | 10142.3 | 0 | 0 | 0 | 0 | 0 | 0 | 0 | 10.2503 | 10142.3 | 0 | 0 | 0 | 0 | 0 | 0 | 0 | 10.2503 | 10142.3 | 0 | 0 | 0 | 0 | 0 | 0 | 0 | 10.2503 | 10.2503 | 10.2503
[20 empty] | 2020-04-21 | 2641 | 4 | 21 | 1 | 0 | 0 | 10.2503 | 10215.6 | 0 | 0 | 0 | 0 | 0 | 0 | 0 | 10.2503 | 10215.6 | 0 | 0 | 0 | 0 | 0 | 0 | 0 | 10.2503 | 10215.6 | 0 | 0 | 0 | 0 | 0 | 0 | 0 | 10.2503 | 10.2503 | 10.2503
[20 empty] | 2020-04-21 01:00 | 2642 | 4 | 21 | 2 | 0 | 0 | 10.2503 | 10215.6 | 0 | 0 | 0 | 0 | 0 | 0 | 0 | 10.2503 | 10215.6 | 0 | 0 | 0 | 0 | 0 | 0 | 0 | 10.2503 | 10215.6 | 0 | 0 | 0 | 0 | 0 | 0 | 0 | 10.2503 | 10.2503 | 10.2503
[20 empty] | 2020-04-21 02:00 | 2643 | 4 | 21 | 3 | 0 | 0 | 10.2503 | 10289 | 0 | 0 | 0 | 0 | 0 | 0 | 0 | 10.2503 | 10289 | 0 | 0 | 0 | 0 | 0 | 0 | 0 | 10.2503 | 10289 | 0 | 0 | 0 | 0 | 0 | 0 | 0 | 10.2503 | 10.2503 | 10.2503
[20 empty] | 2020-04-21 03:00 | 2644 | 4 | 21 | 4 | 0 | 0 | 10.2503 | 10362.3 | 0 | 0 | 0 | 0 | 0 | 0 | 0 | 10.2503 | 10362.3 | 0 | 0 | 0 | 0 | 0 | 0 | 0 | 10.2503 | 10362.3 | 0 | 0 | 0 | 0 | 0 | 0 | 0 | 10.2503 | 10.2503 | 10.2503
[20 empty] | 2020-04-21 04:00 | 2645 | 4 | 21 | 5 | 0 | 0 | 10.2503 | 10362.3 | 0 | 0 | 0 | 0 | 0 | 0 | 0 | 10.2503 | 10362.3 | 0 | 0 | 0 | 0 | 0 | 0 | 0 | 10.2503 | 10362.3 | 0 | 0 | 0 | 0 | 0 | 0 | 0 | 10.2503 | 10.2503 | 10.2503
[20 empty] | 2020-04-21 05:00 | 2646 | 4 | 21 | 6 | 1963.642 | 1.9636 | 10.1178 | 32797.7 | 0 | 0 | 0 | 0 | 0 | 0 | 0 | 10.0995 | 32797.7 | 0 | 0 | 0 | 0 | 0 | 0 | 0 | 10.0834 | 32797.7 | 0 | 0 | 0 | 0 | 0 | 0 | 0 | 8.1542 | 8.1359 | 8.1198
[20 empty] | 2020-04-21 06:00 | 2647 | 4 | 21 | 7 | 37950.577 | 37.9506 | 9.6982 | 82287 | 0 | 0 | 0 | 0 | 0 | 0 | 0 | 9.6701 | 82287 | 0 | 0 | 0 | 0 | 0 | 0 | 0 | 9.6442 | 82287 | 0 | 0 | 0 | 0 | 0 | 0 | 0 | -28.2524 | -28.2804 | -28.3064
[20 empty] | 2020-04-21 07:00 | 2648 | 4 | 21 | 8 | 16709.603 | 16.7096 | 15.241 | 82287 | 0 | 0 | 0 | 0 | 0 | 0 | 0 | 15.2173 | 82287 | 0 | 0 | 0 | 0 | 0 | 0 | 0 | 15.2012 | 82287 | 0 | 0 | 0 | 0 | 0 | 0 | 0 | -1.4686 | -1.4923 | -1.5084
[20 empty] | 2020-04-21 08:00 | 2649 | 4 | 21 | 9 | 190776.056 | 190.7761 | 12.418 | 57282.8 | 0 | 0 | 0 | 0 | 0 | 0 | 0 | 12.4023 | 57282.8 | 0 | 0 | 0 | 0 | 0 | 0 | 0 | 12.3906 | 57282.8 | 0 | 0 | 0 | 0 | 0 | 0 | 0 | -178.3581 | -178.3738 | -178.3855
[20 empty] | 2020-04-21 09:00 | 2650 | 4 | 21 | 10 | 240173.933 | 240.1739 | 12.4047 | 57209.5 | 0 | 0 | 0 | 0 | 0 | 0 | 0 | 12.3917 | 57209.5 | 0 | 0 | 0 | 0 | 0 | 0 | 0 | 12.384 | 57209.5 | 0 | 0 | 0 | 0 | 0 | 0 | 0 | -227.7692 | -227.7822 | -227.7899
[20 empty] | 2020-04-21 10:00 | 2651 | 4 | 21 | 11 | 278781.971 | 278.782 | 13.784 | 126659 | 0 | 0 | 0 | 0 | 0 | 0 | 0 | 13.7788 | 126659 | 0 | 0 | 0 | 0 | 0 | 0 | 0 | 13.7767 | 126659 | 0 | 0 | 0 | 0 | 0 | 0 | 0 | -264.998 | -265.0032 | -265.0053
[20 empty] | 2020-04-21 11:00 | 2652 | 4 | 21 | 12 | 297011.734 | 297.0117 | 13.7811 | 126659 | 0 | 0 | 0 | 0 | 0 | 0 | 0 | 13.7781 | 126659 | 0 | 0 | 0 | 0 | 0 | 0 | 0 | 13.7766 | 126659 | 0 | 0 | 0 | 0 | 0 | 0 | 0 | -283.2306 | -283.2336 | -283.2351
[20 empty] | 2020-04-21 12:00 | 2653 | 4 | 21 | 13 | 296677.083 | 296.6771 | 12.3834 | 91793.9 | 0 | 0 | 0 | 0 | 0 | 0 | 0 | 12.3812 | 91793.9 | 0 | 0 | 0 | 0 | 0 | 0 | 0 | 12.3801 | 91793.9 | 0 | 0 | 0 | 0 | 0 | 0 | 0 | -284.2937 | -284.2959 | -284.297
[20 empty] | 2020-04-21 13:00 | 2654 | 4 | 21 | 14 | 270760.101 | 270.7601 | 12.3822 | 57209.5 | 0 | 0 | 0 | 0 | 0 | 0 | 0 | 12.3804 | 57209.5 | 0 | 0 | 0 | 0 | 0 | 0 | 0 | 12.3801 | 57209.5 | 0 | 0 | 0 | 0 | 0 | 0 | 0 | -258.3779 | -258.3797 | -258.38
[20 empty] | 2020-04-21 14:00 | 2655 | 4 | 21 | 15 | 234135.742 | 234.1357 | 15.1719 | 57356.2 | 0 | 0 | 0 | 0 | 0 | 0 | 0 | 15.1704 | 57356.2 | 0 | 0 | 0 | 0 | 0 | 0 | 0 | 15.1701 | 57356.2 | 0 | 0 | 0 | 0 | 0 | 0 | 0 | -218.9638 | -218.9653 | -218.9656
[20 empty] | 2020-04-21 15:00 | 2656 | 4 | 21 | 16 | 178629.354 | 178.6294 | 15.1743 | 32577.6 | 0 | 0 | 0 | 0 | 0 | 0 | 0 | 15.1713 | 32577.6 | 0 | 0 | 0 | 0 | 0 | 0 | 0 | 15.1701 | 32577.6 | 0 | 0 | 0 | 0 | 0 | 0 | 0 | -163.4551 | -163.4581 | -163.4593
[20 empty] | 2020-04-21 16:00 | 2657 | 4 | 21 | 17 | 109540.817 | 109.5408 | 12.3869 | 32577.6 | 0 | 0 | 0 | 0 | 0 | 0 | 0 | 12.3826 | 32577.6 | 0 | 0 | 0 | 0 | 0 | 0 | 0 | 12.3814 | 32577.6 | 0 | 0 | 0 | 0 | 0 | 0 | 0 | -97.1539 | -97.1582 | -97.1594
[20 empty] | 2020-04-21 17:00 | 2658 | 4 | 21 | 18 | 38188.225 | 38.1882 | 12.3978 | 32797.7 | 0 | 0 | 0 | 0 | 0 | 0 | 0 | 12.39 | 32797.7 | 0 | 0 | 0 | 0 | 0 | 0 | 0 | 12.3846 | 32797.7 | 0 | 0 | 0 | 0 | 0 | 0 | 0 | -25.7904 | -25.7982 | -25.8036
[20 empty] | 2020-04-21 18:00 | 2659 | 4 | 21 | 19 | 0 | 0 | 9.9291 | 32944.3 | 0 | 0 | 0 | 0 | 0 | 0 | 0 | 9.9088 | 32944.3 | 0 | 0 | 0 | 0 | 0 | 0 | 0 | 9.8953 | 32944.3 | 0 | 0 | 0 | 0 | 0 | 0 | 0 | 9.9291 | 9.9088 | 9.8953
[20 empty] | 2020-04-21 19:00 | 2660 | 4 | 21 | 20 | 0 | 0 | 10.2503 | 10582.3 | 0 | 0 | 0 | 0 | 0 | 0 | 0 | 10.2503 | 10582.3 | 0 | 0 | 0 | 0 | 0 | 0 | 0 | 10.2503 | 10582.3 | 0 | 0 | 0 | 0 | 0 | 0 | 0 | 10.2503 | 10.2503 | 10.2503
[20 empty] | 2020-04-21 20:00 | 2661 | 4 | 21 | 21 | 0 | 0 | 10.2503 | 10582.3 | 0 | 0 | 0 | 0 | 0 | 0 | 0 | 10.2503 | 10582.3 | 0 | 0 | 0 | 0 | 0 | 0 | 0 | 10.2503 | 10582.3 | 0 | 0 | 0 | 0 | 0 | 0 | 0 | 10.2503 | 10.2503 | 10.2503
[20 empty] | 2020-04-21 21:00 | 2662 | 4 | 21 | 22 | 0 | 0 | 10.2503 | 10582.3 | 0 | 0 | 0 | 0 | 0 | 0 | 0 | 10.2503 | 10582.3 | 0 | 0 | 0 | 0 | 0 | 0 | 0 | 10.2503 | 10582.3 | 0 | 0 | 0 | 0 | 0 | 0 | 0 | 10.2503 | 10.2503 | 10.2503
[20 empty] | 2020-04-21 22:00 | 2663 | 4 | 21 | 23 | 0 | 0 | 10.2503 | 10582.3 | 0 | 0 | 0 | 0 | 0 | 0 | 0 | 10.2503 | 10582.3 | 0 | 0 | 0 | 0 | 0 | 0 | 0 | 10.2503 | 10582.3 | 0 | 0 | 0 | 0 | 0 | 0 | 0 | 10.2503 | 10.2503 | 10.2503
[20 empty] | 2020-04-21 23:00 | 2664 | 4 | 21 | 24 | 0 | 0 | 23.1223 | 10655.6 | 12.061 | 41.1521 | 0 | 0 | 0 | 92026.1 | 0 | 23.1221 | 10655.6 | 12.0608 | 41.1514 | 0 | 0 | 0 | 92024.9 | 0 | 23.1222 | 10655.6 | 12.0609 | 41.1518 | 0 | 0 | 0 | 92025.1 | 0 | 23.1223 | 23.1221 | 23.1222
[20 empty] | 2020-04-22 | 2665 | 4 | 22 | 1 | 0 | 0 | 20.1215 | 10655.6 | 9.0602 | 30.9135 | 0 | 0 | 0 | 69232.9 | 0 | 20.1214 | 10655.6 | 9.0601 | 30.9131 | 0 | 0 | 0 | 69232 | 0 | 20.1214 | 10655.6 | 9.0601 | 30.9132 | 0 | 0 | 0 | 69232.2 | 0 | 20.1215 | 20.1214 | 20.1214
[20 empty] | 2020-04-22 01:00 | 2666 | 4 | 22 | 2 | 0 | 0 | 21.6972 | 10655.6 | 9.4818 | 32.352 | 0 | 0 | 0 | 72454.5 | -87.4038 | 21.7598 | 10655.6 | 9.4817 | 32.3516 | 0 | 0 | 0 | 72453.6 | -87.3967 | 21.8294 | 10655.6 | 9.4817 | 32.3517 | 0 | 0 | 0 | 72453.8 | -87.4003 | 21.6972 | 21.7598 | 21.8294
[20 empty] | 2020-04-22 02:00 | 2667 | 4 | 22 | 3 | 0 | 0 | 20.2555 | 10655.6 | 9.1942 | 31.3705 | 0 | 0 | 0 | 70256.3 | 0 | 20.2554 | 10655.6 | 9.1941 | 31.3701 | 0 | 0 | 0 | 70255.5 | 0 | 20.2554 | 10655.6 | 9.1941 | 31.3702 | 0 | 0 | 0 | 70255.7 | 0 | 20.2555 | 20.2554 | 20.2554
[20 empty] | 2020-04-22 03:00 | 2668 | 4 | 22 | 4 | 0 | 0 | 21.9967 | 160340 | 9.5222 | 32.4898 | 0 | 149611 | 149.611 | 72763 | -40107.6 | 22.0593 | 165329 | 9.5221 | 32.4894 | 0 | 154600 | 154.6 | 72762.2 | -40107.3 | 22.1289 | 171088 | 9.5221 | 32.4894 | 0 | 160359 | 160.359 | 72762.2 | -40107.1 | 21.9967 | 22.0593 | 22.1289
[20 empty] | 2020-04-22 04:00 | 2669 | 4 | 22 | 5 | 0 | 0 | 22.7736 | 74446.9 | 9.039 | 30.8411 | 0 | 63718 | 63.718 | 69070.6 | -33044.1 | 22.8362 | 75643.1 | 9.0389 | 30.8407 | 0 | 64914.1 | 64.9141 | 69069.8 | -33044.2 | 22.9058 | 76975 | 9.0389 | 30.8408 | 0 | 66246.1 | 66.2461 | 69069.9 | -33044.4 | 22.7736 | 22.8362 | 22.9058
[20 empty] | 2020-04-22 05:00 | 2670 | 4 | 22 | 6 | 2153.627 | 2.1536 | 24.8913 | 94961.8 | 8.986 | 30.6603 | 0 | 61797.5 | 61.7975 | 68665.8 | -30746.5 | 24.9538 | 96276.8 | 8.9859 | 30.6599 | 0 | 63112.4 | 63.1124 | 68664.9 | -30746.5 | 25.0234 | 97740.6 | 8.9859 | 30.66 | 0 | 64576.3 | 64.5763 | 68665 | -30746.6 | 22.7377 | 22.8002 | 22.8698
[20 empty] | 2020-04-22 06:00 | 2671 | 4 | 22 | 7 | 53829.458 | 53.8295 | 93.5834 | 361421 | 0.49707 | 1.696 | 0 | 278547 | 278.547 | 3798.33 | -236006 | 92.9119 | 313176 | 0.3735 | 1.2744 | 0 | 230302 | 230.302 | 2854.11 | -194827 | 92.6958 | 284947 | 0.13817 | 0.47144 | 0 | 202073 | 202.073 | 1055.81 | -170634 | 39.7539 | 39.0824 | 38.8663
[20 empty] | 2020-04-22 07:00 | 2672 | 4 | 22 | 8 | 131056.018 | 131.056 | 121.25 | 407481 | 0.80377 | 2.7425 | 0 | 324607 | 324.607 | 6141.94 | -258039 | 121.408 | 364878 | 0.76594 | 2.6134 | 0 | 282004 | 282.004 | 5852.85 | -220890 | 122.119 | 329932 | 0.67123 | 2.2902 | 0 | 247058 | 247.058 | 5129.1 | -189999 | -9.806 | -9.648 | -8.937
[20 empty] | 2020-04-22 08:00 | 2673 | 4 | 22 | 9 | 199570.995 | 199.571 | 129.612 | 317814 | 0.94283 | 3.217 | 0 | 259871 | 259.871 | 7204.58 | -204106 | 129.625 | 285386 | 0.93195 | 3.1798 | 0 | 227443 | 227.443 | 7121.38 | -175120 | 130.006 | 259155 | 0.80292 | 2.7396 | 0 | 201212 | 201.212 | 6135.47 | -151581 | -69.959 | -69.946 | -69.565
[20 empty] | 2020-04-22 09:00 | 2674 | 4 | 22 | 10 | 252575.468 | 252.5755 | 129.812 | 309478 | 0.89488 | 3.0533 | 0 | 251535 | 251.535 | 6838.13 | -195231 | 130.319 | 281133 | 0.90873 | 3.1006 | 0 | 223190 | 223.19 | 6943.93 | -169873 | 130.871 | 258590 | 0.88138 | 3.0073 | 0 | 200647 | 200.647 | 6735 | -149505 | -122.7635 | -122.2565 | -121.7045
[20 empty] | 2020-04-22 10:00 | 2675 | 4 | 22 | 11 | 263512.699 | 263.5127 | 108.465 | 382939 | 0.65475 | 2.234 | 0 | 256280 | 256.28 | 5003.23 | -199282 | 109.033 | 356657 | 0.64998 | 2.2177 | 0 | 229998 | 229.998 | 4966.72 | -175726 | 109.703 | 335647 | 0.61892 | 2.1118 | 0 | 208988 | 208.988 | 4729.41 | -156650 | -155.0477 | -154.4797 | -153.8097
[20 empty] | 2020-04-22 11:00 | 2676 | 4 | 22 | 12 | 302011.976 | 302.012 | 131.948 | 334479 | 0.74822 | 2.5529 | 0 | 207820 | 207.82 | 5717.46 | -159302 | 132.779 | 311897 | 0.77351 | 2.6392 | 0 | 185238 | 185.238 | 5910.7 | -139014 | 133.581 | 295059 | 0.75296 | 2.5691 | 0 | 168400 | 168.4 | 5753.68 | -123557 | -170.064 | -169.233 | -168.431
[20 empty] | 2020-04-22 12:00 | 2677 | 4 | 22 | 13 | 281537.89 | 281.5379 | 83.19 | 302782 | 0.61944 | 2.1135 | 0 | 209083 | 209.083 | 4733.41 | -160358 | 84.0493 | 279460 | 0.6126 | 2.0902 | 0 | 185761 | 185.761 | 4681.09 | -139535 | 84.9978 | 261570 | 0.59586 | 2.0331 | 0 | 167871 | 167.871 | 4553.23 | -123166 | -198.3479 | -197.4886 | -196.5401
[20 empty] | 2020-04-22 13:00 | 2678 | 4 | 22 | 14 | 186396.144 | 186.3961 | 78.3127 | 285438 | 0.64854 | 2.2128 | 0 | 227641 | 227.641 | 4955.77 | -174832 | 79.1664 | 264214 | 0.65259 | 2.2266 | 0 | 206418 | 206.418 | 4986.69 | -155663 | 80.0359 | 246697 | 0.71903 | 2.4533 | 0 | 188901 | 188.901 | 5494.36 | -139524 | -108.0834 | -107.2297 | -106.3602
[20 empty] | 2020-04-22 14:00 | 2679 | 4 | 22 | 15 | 28070.968 | 28.071 | 65.2483 | 322933 | 0.65923 | 2.2493 | 0 | 265137 | 265.137 | 5037.44 | -207004 | 65.7731 | 303641 | 0.65594 | 2.2381 | 0 | 245845 | 245.845 | 5012.28 | -189409 | 66.8787 | 288574 | 0.71167 | 2.4282 | 0 | 230777 | 230.777 | 5438.19 | -175377 | 37.1773 | 37.7021 | 38.8077
[20 empty] | 2020-04-22 15:00 | 2680 | 4 | 22 | 16 | 28161.915 | 28.1619 | 64.1238 | 319913 | 0.75108 | 2.5627 | 0 | 286895 | 286.895 | 5739.29 | -224038 | 64.4185 | 304444 | 0.68611 | 2.341 | 0 | 271426 | 271.426 | 5242.86 | -209702 | 65.4277 | 293610 | 0.73664 | 2.5134 | 0 | 260593 | 260.593 | 5628.98 | -199157 | 35.9619 | 36.2566 | 37.2658
[20 empty] | 2020-04-22 16:00 | 2681 | 4 | 22 | 17 | 8172.838 | 8.1728 | 27.6732 | 33017.7 | 8.1101 | 27.6718 | 0 | 0 | 0 | 61972.9 | -668.425 | 27.7358 | 33017.7 | 8.1101 | 27.6716 | 0 | 0 | 0 | 61972.3 | -668.329 | 27.8054 | 33017.7 | 8.1101 | 27.6716 | 0 | 0 | 0 | 61972.4 | -668.401 | 19.5004 | 19.563 | 19.6326
[20 empty] | 2020-04-22 17:00 | 2682 | 4 | 22 | 18 | 23457.525 | 23.4575 | 27.2909 | 33091 | 8.6391 | 29.4765 | 0 | 0 | 0 | 66014.7 | -344.344 | 27.3535 | 33091 | 8.639 | 29.4763 | 0 | 0 | 0 | 66014.1 | -344.359 | 27.4231 | 33091 | 8.639 | 29.4763 | 0 | 0 | 0 | 66014.2 | -344.339 | 3.8334 | 3.896 | 3.9656
[20 empty] | 2020-04-22 18:00 | 2683 | 4 | 22 | 19 | 0 | 0 | 23.7233 | 33017.7 | 8.4694 | 28.8977 | 0 | 0 | 0 | 64718.4 | -1.2318 | 23.7859 | 33017.7 | 8.4694 | 28.8975 | 0 | 0 | 0 | 64717.8 | -1.2294 | 23.8555 | 33017.7 | 8.4694 | 28.8975 | 0 | 0 | 0 | 64717.8 | -1.2305 | 23.7233 | 23.7859 | 23.8555
[20 empty] | 2020-04-22 19:00 | 2684 | 4 | 22 | 20 | 0 | 0 | 21.0072 | 10655.6 | 8.4267 | 28.7518 | 0 | 0 | 0 | 64391.6 | 0 | 21.0071 | 10655.6 | 8.4266 | 28.7515 | 0 | 0 | 0 | 64390.9 | 0 | 21.0071 | 10655.6 | 8.4266 | 28.7515 | 0 | 0 | 0 | 64391 | 0 | 21.0072 | 21.0071 | 21.0071
[20 empty] | 2020-04-22 20:00 | 2685 | 4 | 22 | 21 | 0 | 0 | 19.4203 | 10582.3 | 8.359 | 28.5209 | 0 | 0 | 0 | 63874.4 | 0 | 19.4202 | 10582.3 | 8.3589 | 28.5206 | 0 | 0 | 0 | 63873.8 | 0 | 19.4202 | 10582.3 | 8.3589 | 28.5206 | 0 | 0 | 0 | 63873.8 | 0 | 19.4203 | 19.4202 | 19.4202
[20 empty] | 2020-04-22 21:00 | 2686 | 4 | 22 | 22 | 0 | 0 | 7.3463 | 10582.3 | 0 | 0 | 0 | 0 | 0 | 0 | 0 | 7.3463 | 10582.3 | 0 | 0 | 0 | 0 | 0 | 0 | 0 | 7.3463 | 10582.3 | 0 | 0 | 0 | 0 | 0 | 0 | 0 | 7.3463 | 7.3463 | 7.3463
[20 empty] | 2020-04-22 22:00 | 2687 | 4 | 22 | 23 | 0 | 0 | 21.923 | 10582.3 | 9.7076 | 33.1223 | 0 | 0 | 0 | 74139.1 | -30.2347 | 21.9856 | 10582.3 | 9.7075 | 33.122 | 0 | 0 | 0 | 74138.4 | -30.2342 | 22.0551 | 10582.3 | 9.7075 | 33.122 | 0 | 0 | 0 | 74138.3 | -30.2324 | 21.923 | 21.9856 | 22.0551
[20 empty] | 2020-04-22 23:00 | 2688 | 4 | 22 | 24 | 0 | 0 | 19.0877 | 10509 | 8.0264 | 27.3859 | 0 | 0 | 0 | 61332.6 | 0 | 19.0876 | 10509 | 8.0263 | 27.3857 | 0 | 0 | 0 | 61332 | 0 | 19.0876 | 10509 | 8.0263 | 27.3856 | 0 | 0 | 0 | 61332 | 0 | 19.0877 | 19.0876 | 19.0876
[20 empty] | 2020-04-23 | 2689 | 4 | 23 | 1 | 0 | 0 | 7.3463 | 10509 | 0 | 0 | 0 | 0 | 0 | 0 | 0 | 7.3463 | 10509 | 0 | 0 | 0 | 0 | 0 | 0 | 0 | 7.3463 | 10509 | 0 | 0 | 0 | 0 | 0 | 0 | 0 | 7.3463 | 7.3463 | 7.3463
[20 empty] | 2020-04-23 01:00 | 2690 | 4 | 23 | 2 | 0 | 0 | 21.8084 | 10509 | 9.593 | 32.7311 | 0 | 0 | 0 | 73250.2 | -27.524 | 21.8709 | 10509 | 9.5929 | 32.7308 | 0 | 0 | 0 | 73249.5 | -27.524 | 21.9405 | 10509 | 9.5929 | 32.7308 | 0 | 0 | 0 | 73249.4 | -27.523 | 21.8084 | 21.8709 | 21.9405
[20 empty] | 2020-04-23 02:00 | 2691 | 4 | 23 | 3 | 0 | 0 | 7.3463 | 10362.3 | 0 | 0 | 0 | 0 | 0 | 0 | 0 | 7.3463 | 10362.3 | 0 | 0 | 0 | 0 | 0 | 0 | 0 | 7.3463 | 10362.3 | 0 | 0 | 0 | 0 | 0 | 0 | 0 | 7.3463 | 7.3463 | 7.3463
[20 empty] | 2020-04-23 03:00 | 2692 | 4 | 23 | 4 | 0 | 0 | 28.2549 | 210023 | 13.889 | 47.3893 | 0 | 199808 | 199.808 | 106044 | -108121 | 28.9474 | 207069 | 14.3535 | 48.9741 | 0 | 196853 | 196.853 | 109593 | -102433 | 22.58 | 151944 | 9.9732 | 34.0286 | 0 | 141728 | 141.728 | 76121.5 | -35582.5 | 28.2549 | 28.9474 | 22.58
[20 empty] | 2020-04-23 04:00 | 2693 | 4 | 23 | 5 | 0 | 0 | 19.1631 | 224920 | 6.2503 | 21.3261 | 0 | 214704 | 214.704 | 47761.2 | -164393 | 20.1175 | 214544 | 6.9066 | 23.5653 | 0 | 204329 | 204.329 | 52775.9 | -154751 | 10.1519 | 70232 | 0 | 0 | 0 | 60016.4 | 60.0164 | 0 | -27471 | 19.1631 | 20.1175 | 10.1519
[20 empty] | 2020-04-23 05:00 | 2694 | 4 | 23 | 6 | 2880.787 | 2.8808 | 21.3942 | 230333 | 6.3214 | 21.5687 | 0 | 197902 | 197.902 | 48304.5 | -149491 | 12.2929 | 208240 | 0 | 0 | 0 | 175809 | 175.809 | 0 | -129158 | 12.3225 | 88076 | 0 | 0 | 0 | 55645.1 | 55.6451 | 0 | -25226.2 | 18.5134 | 9.4121 | 9.4417
[20 empty] | 2020-04-23 06:00 | 2695 | 4 | 23 | 7 | 59936.13 | 59.9361 | 98.538 | 404754 | 1.9564 | 6.6752 | 0 | 322614 | 322.614 | 14949.5 | -256646 | 99.036 | 397889 | 1.9561 | 6.6742 | 0 | 315749 | 315.749 | 14947.4 | -249866 | 101.304 | 408907 | 2.9793 | 10.1654 | 0 | 326767 | 326.767 | 22766.2 | -278143 | 38.6019 | 39.0999 | 41.3679
[20 empty] | 2020-04-23 07:00 | 2696 | 4 | 23 | 8 | 142830.913 | 142.8309 | 124.449 | 412565 | 1.7301 | 5.9032 | 0 | 330424 | 330.424 | 13220.6 | -262542 | 125.001 | 405304 | 1.9351 | 6.6025 | 0 | 323163 | 323.163 | 14786.8 | -255433 | 126.793 | 422591 | 2.8967 | 9.8835 | 0 | 340450 | 340.45 | 22134.7 | -268731 | -18.3819 | -17.8299 | -16.0379
[20 empty] | 2020-04-23 08:00 | 2697 | 4 | 23 | 9 | 213230.883 | 213.2309 | 131.977 | 325490 | 2.7405 | 9.3506 | 0 | 268207 | 268.207 | 20941.3 | -209504 | 132.849 | 321986 | 3.2076 | 10.9443 | 0 | 264703 | 264.703 | 24510.6 | -205289 | 134.204 | 337436 | 3.8933 | 13.284 | 0 | 280153 | 280.153 | 29750.4 | -217311 | -81.2539 | -80.3819 | -79.0269
[20 empty] | 2020-04-23 09:00 | 2698 | 4 | 23 | 10 | 33772.621 | 33.7726 | 132.046 | 302973 | 2.423 | 8.2673 | 0 | 245690 | 245.69 | 18515.1 | -190206 | 133.231 | 300886 | 3.0947 | 10.559 | 0 | 243603 | 243.603 | 23647.6 | -187364 | 134.381 | 315279 | 3.5782 | 12.2088 | 0 | 257996 | 257.996 | 27342.5 | -198567 | 98.2734 | 99.4584 | 100.6084
[20 empty] | 2020-04-23 10:00 | 2699 | 4 | 23 | 11 | 89955.081 | 89.9551 | 110.203 | 370764 | 1.5693 | 5.3546 | 0 | 244105 | 244.105 | 11992 | -188892 | 111.358 | 368483 | 2.0208 | 6.8948 | 0 | 241824 | 241.824 | 15441.3 | -185921 | 112.92 | 381508 | 2.6672 | 9.1006 | 0 | 254849 | 254.849 | 20381.3 | -195922 | 20.2479 | 21.4029 | 22.9649
[20 empty] | 2020-04-23 11:00 | 2700 | 4 | 23 | 12 | 157257.395 | 157.2574 | 135.157 | 324071 | 1.9001 | 6.4832 | 0 | 197413 | 197.413 | 14519.7 | -148841 | 136.356 | 323776 | 2.5622 | 8.7422 | 0 | 197117 | 197.117 | 19578.7 | -147565 | 137.788 | 336343 | 2.95 | 10.0655 | 0 | 209684 | 209.684 | 22542.5 | -157058 | -22.1004 | -20.9014 | -19.4694
[20 empty] | 2020-04-23 12:00 | 2701 | 4 | 23 | 13 | 112014.515 | 112.0145 | 85.7835 | 292787 | 1.638 | 5.5888 | 0 | 200780 | 200.78 | 12516.5 | -151774 | 87.1432 | 291742 | 2.241 | 7.6462 | 0 | 199736 | 199.736 | 17124.2 | -149886 | 88.967 | 302592 | 2.8378 | 9.6824 | 0 | 210586 | 210.586 | 21684.4 | -158006 | -26.231 | -24.8713 | -23.0475
[20 empty] | 2020-04-23 13:00 | 2702 | 4 | 23 | 14 | 59125.495 | 59.1255 | 80.3513 | 264505 | 1.5516 | 5.294 | 0 | 207222 | 207.222 | 11856.2 | -157431 | 81.4501 | 264337 | 2.0745 | 7.0783 | 0 | 207054 | 207.054 | 15852.2 | -156255 | 83.2042 | 275069 | 2.6999 | 9.2122 | 0 | 217787 | 217.787 | 20631.3 | -164281 | 21.2258 | 22.3246 | 24.0787
[20 empty] | 2020-04-23 14:00 | 2703 | 4 | 23 | 15 | 50871.712 | 50.8717 | 66.0374 | 279226 | 1.8529 | 6.3221 | 0 | 222017 | 222.017 | 14158.8 | -170075 | 66.8345 | 275040 | 1.7462 | 5.958 | 0 | 217831 | 217.831 | 13343.2 | -165426 | 69.6402 | 282758 | 3.0078 | 10.2625 | 0 | 225549 | 225.549 | 22983.5 | -170884 | 15.1657 | 15.9628 | 18.7685
[20 empty] | 2020-04-23 15:00 | 2704 | 4 | 23 | 16 | 30692.668 | 30.6927 | 70.5327 | 210986 | 8.3624 | 28.5324 | 0 | 178995 | 178.995 | 63900.2 | -133058 | 72.0077 | 201281 | 8.8974 | 30.3579 | 0 | 169290 | 169.29 | 67988.5 | -123695 | 74.1895 | 201174 | 9.7694 | 33.3332 | 0 | 169183 | 169.183 | 74652 | -122420 | 39.84 | 41.315 | 43.4968
[20 empty] | 2020-04-23 16:00 | 2705 | 4 | 23 | 17 | 64770.154 | 64.7702 | 14.694 | 31990.9 | 0 | 0 | 0 | 0 | 0 | 0 | 0 | 14.694 | 31990.9 | 0 | 0 | 0 | 0 | 0 | 0 | 0 | 14.694 | 31990.9 | 0 | 0 | 0 | 0 | 0 | 0 | 0 | -50.0762 | -50.0762 | -50.0762
[20 empty] | 2020-04-23 17:00 | 2706 | 4 | 23 | 18 | 12728.504 | 12.7285 | 13.7827 | 32137.6 | 0 | 0 | 0 | 0 | 0 | 0 | 0 | 13.7827 | 32137.6 | 0 | 0 | 0 | 0 | 0 | 0 | 0 | 13.7827 | 32137.6 | 0 | 0 | 0 | 0 | 0 | 0 | 0 | 1.0542 | 1.0542 | 1.0542
[20 empty] | 2020-04-23 18:00 | 2707 | 4 | 23 | 19 | 0 | 0 | 10.3847 | 32357.6 | 0 | 0 | 0 | 0 | 0 | 0 | 0 | 10.3847 | 32357.6 | 0 | 0 | 0 | 0 | 0 | 0 | 0 | 10.3847 | 32357.6 | 0 | 0 | 0 | 0 | 0 | 0 | 0 | 10.3847 | 10.3847 | 10.3847
[20 empty] | 2020-04-23 19:00 | 2708 | 4 | 23 | 20 | 0 | 0 | 8.8655 | 9995.67 | 0 | 0 | 0 | 0 | 0 | 0 | 0 | 8.8655 | 9995.67 | 0 | 0 | 0 | 0 | 0 | 0 | 0 | 8.8655 | 9995.67 | 0 | 0 | 0 | 0 | 0 | 0 | 0 | 8.8655 | 8.8655 | 8.8655
[20 empty] | 2020-04-23 20:00 | 2709 | 4 | 23 | 21 | 0 | 0 | 21.1823 | 10215.6 | 10.121 | 34.5329 | 0 | 0 | 0 | 77268.2 | 0 | 21.1822 | 10215.6 | 10.1209 | 34.5325 | 0 | 0 | 0 | 77267.5 | 0 | 21.1823 | 10215.6 | 10.121 | 34.5329 | 0 | 0 | 0 | 77267.8 | 0 | 21.1823 | 21.1822 | 21.1823
[20 empty] | 2020-04-23 21:00 | 2710 | 4 | 23 | 22 | 0 | 0 | 7.3463 | 10215.6 | 0 | 0 | 0 | 0 | 0 | 0 | 0 | 7.3463 | 10215.6 | 0 | 0 | 0 | 0 | 0 | 0 | 0 | 7.3463 | 10215.6 | 0 | 0 | 0 | 0 | 0 | 0 | 0 | 7.3463 | 7.3463 | 7.3463
[20 empty] | 2020-04-23 22:00 | 2711 | 4 | 23 | 23 | 0 | 0 | 7.3463 | 10215.6 | 0 | 0 | 0 | 0 | 0 | 0 | 0 | 7.3463 | 10215.6 | 0 | 0 | 0 | 0 | 0 | 0 | 0 | 7.3463 | 10215.6 | 0 | 0 | 0 | 0 | 0 | 0 | 0 | 7.3463 | 7.3463 | 7.3463
[20 empty] | 2020-04-23 23:00 | 2712 | 4 | 23 | 24 | 0 | 0 | 7.7516 | 10289 | 0 | 0 | 0 | 0 | 0 | 0 | 0 | 7.7516 | 10289 | 0 | 0 | 0 | 0 | 0 | 0 | 0 | 7.7516 | 10289 | 0 | 0 | 0 | 0 | 0 | 0 | 0 | 7.7516 | 7.7516 | 7.7516
[20 empty] | 2020-04-24 | 2713 | 4 | 24 | 1 | 0 | 0 | 7.7516 | 10362.3 | 0 | 0 | 0 | 0 | 0 | 0 | 0 | 7.7516 | 10362.3 | 0 | 0 | 0 | 0 | 0 | 0 | 0 | 7.7516 | 10362.3 | 0 | 0 | 0 | 0 | 0 | 0 | 0 | 7.7516 | 7.7516 | 7.7516
[20 empty] | 2020-04-24 01:00 | 2714 | 4 | 24 | 2 | 0 | 0 | 7.7516 | 10362.3 | 0 | 0 | 0 | 0 | 0 | 0 | 0 | 7.7516 | 10362.3 | 0 | 0 | 0 | 0 | 0 | 0 | 0 | 7.7516 | 10362.3 | 0 | 0 | 0 | 0 | 0 | 0 | 0 | 7.7516 | 7.7516 | 7.7516
[20 empty] | 2020-04-24 02:00 | 2715 | 4 | 24 | 3 | 0 | 0 | 21.2647 | 10435.6 | 9.7981 | 33.4312 | 0 | 0 | 0 | 74766.6 | 0 | 21.2646 | 10435.6 | 9.798 | 33.4309 | 0 | 0 | 0 | 74766.1 | 0 | 21.2647 | 10435.6 | 9.7981 | 33.431 | 0 | 0 | 0 | 74766.4 | 0 | 21.2647 | 21.2646 | 21.2647
[20 empty] | 2020-04-24 03:00 | 2716 | 4 | 24 | 4 | 0 | 0 | 7.7516 | 10655.6 | 0 | 0 | 0 | 0 | 0 | 0 | 0 | 7.7516 | 10655.6 | 0 | 0 | 0 | 0 | 0 | 0 | 0 | 7.7516 | 10655.6 | 0 | 0 | 0 | 0 | 0 | 0 | 0 | 7.7516 | 7.7516 | 7.7516
[20 empty] | 2020-04-24 04:00 | 2717 | 4 | 24 | 5 | 0 | 0 | 7.7516 | 10582.3 | 0 | 0 | 0 | 0 | 0 | 0 | 0 | 7.7516 | 10582.3 | 0 | 0 | 0 | 0 | 0 | 0 | 0 | 7.7516 | 10582.3 | 0 | 0 | 0 | 0 | 0 | 0 | 0 | 7.7516 | 7.7516 | 7.7516
[20 empty] | 2020-04-24 05:00 | 2718 | 4 | 24 | 6 | 3124.242 | 3.1242 | 7.7516 | 10582.3 | 0 | 0 | 0 | 0 | 0 | 0 | 0 | 7.7516 | 10582.3 | 0 | 0 | 0 | 0 | 0 | 0 | 0 | 7.7516 | 10582.3 | 0 | 0 | 0 | 0 | 0 | 0 | 0 | 4.6274 | 4.6274 | 4.6274
[20 empty] | 2020-04-24 06:00 | 2719 | 4 | 24 | 7 | 43232.339 | 43.2323 | 7.6799 | 10582.3 | 0 | 0 | 0 | 0 | 0 | 0 | 0 | 7.6718 | 10582.3 | 0 | 0 | 0 | 0 | 0 | 0 | 0 | 7.6651 | 10582.3 | 0 | 0 | 0 | 0 | 0 | 0 | 0 | -35.5524 | -35.5605 | -35.5672
[20 empty] | 2020-04-24 07:00 | 2720 | 4 | 24 | 8 | 25773.213 | 25.7732 | 7.6252 | 10582.3 | 0 | 0 | 0 | 0 | 0 | 0 | 0 | 7.6094 | 10582.3 | 0 | 0 | 0 | 0 | 0 | 0 | 0 | 7.596 | 10582.3 | 0 | 0 | 0 | 0 | 0 | 0 | 0 | -18.148 | -18.1638 | -18.1772
[20 empty] | 2020-04-24 08:00 | 2721 | 4 | 24 | 9 | 105899.053 | 105.8991 | 20.9172 | 10655.6 | 9.7343 | 33.2135 | 0 | 0 | 0 | 74297.9 | 0 | 20.9171 | 10655.6 | 9.7342 | 33.2133 | 0 | 0 | 0 | 74297.3 | 0 | 20.9172 | 10655.6 | 9.7343 | 33.2134 | 0 | 0 | 0 | 74297.6 | 0 | -84.9819 | -84.982 | -84.9819
[20 empty] | 2020-04-24 09:00 | 2722 | 4 | 24 | 10 | 132715.644 | 132.7156 | 7.4679 | 10215.6 | 0 | 0 | 0 | 0 | 0 | 0 | 0 | 7.4679 | 10215.6 | 0 | 0 | 0 | 0 | 0 | 0 | 0 | 7.4679 | 10215.6 | 0 | 0 | 0 | 0 | 0 | 0 | 0 | -125.2478 | -125.2478 | -125.2478
[20 empty] | 2020-04-24 10:00 | 2723 | 4 | 24 | 11 | 122037.298 | 122.0373 | 7.4679 | 10215.6 | 0 | 0 | 0 | 0 | 0 | 0 | 0 | 7.4679 | 10215.6 | 0 | 0 | 0 | 0 | 0 | 0 | 0 | 7.4679 | 10215.6 | 0 | 0 | 0 | 0 | 0 | 0 | 0 | -114.5694 | -114.5694 | -114.5694
[20 empty] | 2020-04-24 11:00 | 2724 | 4 | 24 | 12 | 193023.875 | 193.0239 | 7.4679 | 9995.67 | 0 | 0 | 0 | 0 | 0 | 0 | 0 | 7.4679 | 9995.67 | 0 | 0 | 0 | 0 | 0 | 0 | 0 | 7.4679 | 9995.67 | 0 | 0 | 0 | 0 | 0 | 0 | 0 | -185.556 | -185.556 | -185.556
[20 empty] | 2020-04-24 12:00 | 2725 | 4 | 24 | 13 | 250422.538 | 250.4225 | 7.4679 | 9995.67 | 0 | 0 | 0 | 0 | 0 | 0 | 0 | 7.4679 | 9995.67 | 0 | 0 | 0 | 0 | 0 | 0 | 0 | 7.4679 | 9995.67 | 0 | 0 | 0 | 0 | 0 | 0 | 0 | -242.9547 | -242.9547 | -242.9547
[20 empty] | 2020-04-24 13:00 | 2726 | 4 | 24 | 14 | 298571.469 | 298.5715 | 7.4679 | 9922.34 | 0 | 0 | 0 | 0 | 0 | 0 | 0 | 7.4679 | 9922.34 | 0 | 0 | 0 | 0 | 0 | 0 | 0 | 7.4679 | 9922.34 | 0 | 0 | 0 | 0 | 0 | 0 | 0 | -291.1036 | -291.1036 | -291.1036
[20 empty] | 2020-04-24 14:00 | 2727 | 4 | 24 | 15 | 175881.833 | 175.8818 | 7.4679 | 9995.67 | 0 | 0 | 0 | 0 | 0 | 0 | 0 | 7.4679 | 9995.67 | 0 | 0 | 0 | 0 | 0 | 0 | 0 | 7.4679 | 9995.67 | 0 | 0 | 0 | 0 | 0 | 0 | 0 | -168.414 | -168.414 | -168.414
[20 empty] | 2020-04-24 15:00 | 2728 | 4 | 24 | 16 | 200465.391 | 200.4654 | 20.9039 | 9849.01 | 9.721 | 33.1679 | 0 | 0 | 0 | 74210.6 | 0 | 20.9038 | 9849.01 | 9.7209 | 33.1676 | 0 | 0 | 0 | 74209.9 | 0 | 20.9038 | 9849.01 | 9.7209 | 33.1677 | 0 | 0 | 0 | 74210.2 | 0 | -179.5615 | -179.5616 | -179.5616
[20 empty] | 2020-04-24 16:00 | 2729 | 4 | 24 | 17 | 125766.957 | 125.767 | 7.4701 | 9849.01 | 0 | 0 | 0 | 0 | 0 | 0 | 0 | 7.4679 | 9849.01 | 0 | 0 | 0 | 0 | 0 | 0 | 0 | 7.4679 | 9849.01 | 0 | 0 | 0 | 0 | 0 | 0 | 0 | -118.2969 | -118.2991 | -118.2991
[20 empty] | 2020-04-24 17:00 | 2730 | 4 | 24 | 18 | 44761.376 | 44.7614 | 7.4825 | 10289 | 0 | 0 | 0 | 0 | 0 | 0 | 0 | 7.4749 | 10289 | 0 | 0 | 0 | 0 | 0 | 0 | 0 | 7.4679 | 10289 | 0 | 0 | 0 | 0 | 0 | 0 | 0 | -37.2789 | -37.2865 | -37.2935
[20 empty] | 2020-04-24 18:00 | 2731 | 4 | 24 | 19 | 825.004 | 0.825 | 7.6458 | 10362.3 | 0 | 0 | 0 | 0 | 0 | 0 | 0 | 7.6284 | 10362.3 | 0 | 0 | 0 | 0 | 0 | 0 | 0 | 7.6138 | 10362.3 | 0 | 0 | 0 | 0 | 0 | 0 | 0 | 6.8208 | 6.8034 | 6.7888
[20 empty] | 2020-04-24 19:00 | 2732 | 4 | 24 | 20 | 0 | 0 | 7.7516 | 10362.3 | 0 | 0 | 0 | 0 | 0 | 0 | 0 | 7.7516 | 10362.3 | 0 | 0 | 0 | 0 | 0 | 0 | 0 | 7.7516 | 10362.3 | 0 | 0 | 0 | 0 | 0 | 0 | 0 | 7.7516 | 7.7516 | 7.7516
[20 empty] | 2020-04-24 20:00 | 2733 | 4 | 24 | 21 | 0 | 0 | 7.7516 | 10215.6 | 0 | 0 | 0 | 0 | 0 | 0 | 0 | 7.7516 | 10215.6 | 0 | 0 | 0 | 0 | 0 | 0 | 0 | 7.7516 | 10215.6 | 0 | 0 | 0 | 0 | 0 | 0 | 0 | 7.7516 | 7.7516 | 7.7516
[20 empty] | 2020-04-24 21:00 | 2734 | 4 | 24 | 22 | 0 | 0 | 21.1193 | 10289 | 9.6527 | 32.935 | 0 | 0 | 0 | 73658.3 | 0 | 21.1192 | 10289 | 9.6526 | 32.9347 | 0 | 0 | 0 | 73657.6 | 0 | 21.1193 | 10289 | 9.6526 | 32.9348 | 0 | 0 | 0 | 73657.9 | 0 | 21.1193 | 21.1192 | 21.1193
[20 empty] | 2020-04-24 22:00 | 2735 | 4 | 24 | 23 | 0 | 0 | 7.7516 | 10289 | 0 | 0 | 0 | 0 | 0 | 0 | 0 | 7.7516 | 10289 | 0 | 0 | 0 | 0 | 0 | 0 | 0 | 7.7516 | 10289 | 0 | 0 | 0 | 0 | 0 | 0 | 0 | 7.7516 | 7.7516 | 7.7516
[20 empty] | 2020-04-24 23:00 | 2736 | 4 | 24 | 24 | 0 | 0 | 7.7516 | 9995.67 | 0 | 0 | 0 | 0 | 0 | 0 | 0 | 7.7516 | 9995.67 | 0 | 0 | 0 | 0 | 0 | 0 | 0 | 7.7516 | 9995.67 | 0 | 0 | 0 | 0 | 0 | 0 | 0 | 7.7516 | 7.7516 | 7.7516
[20 empty] | 2020-04-25 | 2737 | 4 | 25 | 1 | 0 | 0 | 7.7516 | 10069 | 0 | 0 | 0 | 0 | 0 | 0 | 0 | 7.7516 | 10069 | 0 | 0 | 0 | 0 | 0 | 0 | 0 | 7.7516 | 10069 | 0 | 0 | 0 | 0 | 0 | 0 | 0 | 7.7516 | 7.7516 | 7.7516
[20 empty] | 2020-04-25 01:00 | 2738 | 4 | 25 | 2 | 0 | 0 | 7.7516 | 10069 | 0 | 0 | 0 | 0 | 0 | 0 | 0 | 7.7516 | 10069 | 0 | 0 | 0 | 0 | 0 | 0 | 0 | 7.7516 | 10069 | 0 | 0 | 0 | 0 | 0 | 0 | 0 | 7.7516 | 7.7516 | 7.7516
[20 empty] | 2020-04-25 02:00 | 2739 | 4 | 25 | 3 | 0 | 0 | 7.7516 | 10435.6 | 0 | 0 | 0 | 0 | 0 | 0 | 0 | 7.7516 | 10435.6 | 0 | 0 | 0 | 0 | 0 | 0 | 0 | 7.7516 | 10435.6 | 0 | 0 | 0 | 0 | 0 | 0 | 0 | 7.7516 | 7.7516 | 7.7516
[20 empty] | 2020-04-25 03:00 | 2740 | 4 | 25 | 4 | 0 | 0 | 7.7516 | 10509 | 0 | 0 | 0 | 0 | 0 | 0 | 0 | 7.7516 | 10509 | 0 | 0 | 0 | 0 | 0 | 0 | 0 | 7.7516 | 10509 | 0 | 0 | 0 | 0 | 0 | 0 | 0 | 7.7516 | 7.7516 | 7.7516
[20 empty] | 2020-04-25 04:00 | 2741 | 4 | 25 | 5 | 0 | 0 | 21.068 | 10509 | 9.6014 | 32.7599 | 0 | 0 | 0 | 73276.4 | 0 | 21.0679 | 10509 | 9.6013 | 32.7596 | 0 | 0 | 0 | 73275.8 | 0 | 21.0679 | 10509 | 9.6013 | 32.7597 | 0 | 0 | 0 | 73276.1 | 0 | 21.068 | 21.0679 | 21.0679
[20 empty] | 2020-04-25 05:00 | 2742 | 4 | 25 | 6 | 4575.547 | 4.5755 | 7.5616 | 10289 | 0 | 0 | 0 | 0 | 0 | 0 | 0 | 7.5397 | 10289 | 0 | 0 | 0 | 0 | 0 | 0 | 0 | 7.527 | 10289 | 0 | 0 | 0 | 0 | 0 | 0 | 0 | 2.986 | 2.9641 | 2.9515
[20 empty] | 2020-04-25 06:00 | 2743 | 4 | 25 | 7 | 62750.023 | 62.75 | 7.4679 | 10069 | 0 | 0 | 0 | 0 | 0 | 0 | 0 | 7.4679 | 10069 | 0 | 0 | 0 | 0 | 0 | 0 | 0 | 7.4679 | 10069 | 0 | 0 | 0 | 0 | 0 | 0 | 0 | -55.2821 | -55.2821 | -55.2821
[20 empty] | 2020-04-25 07:00 | 2744 | 4 | 25 | 8 | 134916.929 | 134.9169 | 7.4679 | 10069 | 0 | 0 | 0 | 0 | 0 | 0 | 0 | 7.4679 | 10069 | 0 | 0 | 0 | 0 | 0 | 0 | 0 | 7.4679 | 10069 | 0 | 0 | 0 | 0 | 0 | 0 | 0 | -127.449 | -127.449 | -127.449
[20 empty] | 2020-04-25 08:00 | 2745 | 4 | 25 | 9 | 214357.637 | 214.3576 | 7.4679 | 9629.03 | 0 | 0 | 0 | 0 | 0 | 0 | 0 | 7.4679 | 9629.03 | 0 | 0 | 0 | 0 | 0 | 0 | 0 | 7.4679 | 9629.03 | 0 | 0 | 0 | 0 | 0 | 0 | 0 | -206.8898 | -206.8898 | -206.8898
[20 empty] | 2020-04-25 09:00 | 2746 | 4 | 25 | 10 | 265380.827 | 265.3808 | 7.4679 | 9629.03 | 0 | 0 | 0 | 0 | 0 | 0 | 0 | 7.4679 | 9629.03 | 0 | 0 | 0 | 0 | 0 | 0 | 0 | 7.4679 | 9629.03 | 0 | 0 | 0 | 0 | 0 | 0 | 0 | -257.9129 | -257.9129 | -257.9129
[20 empty] | 2020-04-25 10:00 | 2747 | 4 | 25 | 11 | 299965.641 | 299.9656 | 7.4679 | 9629.03 | 0 | 0 | 0 | 0 | 0 | 0 | 0 | 7.4679 | 9629.03 | 0 | 0 | 0 | 0 | 0 | 0 | 0 | 7.4679 | 9629.03 | 0 | 0 | 0 | 0 | 0 | 0 | 0 | -292.4978 | -292.4978 | -292.4978
[20 empty] | 2020-04-25 11:00 | 2748 | 4 | 25 | 12 | 313569.977 | 313.57 | 20.7564 | 9262.4 | 9.5735 | 32.6649 | 0 | 0 | 0 | 73116.2 | 0 | 20.7563 | 9262.4 | 9.5734 | 32.6645 | 0 | 0 | 0 | 73115.6 | 0 | 20.7564 | 9262.4 | 9.5735 | 32.6647 | 0 | 0 | 0 | 73115.8 | 0 | -292.8136 | -292.8137 | -292.8136
[20 empty] | 2020-04-25 12:00 | 2749 | 4 | 25 | 13 | 307945.395 | 307.9454 | 7.4679 | 9335.73 | 0 | 0 | 0 | 0 | 0 | 0 | 0 | 7.4679 | 9335.73 | 0 | 0 | 0 | 0 | 0 | 0 | 0 | 7.4679 | 9335.73 | 0 | 0 | 0 | 0 | 0 | 0 | 0 | -300.4775 | -300.4775 | -300.4775
[20 empty] | 2020-04-25 13:00 | 2750 | 4 | 25 | 14 | 285105.975 | 285.106 | 7.4679 | 9335.73 | 0 | 0 | 0 | 0 | 0 | 0 | 0 | 7.4679 | 9335.73 | 0 | 0 | 0 | 0 | 0 | 0 | 0 | 7.4679 | 9335.73 | 0 | 0 | 0 | 0 | 0 | 0 | 0 | -277.6381 | -277.6381 | -277.6381
[20 empty] | 2020-04-25 14:00 | 2751 | 4 | 25 | 15 | 246348.23 | 246.3482 | 7.4679 | 9482.38 | 0 | 0 | 0 | 0 | 0 | 0 | 0 | 7.4679 | 9482.38 | 0 | 0 | 0 | 0 | 0 | 0 | 0 | 7.4679 | 9482.38 | 0 | 0 | 0 | 0 | 0 | 0 | 0 | -238.8803 | -238.8803 | -238.8803
[20 empty] | 2020-04-25 15:00 | 2752 | 4 | 25 | 16 | 143953.47 | 143.9535 | 7.4679 | 9702.36 | 0 | 0 | 0 | 0 | 0 | 0 | 0 | 7.4679 | 9702.36 | 0 | 0 | 0 | 0 | 0 | 0 | 0 | 7.4679 | 9702.36 | 0 | 0 | 0 | 0 | 0 | 0 | 0 | -136.4856 | -136.4856 | -136.4856
[20 empty] | 2020-04-25 16:00 | 2753 | 4 | 25 | 17 | 107517.248 | 107.5172 | 7.4679 | 9702.36 | 0 | 0 | 0 | 0 | 0 | 0 | 0 | 7.4679 | 9702.36 | 0 | 0 | 0 | 0 | 0 | 0 | 0 | 7.4679 | 9702.36 | 0 | 0 | 0 | 0 | 0 | 0 | 0 | -100.0494 | -100.0494 | -100.0494
[20 empty] | 2020-04-25 17:00 | 2754 | 4 | 25 | 18 | 43431.3 | 43.4313 | 7.4679 | 9922.34 | 0 | 0 | 0 | 0 | 0 | 0 | 0 | 7.4679 | 9922.34 | 0 | 0 | 0 | 0 | 0 | 0 | 0 | 7.4679 | 9922.34 | 0 | 0 | 0 | 0 | 0 | 0 | 0 | -35.9634 | -35.9634 | -35.9634
[20 empty] | 2020-04-25 18:00 | 2755 | 4 | 25 | 19 | 791.146 | 0.79115 | 20.8758 | 9482.38 | 9.5376 | 32.5424 | 0 | 0 | 0 | 72843.8 | 0 | 20.8546 | 9482.38 | 9.5375 | 32.542 | 0 | 0 | 0 | 72843 | 0 | 20.8369 | 9482.38 | 9.5376 | 32.5422 | 0 | 0 | 0 | 72843.4 | 0 | 20.0847 | 20.0635 | 20.0458
[20 empty] | 2020-04-25 19:00 | 2756 | 4 | 25 | 20 | 0 | 0 | 7.7516 | 9482.38 | 0 | 0 | 0 | 0 | 0 | 0 | 0 | 7.7516 | 9482.38 | 0 | 0 | 0 | 0 | 0 | 0 | 0 | 7.7516 | 9482.38 | 0 | 0 | 0 | 0 | 0 | 0 | 0 | 7.7516 | 7.7516 | 7.7516
[20 empty] | 2020-04-25 20:00 | 2757 | 4 | 25 | 21 | 0 | 0 | 7.7516 | 10289 | 0 | 0 | 0 | 0 | 0 | 0 | 0 | 7.7516 | 10289 | 0 | 0 | 0 | 0 | 0 | 0 | 0 | 7.7516 | 10289 | 0 | 0 | 0 | 0 | 0 | 0 | 0 | 7.7516 | 7.7516 | 7.7516
[20 empty] | 2020-04-25 21:00 | 2758 | 4 | 25 | 22 | 0 | 0 | 7.7516 | 10435.6 | 0 | 0 | 0 | 0 | 0 | 0 | 0 | 7.7516 | 10435.6 | 0 | 0 | 0 | 0 | 0 | 0 | 0 | 7.7516 | 10435.6 | 0 | 0 | 0 | 0 | 0 | 0 | 0 | 7.7516 | 7.7516 | 7.7516
[20 empty] | 2020-04-25 22:00 | 2759 | 4 | 25 | 23 | 0 | 0 | 7.7516 | 10435.6 | 0 | 0 | 0 | 0 | 0 | 0 | 0 | 7.7516 | 10435.6 | 0 | 0 | 0 | 0 | 0 | 0 | 0 | 7.7516 | 10435.6 | 0 | 0 | 0 | 0 | 0 | 0 | 0 | 7.7516 | 7.7516 | 7.7516
[20 empty] | 2020-04-25 23:00 | 2760 | 4 | 25 | 24 | 0 | 0 | 7.3463 | 10435.6 | 0 | 0 | 0 | 0 | 0 | 0 | 0 | 7.3463 | 10435.6 | 0 | 0 | 0 | 0 | 0 | 0 | 0 | 7.3463 | 10435.6 | 0 | 0 | 0 | 0 | 0 | 0 | 0 | 7.3463 | 7.3463 | 7.3463
[20 empty] | 2020-04-26 | 2761 | 4 | 26 | 1 | 0 | 0 | 7.3463 | 10509 | 0 | 0 | 0 | 0 | 0 | 0 | 0 | 7.3463 | 10509 | 0 | 0 | 0 | 0 | 0 | 0 | 0 | 7.3463 | 10509 | 0 | 0 | 0 | 0 | 0 | 0 | 0 | 7.3463 | 7.3463 | 7.3463
[20 empty] | 2020-04-26 01:00 | 2762 | 4 | 26 | 2 | 0 | 0 | 20.5124 | 10509 | 9.4511 | 32.247 | 0 | 0 | 0 | 72219.4 | 0 | 20.5123 | 10509 | 9.451 | 32.2467 | 0 | 0 | 0 | 72218.6 | 0 | 20.5123 | 10509 | 9.451 | 32.2468 | 0 | 0 | 0 | 72218.9 | 0 | 20.5124 | 20.5123 | 20.5123
[20 empty] | 2020-04-26 02:00 | 2763 | 4 | 26 | 3 | 0 | 0 | 7.3463 | 10728.9 | 0 | 0 | 0 | 0 | 0 | 0 | 0 | 7.3463 | 10728.9 | 0 | 0 | 0 | 0 | 0 | 0 | 0 | 7.3463 | 10728.9 | 0 | 0 | 0 | 0 | 0 | 0 | 0 | 7.3463 | 7.3463 | 7.3463
[20 empty] | 2020-04-26 03:00 | 2764 | 4 | 26 | 4 | 0 | 0 | 31.9883 | 540360 | 15.3441 | 52.3541 | 0 | 529484 | 529.484 | 117251 | -361797 | 24.7457 | 422957 | 10.5623 | 36.0386 | 0 | 412081 | 412.081 | 80710.9 | -249466 | 26.5604 | 423968 | 11.7781 | 40.1869 | 0 | 413092 | 413.092 | 90001.4 | -245011 | 31.9883 | 24.7457 | 26.5604
[20 empty] | 2020-04-26 04:00 | 2765 | 4 | 26 | 5 | 0 | 0 | 19.7971 | 384192 | 6.4474 | 21.9984 | 0 | 373317 | 373.317 | 49266.8 | -299484 | 30.7407 | 404577 | 13.8396 | 47.2207 | 0 | 393702 | 393.702 | 105754 | -316459 | 21.7188 | 280708 | 7.7856 | 26.5644 | 0 | 269832 | 269.832 | 59492.7 | -208250 | 19.7971 | 30.7407 | 21.7188
[20 empty] | 2020-04-26 05:00 | 2766 | 4 | 26 | 6 | 4845.905 | 4.8459 | 21.2001 | 387817 | 5.9674 | 20.3608 | 0 | 354506 | 354.506 | 45599.4 | -282198 | 22.1353 | 384656 | 6.5898 | 22.4845 | 0 | 351345 | 351.345 | 50355.6 | -277965 | 23.1232 | 292013 | 7.2963 | 24.895 | 0 | 258702 | 258.702 | 55754.1 | -197848 | 16.3542 | 17.2894 | 18.2773
[20 empty] | 2020-04-26 06:00 | 2767 | 4 | 26 | 7 | 54735.979 | 54.736 | 93.4934 | 542506 | 0.77467 | 2.6432 | 0 | 459632 | 459.632 | 5919.55 | -378625 | 94.0996 | 544239 | 0.8532 | 2.9111 | 0 | 461365 | 461.365 | 6519.61 | -378435 | 94.9189 | 572399 | 0.93097 | 3.1765 | 0 | 489525 | 489.525 | 7113.88 | -402350 | 38.7574 | 39.3636 | 40.1829
[20 empty] | 2020-04-26 07:00 | 2768 | 4 | 26 | 8 | 142375.558 | 142.3756 | 123.427 | 580927 | 0.95983 | 3.2749 | 0 | 498053 | 498.053 | 7334.42 | -410668 | 124.116 | 579641 | 1.0509 | 3.5857 | 0 | 496767 | 496.767 | 8030.41 | -406970 | 125.091 | 590447 | 1.1557 | 3.9434 | 0 | 507573 | 507.573 | 8831.45 | -414170 | -18.9486 | -18.2596 | -17.2846
[20 empty] | 2020-04-26 08:00 | 2769 | 4 | 26 | 9 | 210126.87 | 210.1269 | 129.639 | 409072 | 1.1211 | 3.8252 | 0 | 351496 | 351.496 | 8566.87 | -289676 | 130.437 | 398727 | 1.213 | 4.1388 | 0 | 341151 | 341.151 | 9269.16 | -280090 | 130.77 | 397323 | 1.2038 | 4.1074 | 0 | 339747 | 339.747 | 9198.87 | -278239 | -80.4879 | -79.6899 | -79.3569
[20 empty] | 2020-04-26 09:00 | 2770 | 4 | 26 | 10 | 257632.79 | 257.6328 | 130.191 | 378916 | 1.0093 | 3.4439 | 0 | 321340 | 321.34 | 7712.81 | -255098 | 130.966 | 368304 | 1.0748 | 3.6673 | 0 | 310728 | 310.728 | 8213.2 | -244989 | 132.146 | 364871 | 1.1746 | 4.0078 | 0 | 307295 | 307.295 | 8975.67 | -240866 | -127.4418 | -126.6668 | -125.4868
[20 empty] | 2020-04-26 10:00 | 2771 | 4 | 26 | 11 | 285762.505 | 285.7625 | 109.006 | 432962 | 0.83029 | 2.8329 | 0 | 306303 | 306.303 | 6344.55 | -242291 | 109.887 | 421748 | 0.91434 | 3.1197 | 0 | 295089 | 295.089 | 6986.84 | -231624 | 111.091 | 417064 | 1.0055 | 3.4307 | 0 | 290406 | 290.406 | 7683.19 | -226368 | -176.7565 | -175.8755 | -174.6715
[20 empty] | 2020-04-26 11:00 | 2772 | 4 | 26 | 12 | 293326.808 | 293.3268 | 132.672 | 370205 | 0.83761 | 2.8579 | 0 | 243546 | 243.546 | 6400.53 | -188506 | 133.154 | 358482 | 0.85667 | 2.923 | 0 | 231824 | 231.824 | 6546.19 | -177435 | 134.056 | 353737 | 0.90586 | 3.0908 | 0 | 227078 | 227.078 | 6922.04 | -172242 | -160.6548 | -160.1728 | -159.2708
[20 empty] | 2020-04-26 12:00 | 2773 | 4 | 26 | 13 | 284060.78 | 284.0608 | 84.1721 | 318757 | 0.80893 | 2.7601 | 0 | 225975 | 225.975 | 6181.4 | -173487 | 84.5297 | 303794 | 0.79962 | 2.7283 | 0 | 211012 | 211.012 | 6110.23 | -159644 | 84.7215 | 295340 | 0.73977 | 2.5241 | 0 | 202557 | 202.557 | 5652.86 | -151144 | -199.8887 | -199.5311 | -199.3393
[20 empty] | 2020-04-26 13:00 | 2774 | 4 | 26 | 14 | 265287.693 | 265.2877 | 78.8024 | 278166 | 0.79671 | 2.7184 | 0 | 220664 | 220.664 | 6087.98 | -168923 | 79.2003 | 260316 | 0.79301 | 2.7058 | 0 | 202813 | 202.813 | 6059.71 | -152606 | 79.4222 | 248686 | 0.73593 | 2.511 | 0 | 191183 | 191.183 | 5623.55 | -141403 | -186.4853 | -186.0874 | -185.8655
[20 empty] | 2020-04-26 14:00 | 2775 | 4 | 26 | 15 | 235641.236 | 235.6412 | 64.8347 | 298084 | 0.78616 | 2.6824 | 0 | 240581 | 240.581 | 6007.38 | -185891 | 65.299 | 279022 | 0.77833 | 2.6557 | 0 | 221520 | 221.52 | 5947.57 | -168533 | 65.7332 | 265844 | 0.68769 | 2.3464 | 0 | 208341 | 208.341 | 5254.88 | -156204 | -170.8065 | -170.3422 | -169.908
[20 empty] | 2020-04-26 15:00 | 2776 | 4 | 26 | 16 | 185175.825 | 185.1758 | 64.1075 | 270660 | 0.98201 | 3.3506 | 0 | 237935 | 237.935 | 7503.9 | -183698 | 64.6911 | 250950 | 0.98954 | 3.3763 | 0 | 218225 | 218.225 | 7561.49 | -165796 | 65.3779 | 236026 | 0.9932 | 3.3888 | 0 | 203301 | 203.301 | 7589.43 | -151859 | -121.0683 | -120.4847 | -119.7979
[20 empty] | 2020-04-26 16:00 | 2777 | 4 | 26 | 17 | 35566.389 | 35.5664 | 14.694 | 32724.3 | 0 | 0 | 0 | 0 | 0 | 0 | 0 | 14.694 | 32724.3 | 0 | 0 | 0 | 0 | 0 | 0 | 0 | 14.694 | 32724.3 | 0 | 0 | 0 | 0 | 0 | 0 | 0 | -20.8724 | -20.8724 | -20.8724
[20 empty] | 2020-04-26 17:00 | 2778 | 4 | 26 | 18 | 18020.431 | 18.0204 | 13.7827 | 32871 | 0 | 0 | 0 | 0 | 0 | 0 | 0 | 13.7827 | 32871 | 0 | 0 | 0 | 0 | 0 | 0 | 0 | 13.7827 | 32871 | 0 | 0 | 0 | 0 | 0 | 0 | 0 | -4.2377 | -4.2377 | -4.2377
[20 empty] | 2020-04-26 18:00 | 2779 | 4 | 26 | 19 | 965.934 | 0.96593 | 10.3847 | 32944.3 | 0 | 0 | 0 | 0 | 0 | 0 | 0 | 10.3847 | 32944.3 | 0 | 0 | 0 | 0 | 0 | 0 | 0 | 10.3847 | 32944.3 | 0 | 0 | 0 | 0 | 0 | 0 | 0 | 9.4188 | 9.4188 | 9.4188
[20 empty] | 2020-04-26 19:00 | 2780 | 4 | 26 | 20 | 0 | 0 | 8.8655 | 10582.3 | 0 | 0 | 0 | 0 | 0 | 0 | 0 | 8.8655 | 10582.3 | 0 | 0 | 0 | 0 | 0 | 0 | 0 | 8.8655 | 10582.3 | 0 | 0 | 0 | 0 | 0 | 0 | 0 | 8.8655 | 8.8655 | 8.8655
[20 empty] | 2020-04-26 20:00 | 2781 | 4 | 26 | 21 | 0 | 0 | 7.3463 | 10509 | 0 | 0 | 0 | 0 | 0 | 0 | 0 | 7.3463 | 10509 | 0 | 0 | 0 | 0 | 0 | 0 | 0 | 7.3463 | 10509 | 0 | 0 | 0 | 0 | 0 | 0 | 0 | 7.3463 | 7.3463 | 7.3463
[20 empty] | 2020-04-26 21:00 | 2782 | 4 | 26 | 22 | 0 | 0 | 7.3463 | 10435.6 | 0 | 0 | 0 | 0 | 0 | 0 | 0 | 7.3463 | 10435.6 | 0 | 0 | 0 | 0 | 0 | 0 | 0 | 7.3463 | 10435.6 | 0 | 0 | 0 | 0 | 0 | 0 | 0 | 7.3463 | 7.3463 | 7.3463
[20 empty] | 2020-04-26 22:00 | 2783 | 4 | 26 | 23 | 0 | 0 | 7.3463 | 10435.6 | 0 | 0 | 0 | 0 | 0 | 0 | 0 | 7.3463 | 10435.6 | 0 | 0 | 0 | 0 | 0 | 0 | 0 | 7.3463 | 10435.6 | 0 | 0 | 0 | 0 | 0 | 0 | 0 | 7.3463 | 7.3463 | 7.3463
[20 empty] | 2020-04-26 23:00 | 2784 | 4 | 26 | 24 | 0 | 0 | 7.3463 | 10509 | 0 | 0 | 0 | 0 | 0 | 0 | 0 | 7.3463 | 10509 | 0 | 0 | 0 | 0 | 0 | 0 | 0 | 7.3463 | 10509 | 0 | 0 | 0 | 0 | 0 | 0 | 0 | 7.3463 | 7.3463 | 7.3463
[20 empty] | 2020-04-27 | 2785 | 4 | 27 | 1 | 0 | 0 | 7.3463 | 10435.6 | 0 | 0 | 0 | 0 | 0 | 0 | 0 | 7.3463 | 10435.6 | 0 | 0 | 0 | 0 | 0 | 0 | 0 | 7.3463 | 10435.6 | 0 | 0 | 0 | 0 | 0 | 0 | 0 | 7.3463 | 7.3463 | 7.3463
[20 empty] | 2020-04-27 01:00 | 2786 | 4 | 27 | 2 | 0 | 0 | 7.3463 | 10435.6 | 0 | 0 | 0 | 0 | 0 | 0 | 0 | 7.3463 | 10435.6 | 0 | 0 | 0 | 0 | 0 | 0 | 0 | 7.3463 | 10435.6 | 0 | 0 | 0 | 0 | 0 | 0 | 0 | 7.3463 | 7.3463 | 7.3463
[20 empty] | 2020-04-27 02:00 | 2787 | 4 | 27 | 3 | 0 | 0 | 7.3463 | 10802.3 | 0 | 0 | 0 | 0 | 0 | 0 | 0 | 7.3463 | 10802.3 | 0 | 0 | 0 | 0 | 0 | 0 | 0 | 7.3463 | 10802.3 | 0 | 0 | 0 | 0 | 0 | 0 | 0 | 7.3463 | 7.3463 | 7.3463
[20 empty] | 2020-04-27 03:00 | 2788 | 4 | 27 | 4 | 0 | 0 | 14.9227 | 244502 | 4.2938 | 14.6505 | 0 | 233700 | 233.7 | 32810.7 | -103899 | 9.2533 | 188913 | 0.4311 | 1.4709 | 0 | 178110 | 178.11 | 3294.19 | -32083.1 | 9.3229 | 197250 | 0.4311 | 1.4709 | 0 | 186447 | 186.447 | 3294.19 | -32083.1 | 14.9227 | 9.2533 | 9.3229
[20 empty] | 2020-04-27 04:00 | 2789 | 4 | 27 | 5 | 0 | 0 | 18.9606 | 214818 | 6.0363 | 20.5959 | 0 | 204015 | 204.015 | 46125.8 | -154778 | 16.5046 | 129904 | 4.3334 | 14.7857 | 0 | 119102 | 119.102 | 33113.6 | -97513.3 | 10.1519 | 67542.9 | 0 | 0 | 0 | 56740.7 | 56.7407 | 0 | -24920 | 18.9606 | 16.5046 | 10.1519
[20 empty] | 2020-04-27 05:00 | 2790 | 4 | 27 | 6 | 930.23 | 0.93023 | 21.3225 | 214431 | 6.2311 | 21.2605 | 0 | 181560 | 181.56 | 47614.4 | -141055 | 21.9833 | 221175 | 6.5776 | 22.4429 | 0 | 188304 | 188.304 | 50262.3 | -149295 | 19.5015 | 139559 | 4.8482 | 16.5421 | 0 | 106688 | 106.688 | 37047.2 | -95373.6 | 20.3923 | 21.0531 | 18.5713
[20 empty] | 2020-04-27 06:00 | 2791 | 4 | 27 | 7 | 18112.744 | 18.1127 | 93.6339 | 379272 | 0.7303 | 2.4918 | 0 | 296985 | 296.985 | 5580.51 | -237341 | 94.2435 | 381567 | 0.80427 | 2.7442 | 0 | 299280 | 299.28 | 6145.73 | -238235 | 94.7888 | 391072 | 0.84347 | 2.8779 | 0 | 308785 | 308.785 | 6445.31 | -248807 | 75.5212 | 76.1308 | 76.6761
[20 empty] | 2020-04-27 07:00 | 2792 | 4 | 27 | 8 | 58031.933 | 58.0319 | 122.292 | 378324 | 0.88753 | 3.0282 | 0 | 296037 | 296.037 | 6781.95 | -233090 | 122.764 | 375714 | 0.95355 | 3.2535 | 0 | 293427 | 293.427 | 7286.49 | -229991 | 123.375 | 378666 | 0.98511 | 3.3612 | 0 | 296379 | 296.379 | 7527.64 | -231345 | 64.2601 | 64.7321 | 65.3431
[20 empty] | 2020-04-27 08:00 | 2793 | 4 | 27 | 9 | 83507.086 | 83.5071 | 131.179 | 240701 | 4.4694 | 15.2497 | 0 | 183785 | 183.785 | 34152.8 | -137360 | 131.787 | 232687 | 4.5959 | 15.681 | 0 | 175771 | 175.771 | 35118.8 | -129106 | 132.646 | 228748 | 4.7346 | 16.1544 | 0 | 171832 | 171.832 | 36178.8 | -124249 | 47.6719 | 48.2799 | 49.1389
[20 empty] | 2020-04-27 09:00 | 2794 | 4 | 27 | 10 | 255166.383 | 255.1664 | 139.57 | 202242 | 12.2104 | 41.6619 | 0 | 145619 | 145.619 | 93304.3 | -104285 | 140.213 | 195029 | 12.661 | 43.1993 | 0 | 138406 | 138.406 | 96747.8 | -97157 | 142.039 | 192995 | 13.5184 | 46.1248 | 0 | 136373 | 136.373 | 103300 | -91941.4 | -115.5964 | -114.9534 | -113.1274
[20 empty] | 2020-04-27 10:00 | 2795 | 4 | 27 | 11 | 288679.683 | 288.6797 | 116.82 | 262524 | 10.1262 | 34.5506 | 0 | 135865 | 135.865 | 77378.2 | -96159.1 | 118.215 | 256447 | 10.8384 | 36.9806 | 0 | 129788 | 129.788 | 82820.8 | -87995.5 | 119.891 | 250674 | 11.6015 | 39.5843 | 0 | 124015 | 124.015 | 88651.7 | -81394.1 | -171.8597 | -170.4647 | -168.7887
[20 empty] | 2020-04-27 11:00 | 2796 | 4 | 27 | 12 | 44247.376 | 44.2474 | 147.427 | 231644 | 16.5328 | 56.4099 | 0 | 104985 | 104.985 | 126334 | -62801.6 | 148.845 | 225390 | 17.4457 | 59.5247 | 0 | 98731 | 98.731 | 133310 | -55426.2 | 150.303 | 219237 | 18.3499 | 62.6099 | 0 | 92578.1 | 92.5781 | 140219 | -49123.2 | 103.1796 | 104.5976 | 106.0556
[20 empty] | 2020-04-27 12:00 | 2797 | 4 | 27 | 13 | 129457.391 | 129.4574 | 99.6467 | 180456 | 17.9664 | 61.3014 | 0 | 90866.9 | 90.8669 | 137288 | -56328.3 | 101.535 | 172750 | 19.1204 | 65.2388 | 0 | 83160.7 | 83.1607 | 146107 | -48671 | 103.427 | 165999 | 20.2571 | 69.1172 | 0 | 76409 | 76.409 | 154793 | -41584.8 | -29.8107 | -27.9224 | -26.0304
[20 empty] | 2020-04-27 13:00 | 2798 | 4 | 27 | 14 | 115400.654 | 115.4007 | 91.9602 | 139622 | 16.6128 | 56.6829 | 0 | 83292.7 | 83.2927 | 126945 | -49880.3 | 93.8682 | 131940 | 17.7555 | 60.5818 | 0 | 75611.2 | 75.6112 | 135677 | -42346.1 | 94.7905 | 125593 | 18.4026 | 62.7897 | 0 | 69263.5 | 69.2635 | 140622 | -35984.7 | -23.4405 | -21.5325 | -20.6102
[20 empty] | 2020-04-27 14:00 | 2799 | 4 | 27 | 15 | 130007.992 | 130.008 | 74.2689 | 148397 | 12.8067 | 43.6965 | 0 | 91920.8 | 91.9208 | 97861.1 | -61889.7 | 75.934 | 140662 | 13.6909 | 46.7134 | 0 | 84185.7 | 84.1857 | 104618 | -54253 | 77.4518 | 134407 | 14.5044 | 49.489 | 0 | 77931.4 | 77.9314 | 110834 | -47753.7 | -55.7391 | -54.074 | -52.5562
[20 empty] | 2020-04-27 15:00 | 2800 | 4 | 27 | 16 | 108556.952 | 108.557 | 71.2807 | 126559 | 11.3106 | 38.5918 | 0 | 94861.6 | 94.8616 | 86428.9 | -61188.9 | 72.1447 | 119111 | 11.7972 | 40.252 | 0 | 87413.5 | 87.4135 | 90147 | -53913.8 | 73.7807 | 113477 | 12.596 | 42.9776 | 0 | 81779.7 | 81.7797 | 96251.2 | -48168.1 | -37.2763 | -36.4123 | -34.7763
[20 empty] | 2020-04-27 16:00 | 2801 | 4 | 27 | 17 | 81929.827 | 81.9298 | 14.694 | 31697.5 | 0 | 0 | 0 | 0 | 0 | 0 | 0 | 14.694 | 31697.5 | 0 | 0 | 0 | 0 | 0 | 0 | 0 | 14.694 | 31697.5 | 0 | 0 | 0 | 0 | 0 | 0 | 0 | -67.2358 | -67.2358 | -67.2358
[20 empty] | 2020-04-27 17:00 | 2802 | 4 | 27 | 18 | 23929.5 | 23.9295 | 13.7827 | 32210.9 | 0 | 0 | 0 | 0 | 0 | 0 | 0 | 13.7827 | 32210.9 | 0 | 0 | 0 | 0 | 0 | 0 | 0 | 13.7827 | 32210.9 | 0 | 0 | 0 | 0 | 0 | 0 | 0 | -10.1468 | -10.1468 | -10.1468
[20 empty] | 2020-04-27 18:00 | 2803 | 4 | 27 | 19 | 20.468 | 0.020468 | 10.3847 | 32430.9 | 0 | 0 | 0 | 0 | 0 | 0 | 0 | 10.3847 | 32430.9 | 0 | 0 | 0 | 0 | 0 | 0 | 0 | 10.3847 | 32430.9 | 0 | 0 | 0 | 0 | 0 | 0 | 0 | 10.3642 | 10.3642 | 10.3642
[20 empty] | 2020-04-27 19:00 | 2804 | 4 | 27 | 20 | 0 | 0 | 8.8655 | 10069 | 0 | 0 | 0 | 0 | 0 | 0 | 0 | 8.8655 | 10069 | 0 | 0 | 0 | 0 | 0 | 0 | 0 | 8.8655 | 10069 | 0 | 0 | 0 | 0 | 0 | 0 | 0 | 8.8655 | 8.8655 | 8.8655
[20 empty] | 2020-04-27 20:00 | 2805 | 4 | 27 | 21 | 0 | 0 | 7.3463 | 10069 | 0 | 0 | 0 | 0 | 0 | 0 | 0 | 7.3463 | 10069 | 0 | 0 | 0 | 0 | 0 | 0 | 0 | 7.3463 | 10069 | 0 | 0 | 0 | 0 | 0 | 0 | 0 | 7.3463 | 7.3463 | 7.3463
[20 empty] | 2020-04-27 21:00 | 2806 | 4 | 27 | 22 | 0 | 0 | 7.3463 | 9775.69 | 0 | 0 | 0 | 0 | 0 | 0 | 0 | 7.3463 | 9775.69 | 0 | 0 | 0 | 0 | 0 | 0 | 0 | 7.3463 | 9775.69 | 0 | 0 | 0 | 0 | 0 | 0 | 0 | 7.3463 | 7.3463 | 7.3463
[20 empty] | 2020-04-27 22:00 | 2807 | 4 | 27 | 23 | 0 | 0 | 7.3463 | 9775.69 | 0 | 0 | 0 | 0 | 0 | 0 | 0 | 7.3463 | 9775.69 | 0 | 0 | 0 | 0 | 0 | 0 | 0 | 7.3463 | 9775.69 | 0 | 0 | 0 | 0 | 0 | 0 | 0 | 7.3463 | 7.3463 | 7.3463
[20 empty] | 2020-04-27 23:00 | 2808 | 4 | 27 | 24 | 0 | 0 | 7.3463 | 9849.01 | 0 | 0 | 0 | 0 | 0 | 0 | 0 | 7.3463 | 9849.01 | 0 | 0 | 0 | 0 | 0 | 0 | 0 | 7.3463 | 9849.01 | 0 | 0 | 0 | 0 | 0 | 0 | 0 | 7.3463 | 7.3463 | 7.3463
[20 empty] | 2020-04-28 | 2809 | 4 | 28 | 1 | 0 | 0 | 7.3463 | 9995.67 | 0 | 0 | 0 | 0 | 0 | 0 | 0 | 7.3463 | 9995.67 | 0 | 0 | 0 | 0 | 0 | 0 | 0 | 7.3463 | 9995.67 | 0 | 0 | 0 | 0 | 0 | 0 | 0 | 7.3463 | 7.3463 | 7.3463
[20 empty] | 2020-04-28 01:00 | 2810 | 4 | 28 | 2 | 0 | 0 | 21.1571 | 9995.67 | 10.0958 | 34.4469 | 0 | 0 | 0 | 77146.2 | 0 | 21.157 | 9995.67 | 10.0957 | 34.4465 | 0 | 0 | 0 | 77145 | 0 | 21.157 | 9995.67 | 10.0957 | 34.4465 | 0 | 0 | 0 | 77145.7 | 0 | 21.1571 | 21.157 | 21.157
[20 empty] | 2020-04-28 02:00 | 2811 | 4 | 28 | 3 | 0 | 0 | 7.3463 | 10215.6 | 0 | 0 | 0 | 0 | 0 | 0 | 0 | 7.3463 | 10215.6 | 0 | 0 | 0 | 0 | 0 | 0 | 0 | 7.3463 | 10215.6 | 0 | 0 | 0 | 0 | 0 | 0 | 0 | 7.3463 | 7.3463 | 7.3463
[20 empty] | 2020-04-28 03:00 | 2812 | 4 | 28 | 4 | 0 | 0 | 9.2461 | 148226 | 0.48663 | 1.6604 | 0 | 137864 | 137.864 | 3718.55 | -20681.8 | 9.3088 | 151417 | 0.48663 | 1.6604 | 0 | 141055 | 141.055 | 3718.55 | -20681.9 | 9.3784 | 155664 | 0.48663 | 1.6604 | 0 | 145302 | 145.302 | 3718.55 | -20681.8 | 9.2461 | 9.3088 | 9.3784
[20 empty] | 2020-04-28 04:00 | 2813 | 4 | 28 | 5 | 0 | 0 | 10.0196 | 53229.4 | 0 | 0 | 0 | 42867.1 | 42.8671 | 0 | -15835 | 10.0823 | 54425.6 | 0 | 0 | 0 | 44063.3 | 44.0633 | 0 | -15835.1 | 10.1519 | 55757.5 | 0 | 0 | 0 | 45395.2 | 45.3952 | 0 | -15835.1 | 10.0196 | 10.0823 | 10.1519
[20 empty] | 2020-04-28 05:00 | 2814 | 4 | 28 | 6 | 6166.33 | 6.1663 | 12.1902 | 75991.8 | 0 | 0 | 0 | 43194.1 | 43.1941 | 0 | -15350.9 | 12.2529 | 77306.8 | 0 | 0 | 0 | 44509.1 | 44.5091 | 0 | -15351 | 12.3225 | 78770.4 | 0 | 0 | 0 | 45972.7 | 45.9727 | 0 | -15350.9 | 6.0239 | 6.0866 | 6.1562
[20 empty] | 2020-04-28 06:00 | 2815 | 4 | 28 | 7 | 64334.515 | 64.3345 | 92.5142 | 267553 | 0.55554 | 1.8955 | 0 | 185192 | 185.192 | 4245.08 | -160273 | 93.066 | 269018 | 0.6048 | 2.0636 | 0 | 186658 | 186.658 | 4621.51 | -161826 | 93.8305 | 273258 | 0.66229 | 2.2597 | 0 | 190897 | 190.897 | 5060.82 | -165787 | 28.1797 | 28.7315 | 29.496
[20 empty] | 2020-04-28 07:00 | 2816 | 4 | 28 | 8 | 144831.233 | 144.8312 | 120.744 | 283876 | 0.74939 | 2.5569 | 0 | 201516 | 201.516 | 5726.38 | -152440 | 121.517 | 283774 | 0.82938 | 2.8299 | 0 | 201414 | 201.414 | 6337.65 | -151157 | 122.582 | 285632 | 0.91682 | 3.1282 | 0 | 203272 | 203.272 | 7005.77 | -151429 | -24.0872 | -23.3142 | -22.2492
[20 empty] | 2020-04-28 08:00 | 2817 | 4 | 28 | 9 | 211163.207 | 211.1632 | 127.146 | 184386 | 1.53 | 5.2203 | 0 | 127177 | 127.177 | 11691.1 | -87341.2 | 127.771 | 185355 | 1.6244 | 5.5424 | 0 | 128146 | 128.146 | 12412.6 | -85636.3 | 128.689 | 187850 | 1.6785 | 5.727 | 0 | 130641 | 130.641 | 12826.1 | -85333.1 | -84.0172 | -83.3922 | -82.4742
[20 empty] | 2020-04-28 09:00 | 2818 | 4 | 28 | 10 | 259074.547 | 259.0745 | 128.391 | 161762 | 1.9342 | 6.5994 | 0 | 104699 | 104.699 | 14779.8 | -63813.3 | 129.334 | 159347 | 2.1408 | 7.3042 | 0 | 102284 | 102.284 | 16358.4 | -60273 | 130.411 | 158405 | 2.3673 | 8.0771 | 0 | 101342 | 101.342 | 18089.1 | -57783.4 | -130.6835 | -129.7405 | -128.6635
[20 empty] | 2020-04-28 10:00 | 2819 | 4 | 28 | 11 | 291244.415 | 291.2444 | 106.98 | 221309 | 0.37221 | 1.27 | 0 | 94650.1 | 94.6501 | 2844.23 | -60298.7 | 107.834 | 217559 | 0.57342 | 1.9565 | 0 | 90899.8 | 90.8998 | 4381.75 | -55855.9 | 108.67 | 215135 | 0.74716 | 2.5493 | 0 | 88475.8 | 88.4758 | 5709.36 | -52415.3 | -184.2644 | -183.4104 | -182.5744
[20 empty] | 2020-04-28 11:00 | 2820 | 4 | 28 | 12 | 303315.916 | 303.3159 | 134.026 | 199588 | 3.0193 | 10.3018 | 0 | 72929 | 72.929 | 23071.5 | -36728.8 | 135.002 | 195119 | 3.3711 | 11.5021 | 0 | 68460.1 | 68.4601 | 25759.7 | -31771.3 | 136.328 | 191016 | 3.7919 | 12.9378 | 0 | 64357.4 | 64.3574 | 28975.1 | -26738.3 | -169.2899 | -168.3139 | -166.9879
[20 empty] | 2020-04-28 12:00 | 2821 | 4 | 28 | 13 | 298094.667 | 298.0947 | 86.4399 | 151511 | 4.3666 | 14.8989 | 0 | 60503.5 | 60.5035 | 33367 | -30519.9 | 87.4003 | 146243 | 4.7498 | 16.2062 | 0 | 55235.5 | 55.2355 | 36294.9 | -24825.4 | 87.8035 | 141829 | 4.9013 | 16.7232 | 0 | 50821.6 | 50.8216 | 37452.8 | -19975.2 | -211.6548 | -210.6944 | -210.2912
[20 empty] | 2020-04-28 13:00 | 2822 | 4 | 28 | 14 | 275809.662 | 275.8097 | 79.4195 | 112796 | 3.8721 | 13.2115 | 0 | 55953.6 | 55.9536 | 29588 | -27429.9 | 79.8035 | 108000 | 4.1178 | 14.0498 | 0 | 51157 | 51.157 | 31465.5 | -22521.4 | 80.5598 | 104699 | 4.3498 | 14.8414 | 0 | 47856.8 | 47.8568 | 33238.4 | -18878.8 | -196.3902 | -196.0062 | -195.2499
[20 empty] | 2020-04-28 14:00 | 2823 | 4 | 28 | 15 | 239222.182 | 239.2222 | 61.6741 | 129052 | 0.29717 | 1.0139 | 0 | 71842.9 | 71.8429 | 2270.78 | -46582.2 | 61.745 | 122618 | 0.22145 | 0.7556 | 0 | 65408.4 | 65.4084 | 1692.21 | -39541.8 | 62.2212 | 121398 | 0.16887 | 0.5762 | 0 | 64188.7 | 64.1887 | 1290.44 | -37863.1 | -177.5481 | -177.4772 | -177.001
[20 empty] | 2020-04-28 15:00 | 2824 | 4 | 28 | 16 | 187355.611 | 187.3556 | 59.9531 | 110223 | 0.32876 | 1.1217 | 0 | 77792.2 | 77.7922 | 2512.21 | -46900 | 60.2033 | 104468 | 0.27645 | 0.94324 | 0 | 72037.2 | 72.0372 | 2112.46 | -41353.4 | 60.685 | 101370 | 0.24958 | 0.85158 | 0 | 68939.1 | 68.9391 | 1907.17 | -36870.9 | -127.4025 | -127.1523 | -126.6706
[20 empty] | 2020-04-28 16:00 | 2825 | 4 | 28 | 17 | 119472.38 | 119.4724 | 14.694 | 32430.9 | 0 | 0 | 0 | 0 | 0 | 0 | 0 | 14.694 | 32430.9 | 0 | 0 | 0 | 0 | 0 | 0 | 0 | 14.694 | 32430.9 | 0 | 0 | 0 | 0 | 0 | 0 | 0 | -104.7784 | -104.7784 | -104.7784
[20 empty] | 2020-04-28 17:00 | 2826 | 4 | 28 | 18 | 44063.953 | 44.064 | 13.7827 | 32651 | 0 | 0 | 0 | 0 | 0 | 0 | 0 | 13.7827 | 32651 | 0 | 0 | 0 | 0 | 0 | 0 | 0 | 13.7827 | 32651 | 0 | 0 | 0 | 0 | 0 | 0 | 0 | -30.2813 | -30.2813 | -30.2813
[20 empty] | 2020-04-28 18:00 | 2827 | 4 | 28 | 19 | 642.324 | 0.64232 | 10.3847 | 32797.7 | 0 | 0 | 0 | 0 | 0 | 0 | 0 | 10.3847 | 32797.7 | 0 | 0 | 0 | 0 | 0 | 0 | 0 | 10.3847 | 32797.7 | 0 | 0 | 0 | 0 | 0 | 0 | 0 | 9.7424 | 9.7424 | 9.7424
[20 empty] | 2020-04-28 19:00 | 2828 | 4 | 28 | 20 | 0 | 0 | 8.8655 | 10435.6 | 0 | 0 | 0 | 0 | 0 | 0 | 0 | 8.8655 | 10435.6 | 0 | 0 | 0 | 0 | 0 | 0 | 0 | 8.8655 | 10435.6 | 0 | 0 | 0 | 0 | 0 | 0 | 0 | 8.8655 | 8.8655 | 8.8655
[20 empty] | 2020-04-28 20:00 | 2829 | 4 | 28 | 21 | 0 | 0 | 7.3463 | 10582.3 | 0 | 0 | 0 | 0 | 0 | 0 | 0 | 7.3463 | 10582.3 | 0 | 0 | 0 | 0 | 0 | 0 | 0 | 7.3463 | 10582.3 | 0 | 0 | 0 | 0 | 0 | 0 | 0 | 7.3463 | 7.3463 | 7.3463
[20 empty] | 2020-04-28 21:00 | 2830 | 4 | 28 | 22 | 0 | 0 | 7.3463 | 10582.3 | 0 | 0 | 0 | 0 | 0 | 0 | 0 | 7.3463 | 10582.3 | 0 | 0 | 0 | 0 | 0 | 0 | 0 | 7.3463 | 10582.3 | 0 | 0 | 0 | 0 | 0 | 0 | 0 | 7.3463 | 7.3463 | 7.3463
[20 empty] | 2020-04-28 22:00 | 2831 | 4 | 28 | 23 | 0 | 0 | 7.3463 | 10582.3 | 0 | 0 | 0 | 0 | 0 | 0 | 0 | 7.3463 | 10582.3 | 0 | 0 | 0 | 0 | 0 | 0 | 0 | 7.3463 | 10582.3 | 0 | 0 | 0 | 0 | 0 | 0 | 0 | 7.3463 | 7.3463 | 7.3463
[20 empty] | 2020-04-28 23:00 | 2832 | 4 | 28 | 24 | 0 | 0 | 7.3463 | 10655.6 | 0 | 0 | 0 | 0 | 0 | 0 | 0 | 7.3463 | 10655.6 | 0 | 0 | 0 | 0 | 0 | 0 | 0 | 7.3463 | 10655.6 | 0 | 0 | 0 | 0 | 0 | 0 | 0 | 7.3463 | 7.3463 | 7.3463
[20 empty] | 2020-04-29 | 2833 | 4 | 29 | 1 | 0 | 0 | 21.3198 | 10728.9 | 10.2585 | 35.002 | 0 | 0 | 0 | 78389 | 0 | 21.3196 | 10728.9 | 10.2583 | 35.0013 | 0 | 0 | 0 | 78388.1 | 0 | 21.3197 | 10728.9 | 10.2584 | 35.0017 | 0 | 0 | 0 | 78388.3 | 0 | 21.3198 | 21.3196 | 21.3197
[20 empty] | 2020-04-29 01:00 | 2834 | 4 | 29 | 2 | 0 | 0 | 7.3463 | 10728.9 | 0 | 0 | 0 | 0 | 0 | 0 | 0 | 7.3463 | 10728.9 | 0 | 0 | 0 | 0 | 0 | 0 | 0 | 7.3463 | 10728.9 | 0 | 0 | 0 | 0 | 0 | 0 | 0 | 7.3463 | 7.3463 | 7.3463
[20 empty] | 2020-04-29 02:00 | 2835 | 4 | 29 | 3 | 0 | 0 | 7.3463 | 10875.6 | 0 | 0 | 0 | 0 | 0 | 0 | 0 | 7.3463 | 10875.6 | 0 | 0 | 0 | 0 | 0 | 0 | 0 | 7.3463 | 10875.6 | 0 | 0 | 0 | 0 | 0 | 0 | 0 | 7.3463 | 7.3463 | 7.3463
[20 empty] | 2020-04-29 03:00 | 2836 | 4 | 29 | 4 | 0 | 0 | 9.2427 | 160737 | 0.48322 | 1.6487 | 0 | 149862 | 149.862 | 3692.47 | -21731.4 | 9.3054 | 165271 | 0.48322 | 1.6487 | 0 | 154395 | 154.395 | 3692.47 | -21731.4 | 9.375 | 170815 | 0.48322 | 1.6487 | 0 | 159940 | 159.94 | 3692.48 | -21731.2 | 9.2427 | 9.3054 | 9.375
[20 empty] | 2020-04-29 04:00 | 2837 | 4 | 29 | 5 | 0 | 0 | 10.0196 | 55069.3 | 0 | 0 | 0 | 44193.7 | 44.1937 | 0 | -16992.8 | 10.0823 | 56265.5 | 0 | 0 | 0 | 45389.9 | 45.3899 | 0 | -16992.8 | 10.1519 | 57597.2 | 0 | 0 | 0 | 46721.6 | 46.7216 | 0 | -16992.7 | 10.0196 | 10.0823 | 10.1519
[20 empty] | 2020-04-29 05:00 | 2838 | 4 | 29 | 6 | 6568.127 | 6.5681 | 12.1902 | 70921.9 | 0 | 0 | 0 | 37830.9 | 37.8309 | 0 | -16324.7 | 12.2529 | 71880.6 | 0 | 0 | 0 | 38789.5 | 38.7895 | 0 | -16324.7 | 12.3225 | 72948.6 | 0 | 0 | 0 | 39857.6 | 39.8576 | 0 | -16324.6 | 5.6221 | 5.6848 | 5.7544
[20 empty] | 2020-04-29 06:00 | 2839 | 4 | 29 | 7 | 62910.273 | 62.9103 | 92.3318 | 247309 | 0.42689 | 1.4566 | 0 | 164802 | 164.802 | 3262.06 | -148649 | 92.633 | 244294 | 0.47817 | 1.6315 | 0 | 161787 | 161.787 | 3653.91 | -146674 | 92.687 | 243386 | 0.43315 | 1.4779 | 0 | 160878 | 160.878 | 3309.89 | -146571 | 29.4215 | 29.7227 | 29.7767
[20 empty] | 2020-04-29 07:00 | 2840 | 4 | 29 | 8 | 140464.424 | 140.4644 | 120.688 | 277288 | 0.7147 | 2.4385 | 0 | 194781 | 194.781 | 5461.28 | -146601 | 121.066 | 275082 | 0.73878 | 2.5207 | 0 | 192575 | 192.575 | 5645.33 | -143545 | 122.013 | 274361 | 0.80578 | 2.7493 | 0 | 191854 | 191.854 | 6157.32 | -141692 | -19.7764 | -19.3984 | -18.4514
[20 empty] | 2020-04-29 08:00 | 2841 | 4 | 29 | 9 | 203812.412 | 203.8124 | 126.65 | 177005 | 0.95771 | 3.2677 | 0 | 119723 | 119.723 | 7318.21 | -80798.3 | 126.898 | 176038 | 1.0741 | 3.6648 | 0 | 118755 | 118.755 | 8207.54 | -76983.6 | 128.204 | 175847 | 1.328 | 4.5311 | 0 | 118564 | 118.564 | 10147.6 | -73656.1 | -77.1624 | -76.9144 | -75.6084
[20 empty] | 2020-04-29 09:00 | 2842 | 4 | 29 | 10 | 251455.975 | 251.456 | 128.795 | 156107 | 2.2519 | 7.6833 | 0 | 99044.2 | 99.0442 | 17207.3 | -59576 | 129.479 | 151730 | 2.454 | 8.373 | 0 | 94667.6 | 94.6676 | 18752 | -54511.7 | 130.45 | 147716 | 2.7037 | 9.225 | 0 | 90653.7 | 90.6537 | 20660 | -49541.6 | -122.661 | -121.977 | -121.006
[20 empty] | 2020-04-29 10:00 | 2843 | 4 | 29 | 11 | 282698.98 | 282.699 | 107.09 | 215486 | 0.80528 | 2.7476 | 0 | 88827 | 88.827 | 6153.44 | -55091.3 | 107.785 | 209949 | 1.0106 | 3.4481 | 0 | 83290.5 | 83.2905 | 7722.16 | -49126.9 | 108.604 | 204524 | 1.0565 | 3.6048 | 0 | 77864.7 | 77.8647 | 8073.24 | -43102.2 | -175.609 | -174.914 | -174.095
[20 empty] | 2020-04-29 11:00 | 2844 | 4 | 29 | 12 | 294235.507 | 294.2355 | 136.707 | 194446 | 5.4604 | 18.6309 | 0 | 67786.7 | 67.7867 | 41725.1 | -32625 | 137.778 | 188685 | 5.9268 | 20.2223 | 0 | 62025.8 | 62.0258 | 45289.1 | -26708.4 | 138.473 | 183796 | 6.2825 | 21.4358 | 0 | 57137.2 | 57.1372 | 48006.9 | -21651.7 | -157.5285 | -156.4575 | -155.7625
[20 empty] | 2020-04-29 12:00 | 2845 | 4 | 29 | 13 | 287726.658 | 287.7267 | 89.4405 | 146852 | 6.8834 | 23.4863 | 0 | 55988.5 | 55.9885 | 52599.2 | -26759 | 89.7326 | 140774 | 7.1592 | 24.4271 | 0 | 49910.8 | 49.9108 | 54706.1 | -20465.2 | 90.5181 | 137507 | 7.4634 | 25.4653 | 0 | 46643.1 | 46.6431 | 57031.2 | -16929.4 | -198.2862 | -197.9941 | -197.2086
[20 empty] | 2020-04-29 13:00 | 2846 | 4 | 29 | 14 | 268047.075 | 268.0471 | 81.6605 | 108208 | 6.0564 | 20.6644 | 0 | 51438.8 | 51.4388 | 46279.2 | -23553.4 | 82.1255 | 104395 | 6.3789 | 21.7648 | 0 | 47625.3 | 47.6253 | 48743.7 | -19967.7 | 83.214 | 101924 | 6.7695 | 23.0976 | 0 | 45154.3 | 45.1543 | 51728.5 | -16826.6 | -186.3866 | -185.9216 | -184.8331
[20 empty] | 2020-04-29 14:00 | 2847 | 4 | 29 | 15 | 232118.654 | 232.1187 | 61.7676 | 121745 | 0.42394 | 1.4465 | 0 | 64609.1 | 64.6091 | 3239.46 | -39645.8 | 62.0851 | 116200 | 0.44877 | 1.5312 | 0 | 59064.2 | 59.0642 | 3429.2 | -33172.9 | 62.5585 | 112775 | 0.17858 | 0.60931 | 0 | 55639.1 | 55.6391 | 1364.59 | -28811.4 | -170.3511 | -170.0336 | -169.5602
[20 empty] | 2020-04-29 15:00 | 2848 | 4 | 29 | 16 | 181199.952 | 181.2 | 59.6979 | 103345 | 0.25996 | 0.88699 | 0 | 70987.1 | 70.9871 | 1986.47 | -41484.7 | 60.0355 | 97900.2 | 0.19052 | 0.65005 | 0 | 65542.6 | 65.5426 | 1455.84 | -36100.4 | 60.7663 | 94393.5 | 0.17796 | 0.60721 | 0 | 62035.9 | 62.0359 | 1359.89 | -32057.6 | -121.5021 | -121.1645 | -120.4337
[20 empty] | 2020-04-29 16:00 | 2849 | 4 | 29 | 17 | 115424.964 | 115.425 | 14.694 | 32357.6 | 0 | 0 | 0 | 0 | 0 | 0 | 0 | 14.694 | 32357.6 | 0 | 0 | 0 | 0 | 0 | 0 | 0 | 14.694 | 32357.6 | 0 | 0 | 0 | 0 | 0 | 0 | 0 | -100.731 | -100.731 | -100.731
[20 empty] | 2020-04-29 17:00 | 2850 | 4 | 29 | 18 | 43817.083 | 43.8171 | 13.7827 | 32651 | 0 | 0 | 0 | 0 | 0 | 0 | 0 | 13.7827 | 32651 | 0 | 0 | 0 | 0 | 0 | 0 | 0 | 13.7827 | 32651 | 0 | 0 | 0 | 0 | 0 | 0 | 0 | -30.0344 | -30.0344 | -30.0344
[20 empty] | 2020-04-29 18:00 | 2851 | 4 | 29 | 19 | 762.495 | 0.7625 | 10.3847 | 32797.7 | 0 | 0 | 0 | 0 | 0 | 0 | 0 | 10.3847 | 32797.7 | 0 | 0 | 0 | 0 | 0 | 0 | 0 | 10.3847 | 32797.7 | 0 | 0 | 0 | 0 | 0 | 0 | 0 | 9.6222 | 9.6222 | 9.6222
[20 empty] | 2020-04-29 19:00 | 2852 | 4 | 29 | 20 | 0 | 0 | 8.8655 | 10435.6 | 0 | 0 | 0 | 0 | 0 | 0 | 0 | 8.8655 | 10435.6 | 0 | 0 | 0 | 0 | 0 | 0 | 0 | 8.8655 | 10435.6 | 0 | 0 | 0 | 0 | 0 | 0 | 0 | 8.8655 | 8.8655 | 8.8655
[20 empty] | 2020-04-29 20:00 | 2853 | 4 | 29 | 21 | 0 | 0 | 7.3463 | 10509 | 0 | 0 | 0 | 0 | 0 | 0 | 0 | 7.3463 | 10509 | 0 | 0 | 0 | 0 | 0 | 0 | 0 | 7.3463 | 10509 | 0 | 0 | 0 | 0 | 0 | 0 | 0 | 7.3463 | 7.3463 | 7.3463
[20 empty] | 2020-04-29 21:00 | 2854 | 4 | 29 | 22 | 0 | 0 | 7.3463 | 10582.3 | 0 | 0 | 0 | 0 | 0 | 0 | 0 | 7.3463 | 10582.3 | 0 | 0 | 0 | 0 | 0 | 0 | 0 | 7.3463 | 10582.3 | 0 | 0 | 0 | 0 | 0 | 0 | 0 | 7.3463 | 7.3463 | 7.3463
[20 empty] | 2020-04-29 22:00 | 2855 | 4 | 29 | 23 | 0 | 0 | 7.3463 | 10582.3 | 0 | 0 | 0 | 0 | 0 | 0 | 0 | 7.3463 | 10582.3 | 0 | 0 | 0 | 0 | 0 | 0 | 0 | 7.3463 | 10582.3 | 0 | 0 | 0 | 0 | 0 | 0 | 0 | 7.3463 | 7.3463 | 7.3463
[20 empty] | 2020-04-29 23:00 | 2856 | 4 | 29 | 24 | 0 | 0 | 7.3463 | 10655.6 | 0 | 0 | 0 | 0 | 0 | 0 | 0 | 7.3463 | 10655.6 | 0 | 0 | 0 | 0 | 0 | 0 | 0 | 7.3463 | 10655.6 | 0 | 0 | 0 | 0 | 0 | 0 | 0 | 7.3463 | 7.3463 | 7.3463
[20 empty] | 2020-04-30 | 2857 | 4 | 30 | 1 | 0 | 0 | 21.3937 | 10728.9 | 10.3324 | 35.2541 | 0 | 0 | 0 | 78954.3 | 0 | 21.3937 | 10728.9 | 10.3324 | 35.2541 | 0 | 0 | 0 | 78954 | 0 | 21.3937 | 10728.9 | 10.3324 | 35.2541 | 0 | 0 | 0 | 78954 | 0 | 21.3937 | 21.3937 | 21.3937
[20 empty] | 2020-04-30 01:00 | 2858 | 4 | 30 | 2 | 0 | 0 | 7.3463 | 10728.9 | 0 | 0 | 0 | 0 | 0 | 0 | 0 | 7.3463 | 10728.9 | 0 | 0 | 0 | 0 | 0 | 0 | 0 | 7.3463 | 10728.9 | 0 | 0 | 0 | 0 | 0 | 0 | 0 | 7.3463 | 7.3463 | 7.3463
[20 empty] | 2020-04-30 02:00 | 2859 | 4 | 30 | 3 | 0 | 0 | 7.3463 | 10875.6 | 0 | 0 | 0 | 0 | 0 | 0 | 0 | 7.3463 | 10875.6 | 0 | 0 | 0 | 0 | 0 | 0 | 0 | 7.3463 | 10875.6 | 0 | 0 | 0 | 0 | 0 | 0 | 0 | 7.3463 | 7.3463 | 7.3463
[20 empty] | 2020-04-30 03:00 | 2860 | 4 | 30 | 4 | 0 | 0 | 9.2388 | 159841 | 0.47926 | 1.6353 | 0 | 148965 | 148.965 | 3662.26 | -22537.2 | 9.3015 | 164423 | 0.47926 | 1.6352 | 0 | 153547 | 153.547 | 3662.26 | -22537.2 | 9.371 | 170097 | 0.47926 | 1.6352 | 0 | 159222 | 159.222 | 3662.26 | -22537.1 | 9.2388 | 9.3015 | 9.371
[20 empty] | 2020-04-30 04:00 | 2861 | 4 | 30 | 5 | 0 | 0 | 10.0196 | 55890.6 | 0 | 0 | 0 | 45015 | 45.015 | 0 | -17656.9 | 10.0823 | 57086.7 | 0 | 0 | 0 | 46211.2 | 46.2112 | 0 | -17656.9 | 10.1519 | 58418.6 | 0 | 0 | 0 | 47543 | 47.543 | 0 | -17656.9 | 10.0196 | 10.0823 | 10.1519
[20 empty] | 2020-04-30 05:00 | 2862 | 4 | 30 | 6 | 8281.239 | 8.2812 | 12.1902 | 66893.3 | 0 | 0 | 0 | 33949 | 33.949 | 0 | -16660.9 | 12.2529 | 67614.4 | 0 | 0 | 0 | 34670.1 | 34.6701 | 0 | -16660.9 | 12.3225 | 68418.9 | 0 | 0 | 0 | 35474.5 | 35.4745 | 0 | -16660.9 | 3.909 | 3.9717 | 4.0413
[20 empty] | 2020-04-30 06:00 | 2863 | 4 | 30 | 7 | 64117.002 | 64.117 | 92.4013 | 220383 | 0.39946 | 1.363 | 0 | 138096 | 138.096 | 3052.42 | -123443 | 92.3816 | 213358 | 0.30478 | 1.0399 | 0 | 131071 | 131.071 | 2328.96 | -117921 | 93.0423 | 206454 | 0.34266 | 1.1691 | 0 | 124167 | 124.167 | 2618.38 | -112566 | 28.2843 | 28.2646 | 28.9253
[20 empty] | 2020-04-30 07:00 | 2864 | 4 | 30 | 8 | 87395.839 | 87.3958 | 120.836 | 244494 | 0.659 | 2.2485 | 0 | 162207 | 162.207 | 5035.71 | -118604 | 121.286 | 237385 | 0.7065 | 2.4106 | 0 | 155098 | 155.098 | 5398.66 | -111426 | 122.242 | 230994 | 0.77701 | 2.6512 | 0 | 148707 | 148.707 | 5937.45 | -104721 | 33.4402 | 33.8902 | 34.8462
[20 empty] | 2020-04-30 08:00 | 2865 | 4 | 30 | 9 | 116912.62 | 116.9126 | 130.059 | 160958 | 4.9737 | 16.9703 | 0 | 104042 | 104.042 | 38006.2 | -61154.3 | 130.752 | 158614 | 5.2853 | 18.0334 | 0 | 101698 | 101.698 | 40386.9 | -55550.9 | 131.891 | 156266 | 5.7035 | 19.4603 | 0 | 99350.3 | 99.3503 | 43582.6 | -49622.2 | 13.1464 | 13.8394 | 14.9784
[20 empty] | 2020-04-30 09:00 | 2866 | 4 | 30 | 10 | 94684.316 | 94.6843 | 134.964 | 138987 | 8.593 | 29.3194 | 0 | 82217.8 | 82.2178 | 65662.7 | -47027 | 136.206 | 132526 | 9.2121 | 31.4315 | 0 | 75756.8 | 75.7568 | 70393 | -40190.6 | 137.319 | 125975 | 9.7482 | 33.261 | 0 | 69205.5 | 69.2055 | 74490.2 | -33206.4 | 40.2797 | 41.5217 | 42.6347
[20 empty] | 2020-04-30 10:00 | 2867 | 4 | 30 | 11 | 144094.697 | 144.0947 | 113.121 | 200408 | 6.5612 | 22.3868 | 0 | 73749.3 | 73.7493 | 50136.7 | -42141.8 | 114.084 | 193104 | 7.1089 | 24.2554 | 0 | 66444.9 | 66.4449 | 54321.5 | -34760.4 | 114.611 | 185970 | 7.3949 | 25.2315 | 0 | 59311.3 | 59.3113 | 56507.7 | -27468.8 | -30.9737 | -30.0107 | -29.4837
[20 empty] | 2020-04-30 11:00 | 2868 | 4 | 30 | 12 | 194131.044 | 194.131 | 147.462 | 183769 | 15.8984 | 54.2453 | 0 | 57109.6 | 57.1096 | 121486 | -24825.9 | 148.675 | 178421 | 16.8138 | 57.3687 | 0 | 51761.6 | 51.7616 | 128481 | -19858.1 | 150.718 | 174067 | 18.0549 | 61.6033 | 0 | 47408.1 | 47.4081 | 137965 | -15838.9 | -46.669 | -45.456 | -43.413
[20 empty] | 2020-04-30 12:00 | 2869 | 4 | 30 | 13 | 304965.477 | 304.9655 | 101.261 | 136484 | 18.7411 | 63.9446 | 0 | 46687.5 | 46.6875 | 143208 | -18790.6 | 102.638 | 133140 | 19.7322 | 67.3263 | 0 | 43342.9 | 43.3429 | 150782 | -15291.7 | 103.597 | 131240 | 20.5008 | 69.9487 | 0 | 41443 | 41.443 | 156655 | -12964.6 | -203.7045 | -202.3275 | -201.3685
[20 empty] | 2020-04-30 13:00 | 2870 | 4 | 30 | 14 | 284240.45 | 284.2405 | 92.4771 | 99296.4 | 16.9166 | 57.7194 | 0 | 42967.2 | 42.9672 | 129267 | -16587.2 | 94.537 | 96775.4 | 18.2578 | 62.2956 | 0 | 40446.2 | 40.4462 | 139515 | -13531.4 | 95.592 | 96123.2 | 19.0544 | 65.0136 | 0 | 39794.1 | 39.7941 | 145602 | -12055.4 | -191.7634 | -189.7035 | -188.6485
[20 empty] | 2020-04-30 14:00 | 2871 | 4 | 30 | 15 | 188394.842 | 188.3948 | 73.9353 | 103078 | 12.6503 | 43.1628 | 0 | 46602.2 | 46.6022 | 96665.9 | -21473.7 | 75.6476 | 100477 | 13.5641 | 46.2807 | 0 | 44000.8 | 44.0008 | 103649 | -18176.7 | 76.5026 | 98149.7 | 14.0733 | 48.0181 | 0 | 41673.8 | 41.6738 | 107540 | -14504.8 | -114.4595 | -112.7472 | -111.8922
[20 empty] | 2020-04-30 15:00 | 2872 | 4 | 30 | 16 | 114992.901 | 114.9929 | 64.9474 | 80879.8 | 5.5517 | 18.9423 | 0 | 48962.3 | 48.9623 | 42422.6 | -22514.7 | 66.2 | 78399.4 | 5.9905 | 20.4394 | 0 | 46481.8 | 46.4818 | 45775.5 | -19436.9 | 67.8247 | 75610.4 | 6.4236 | 21.9173 | 0 | 43692.8 | 43.6928 | 49085.2 | -15979.3 | -50.0455 | -48.7929 | -47.1682
[20 empty] | 2020-04-30 16:00 | 2873 | 4 | 30 | 17 | 104949.076 | 104.9491 | 14.694 | 31917.6 | 0 | 0 | 0 | 0 | 0 | 0 | 0 | 14.694 | 31917.6 | 0 | 0 | 0 | 0 | 0 | 0 | 0 | 14.694 | 31917.6 | 0 | 0 | 0 | 0 | 0 | 0 | 0 | -90.2551 | -90.2551 | -90.2551
[20 empty] | 2020-04-30 17:00 | 2874 | 4 | 30 | 18 | 40268.25 | 40.2683 | 13.7827 | 32284.3 | 0 | 0 | 0 | 0 | 0 | 0 | 0 | 13.7827 | 32284.3 | 0 | 0 | 0 | 0 | 0 | 0 | 0 | 13.7827 | 32284.3 | 0 | 0 | 0 | 0 | 0 | 0 | 0 | -26.4856 | -26.4856 | -26.4856
[20 empty] | 2020-04-30 18:00 | 2875 | 4 | 30 | 19 | 1147.191 | 1.1472 | 10.3847 | 32651 | 0 | 0 | 0 | 0 | 0 | 0 | 0 | 10.3847 | 32651 | 0 | 0 | 0 | 0 | 0 | 0 | 0 | 10.3847 | 32651 | 0 | 0 | 0 | 0 | 0 | 0 | 0 | 9.2375 | 9.2375 | 9.2375
[20 empty] | 2020-04-30 19:00 | 2876 | 4 | 30 | 20 | 0 | 0 | 8.8655 | 10362.3 | 0 | 0 | 0 | 0 | 0 | 0 | 0 | 8.8655 | 10362.3 | 0 | 0 | 0 | 0 | 0 | 0 | 0 | 8.8655 | 10362.3 | 0 | 0 | 0 | 0 | 0 | 0 | 0 | 8.8655 | 8.8655 | 8.8655
[20 empty] | 2020-04-30 20:00 | 2877 | 4 | 30 | 21 | 0 | 0 | 7.3463 | 10435.6 | 0 | 0 | 0 | 0 | 0 | 0 | 0 | 7.3463 | 10435.6 | 0 | 0 | 0 | 0 | 0 | 0 | 0 | 7.3463 | 10435.6 | 0 | 0 | 0 | 0 | 0 | 0 | 0 | 7.3463 | 7.3463 | 7.3463
[20 empty] | 2020-04-30 21:00 | 2878 | 4 | 30 | 22 | 0 | 0 | 7.3463 | 10435.6 | 0 | 0 | 0 | 0 | 0 | 0 | 0 | 7.3463 | 10435.6 | 0 | 0 | 0 | 0 | 0 | 0 | 0 | 7.3463 | 10435.6 | 0 | 0 | 0 | 0 | 0 | 0 | 0 | 7.3463 | 7.3463 | 7.3463
[20 empty] | 2020-04-30 22:00 | 2879 | 4 | 30 | 23 | 0 | 0 | 21.4329 | 10362.3 | 10.3716 | 35.3879 | 0 | 0 | 0 | 79253.6 | 0 | 21.4329 | 10362.3 | 10.3716 | 35.3879 | 0 | 0 | 0 | 79253.7 | 0 | 21.4329 | 10362.3 | 10.3716 | 35.3879 | 0 | 0 | 0 | 79253.5 | 0 | 21.4329 | 21.4329 | 21.4329
[20 empty] | 2020-04-30 23:00 | 2880 | 4 | 30 | 24 | 0 | 0 | 7.7516 | 10289 | 0 | 0 | 0 | 0 | 0 | 0 | 0 | 7.7516 | 10289 | 0 | 0 | 0 | 0 | 0 | 0 | 0 | 7.7516 | 10289 | 0 | 0 | 0 | 0 | 0 | 0 | 0 | 7.7516 | 7.7516 | 7.7516
[20 empty] | 2020-05-01 | 2881 | 5 | 1 | 1 | 0 | 0 | 7.7516 | 10215.6 | 0 | 0 | 0 | 0 | 0 | 0 | 0 | 7.7516 | 10215.6 | 0 | 0 | 0 | 0 | 0 | 0 | 0 | 7.7516 | 10215.6 | 0 | 0 | 0 | 0 | 0 | 0 | 0 | 7.7516 | 7.7516 | 7.7516
[20 empty] | 2020-05-01 01:00 | 2882 | 5 | 1 | 2 | 0 | 0 | 7.7516 | 10215.6 | 0 | 0 | 0 | 0 | 0 | 0 | 0 | 7.7516 | 10215.6 | 0 | 0 | 0 | 0 | 0 | 0 | 0 | 7.7516 | 10215.6 | 0 | 0 | 0 | 0 | 0 | 0 | 0 | 7.7516 | 7.7516 | 7.7516
[20 empty] | 2020-05-01 02:00 | 2883 | 5 | 1 | 3 | 0 | 0 | 7.7516 | 10215.6 | 0 | 0 | 0 | 0 | 0 | 0 | 0 | 7.7516 | 10215.6 | 0 | 0 | 0 | 0 | 0 | 0 | 0 | 7.7516 | 10215.6 | 0 | 0 | 0 | 0 | 0 | 0 | 0 | 7.7516 | 7.7516 | 7.7516
[20 empty] | 2020-05-01 03:00 | 2884 | 5 | 1 | 4 | 0 | 0 | 21.4084 | 10142.3 | 9.9418 | 33.9214 | 0 | 0 | 0 | 75969.2 | 0 | 21.4084 | 10142.3 | 9.9418 | 33.9215 | 0 | 0 | 0 | 75969.4 | 0 | 21.4084 | 10142.3 | 9.9418 | 33.9214 | 0 | 0 | 0 | 75969.3 | 0 | 21.4084 | 21.4084 | 21.4084
[20 empty] | 2020-05-01 04:00 | 2885 | 5 | 1 | 5 | 0 | 0 | 7.7516 | 10069 | 0 | 0 | 0 | 0 | 0 | 0 | 0 | 7.7516 | 10069 | 0 | 0 | 0 | 0 | 0 | 0 | 0 | 7.7516 | 10069 | 0 | 0 | 0 | 0 | 0 | 0 | 0 | 7.7516 | 7.7516 | 7.7516
[20 empty] | 2020-05-01 05:00 | 2886 | 5 | 1 | 6 | 9049.023 | 9.049 | 7.4926 | 9922.34 | 0 | 0 | 0 | 0 | 0 | 0 | 0 | 7.4711 | 9922.34 | 0 | 0 | 0 | 0 | 0 | 0 | 0 | 7.4679 | 9922.34 | 0 | 0 | 0 | 0 | 0 | 0 | 0 | -1.5564 | -1.5779 | -1.5811
[20 empty] | 2020-05-01 06:00 | 2887 | 5 | 1 | 7 | 69938.9 | 69.9389 | 7.4679 | 9922.34 | 0 | 0 | 0 | 0 | 0 | 0 | 0 | 7.4679 | 9922.34 | 0 | 0 | 0 | 0 | 0 | 0 | 0 | 7.4679 | 9922.34 | 0 | 0 | 0 | 0 | 0 | 0 | 0 | -62.471 | -62.471 | -62.471
[20 empty] | 2020-05-01 07:00 | 2888 | 5 | 1 | 8 | 150264.443 | 150.2644 | 7.4679 | 9922.34 | 0 | 0 | 0 | 0 | 0 | 0 | 0 | 7.4679 | 9922.34 | 0 | 0 | 0 | 0 | 0 | 0 | 0 | 7.4679 | 9922.34 | 0 | 0 | 0 | 0 | 0 | 0 | 0 | -142.7966 | -142.7966 | -142.7966
[20 empty] | 2020-05-01 08:00 | 2889 | 5 | 1 | 9 | 215943.299 | 215.9433 | 7.4679 | 9482.38 | 0 | 0 | 0 | 0 | 0 | 0 | 0 | 7.4679 | 9482.38 | 0 | 0 | 0 | 0 | 0 | 0 | 0 | 7.4679 | 9482.38 | 0 | 0 | 0 | 0 | 0 | 0 | 0 | -208.4754 | -208.4754 | -208.4754
[20 empty] | 2020-05-01 09:00 | 2890 | 5 | 1 | 10 | 177314.666 | 177.3147 | 21.0886 | 9409.05 | 9.9057 | 33.7981 | 0 | 0 | 0 | 75693.3 | 0 | 21.0886 | 9409.05 | 9.9057 | 33.7983 | 0 | 0 | 0 | 75693.6 | 0 | 21.0886 | 9409.05 | 9.9057 | 33.7982 | 0 | 0 | 0 | 75693.3 | 0 | -156.2261 | -156.2261 | -156.2261
[20 empty] | 2020-05-01 10:00 | 2891 | 5 | 1 | 11 | 296426.119 | 296.4261 | 7.4679 | 9409.05 | 0 | 0 | 0 | 0 | 0 | 0 | 0 | 7.4679 | 9409.05 | 0 | 0 | 0 | 0 | 0 | 0 | 0 | 7.4679 | 9409.05 | 0 | 0 | 0 | 0 | 0 | 0 | 0 | -288.9582 | -288.9582 | -288.9582
[20 empty] | 2020-05-01 11:00 | 2892 | 5 | 1 | 12 | 310401.771 | 310.4018 | 7.4679 | 9555.71 | 0 | 0 | 0 | 0 | 0 | 0 | 0 | 7.4679 | 9555.71 | 0 | 0 | 0 | 0 | 0 | 0 | 0 | 7.4679 | 9555.71 | 0 | 0 | 0 | 0 | 0 | 0 | 0 | -302.9339 | -302.9339 | -302.9339
[20 empty] | 2020-05-01 12:00 | 2893 | 5 | 1 | 13 | 307202.452 | 307.2025 | 7.4679 | 9555.71 | 0 | 0 | 0 | 0 | 0 | 0 | 0 | 7.4679 | 9555.71 | 0 | 0 | 0 | 0 | 0 | 0 | 0 | 7.4679 | 9555.71 | 0 | 0 | 0 | 0 | 0 | 0 | 0 | -299.7346 | -299.7346 | -299.7346
[20 empty] | 2020-05-01 13:00 | 2894 | 5 | 1 | 14 | 284295.151 | 284.2952 | 7.4679 | 9555.71 | 0 | 0 | 0 | 0 | 0 | 0 | 0 | 7.4679 | 9555.71 | 0 | 0 | 0 | 0 | 0 | 0 | 0 | 7.4679 | 9555.71 | 0 | 0 | 0 | 0 | 0 | 0 | 0 | -276.8273 | -276.8273 | -276.8273
[20 empty] | 2020-05-01 14:00 | 2895 | 5 | 1 | 15 | 246459.354 | 246.4594 | 21.0503 | 9849.01 | 9.8674 | 33.6674 | 0 | 0 | 0 | 75400.5 | 0 | 21.0503 | 9849.01 | 9.8674 | 33.6675 | 0 | 0 | 0 | 75400.7 | 0 | 21.0503 | 9849.01 | 9.8674 | 33.6674 | 0 | 0 | 0 | 75400.4 | 0 | -225.4091 | -225.4091 | -225.4091
[20 empty] | 2020-05-01 15:00 | 2896 | 5 | 1 | 16 | 193980.015 | 193.98 | 7.4679 | 9922.34 | 0 | 0 | 0 | 0 | 0 | 0 | 0 | 7.4679 | 9922.34 | 0 | 0 | 0 | 0 | 0 | 0 | 0 | 7.4679 | 9922.34 | 0 | 0 | 0 | 0 | 0 | 0 | 0 | -186.5121 | -186.5121 | -186.5121
[20 empty] | 2020-05-01 16:00 | 2897 | 5 | 1 | 17 | 125039.794 | 125.0398 | 7.4679 | 9922.34 | 0 | 0 | 0 | 0 | 0 | 0 | 0 | 7.4679 | 9922.34 | 0 | 0 | 0 | 0 | 0 | 0 | 0 | 7.4679 | 9922.34 | 0 | 0 | 0 | 0 | 0 | 0 | 0 | -117.5719 | -117.5719 | -117.5719
[20 empty] | 2020-05-01 17:00 | 2898 | 5 | 1 | 18 | 47849.255 | 47.8493 | 7.4679 | 10142.3 | 0 | 0 | 0 | 0 | 0 | 0 | 0 | 7.4679 | 10142.3 | 0 | 0 | 0 | 0 | 0 | 0 | 0 | 7.4679 | 10142.3 | 0 | 0 | 0 | 0 | 0 | 0 | 0 | -40.3814 | -40.3814 | -40.3814
[20 empty] | 2020-05-01 18:00 | 2899 | 5 | 1 | 19 | 1286.436 | 1.2864 | 7.5557 | 10215.6 | 0 | 0 | 0 | 0 | 0 | 0 | 0 | 7.5511 | 10215.6 | 0 | 0 | 0 | 0 | 0 | 0 | 0 | 7.5454 | 10215.6 | 0 | 0 | 0 | 0 | 0 | 0 | 0 | 6.2693 | 6.2647 | 6.259
[20 empty] | 2020-05-01 19:00 | 2900 | 5 | 1 | 20 | 0 | 0 | 7.7516 | 10215.6 | 0 | 0 | 0 | 0 | 0 | 0 | 0 | 7.7516 | 10215.6 | 0 | 0 | 0 | 0 | 0 | 0 | 0 | 7.7516 | 10215.6 | 0 | 0 | 0 | 0 | 0 | 0 | 0 | 7.7516 | 7.7516 | 7.7516
[20 empty] | 2020-05-01 20:00 | 2901 | 5 | 1 | 21 | 0 | 0 | 21.2911 | 10362.3 | 9.8245 | 33.5211 | 0 | 0 | 0 | 75072.6 | 0 | 21.2911 | 10362.3 | 9.8245 | 33.5211 | 0 | 0 | 0 | 75072.7 | 0 | 21.2911 | 10362.3 | 9.8244 | 33.521 | 0 | 0 | 0 | 75072.5 | 0 | 21.2911 | 21.2911 | 21.2911
[20 empty] | 2020-05-01 21:00 | 2902 | 5 | 1 | 22 | 0 | 0 | 7.7516 | 10289 | 0 | 0 | 0 | 0 | 0 | 0 | 0 | 7.7516 | 10289 | 0 | 0 | 0 | 0 | 0 | 0 | 0 | 7.7516 | 10289 | 0 | 0 | 0 | 0 | 0 | 0 | 0 | 7.7516 | 7.7516 | 7.7516
[20 empty] | 2020-05-01 22:00 | 2903 | 5 | 1 | 23 | 0 | 0 | 7.7516 | 10289 | 0 | 0 | 0 | 0 | 0 | 0 | 0 | 7.7516 | 10289 | 0 | 0 | 0 | 0 | 0 | 0 | 0 | 7.7516 | 10289 | 0 | 0 | 0 | 0 | 0 | 0 | 0 | 7.7516 | 7.7516 | 7.7516
[20 empty] | 2020-05-01 23:00 | 2904 | 5 | 1 | 24 | 0 | 0 | 7.7516 | 10435.6 | 0 | 0 | 0 | 0 | 0 | 0 | 0 | 7.7516 | 10435.6 | 0 | 0 | 0 | 0 | 0 | 0 | 0 | 7.7516 | 10435.6 | 0 | 0 | 0 | 0 | 0 | 0 | 0 | 7.7516 | 7.7516 | 7.7516
[20 empty] | 2020-05-02 | 2905 | 5 | 2 | 1 | 0 | 0 | 7.7516 | 10435.6 | 0 | 0 | 0 | 0 | 0 | 0 | 0 | 7.7516 | 10435.6 | 0 | 0 | 0 | 0 | 0 | 0 | 0 | 7.7516 | 10435.6 | 0 | 0 | 0 | 0 | 0 | 0 | 0 | 7.7516 | 7.7516 | 7.7516
[20 empty] | 2020-05-02 01:00 | 2906 | 5 | 2 | 2 | 0 | 0 | 7.7516 | 10435.6 | 0 | 0 | 0 | 0 | 0 | 0 | 0 | 7.7516 | 10435.6 | 0 | 0 | 0 | 0 | 0 | 0 | 0 | 7.7516 | 10435.6 | 0 | 0 | 0 | 0 | 0 | 0 | 0 | 7.7516 | 7.7516 | 7.7516
[20 empty] | 2020-05-02 02:00 | 2907 | 5 | 2 | 3 | 0 | 0 | 21.2603 | 10435.6 | 9.7936 | 33.4159 | 0 | 0 | 0 | 74837.2 | 0 | 21.2603 | 10435.6 | 9.7937 | 33.416 | 0 | 0 | 0 | 74837.4 | 0 | 21.2602 | 10435.6 | 9.7936 | 33.4159 | 0 | 0 | 0 | 74837 | 0 | 21.2603 | 21.2603 | 21.2602
[20 empty] | 2020-05-02 03:00 | 2908 | 5 | 2 | 4 | 0 | 0 | 7.7516 | 10362.3 | 0 | 0 | 0 | 0 | 0 | 0 | 0 | 7.7516 | 10362.3 | 0 | 0 | 0 | 0 | 0 | 0 | 0 | 7.7516 | 10362.3 | 0 | 0 | 0 | 0 | 0 | 0 | 0 | 7.7516 | 7.7516 | 7.7516
[20 empty] | 2020-05-02 04:00 | 2909 | 5 | 2 | 5 | 0 | 0 | 7.7516 | 10362.3 | 0 | 0 | 0 | 0 | 0 | 0 | 0 | 7.7516 | 10362.3 | 0 | 0 | 0 | 0 | 0 | 0 | 0 | 7.7516 | 10362.3 | 0 | 0 | 0 | 0 | 0 | 0 | 0 | 7.7516 | 7.7516 | 7.7516
[20 empty] | 2020-05-02 05:00 | 2910 | 5 | 2 | 6 | 7558.857 | 7.5589 | 7.6295 | 10289 | 0 | 0 | 0 | 0 | 0 | 0 | 0 | 7.6176 | 10289 | 0 | 0 | 0 | 0 | 0 | 0 | 0 | 7.6079 | 10289 | 0 | 0 | 0 | 0 | 0 | 0 | 0 | 0.070673 | 0.058703 | 0.049053
[20 empty] | 2020-05-02 06:00 | 2911 | 5 | 2 | 7 | 33926.046 | 33.926 | 7.4721 | 10215.6 | 0 | 0 | 0 | 0 | 0 | 0 | 0 | 7.4679 | 10215.6 | 0 | 0 | 0 | 0 | 0 | 0 | 0 | 7.4679 | 10215.6 | 0 | 0 | 0 | 0 | 0 | 0 | 0 | -26.454 | -26.4582 | -26.4582
[20 empty] | 2020-05-02 07:00 | 2912 | 5 | 2 | 8 | 115936.623 | 115.9366 | 20.9259 | 10215.6 | 9.743 | 33.2431 | 0 | 0 | 0 | 74441.8 | 0 | 20.9259 | 10215.6 | 9.743 | 33.2431 | 0 | 0 | 0 | 74441.8 | 0 | 20.9259 | 10215.6 | 9.743 | 33.243 | 0 | 0 | 0 | 74441.6 | 0 | -95.0107 | -95.0107 | -95.0107
[20 empty] | 2020-05-02 08:00 | 2913 | 5 | 2 | 9 | 147979.272 | 147.9793 | 7.4679 | 9995.67 | 0 | 0 | 0 | 0 | 0 | 0 | 0 | 7.4679 | 9995.67 | 0 | 0 | 0 | 0 | 0 | 0 | 0 | 7.4679 | 9995.67 | 0 | 0 | 0 | 0 | 0 | 0 | 0 | -140.5114 | -140.5114 | -140.5114
[20 empty] | 2020-05-02 09:00 | 2914 | 5 | 2 | 10 | 197966.409 | 197.9664 | 7.4679 | 9922.34 | 0 | 0 | 0 | 0 | 0 | 0 | 0 | 7.4679 | 9922.34 | 0 | 0 | 0 | 0 | 0 | 0 | 0 | 7.4679 | 9922.34 | 0 | 0 | 0 | 0 | 0 | 0 | 0 | -190.4985 | -190.4985 | -190.4985
[20 empty] | 2020-05-02 10:00 | 2915 | 5 | 2 | 11 | 219526.061 | 219.5261 | 7.4679 | 9922.34 | 0 | 0 | 0 | 0 | 0 | 0 | 0 | 7.4679 | 9922.34 | 0 | 0 | 0 | 0 | 0 | 0 | 0 | 7.4679 | 9922.34 | 0 | 0 | 0 | 0 | 0 | 0 | 0 | -212.0582 | -212.0582 | -212.0582
[20 empty] | 2020-05-02 11:00 | 2916 | 5 | 2 | 12 | 249402.801 | 249.4028 | 7.4679 | 9922.34 | 0 | 0 | 0 | 0 | 0 | 0 | 0 | 7.4679 | 9922.34 | 0 | 0 | 0 | 0 | 0 | 0 | 0 | 7.4679 | 9922.34 | 0 | 0 | 0 | 0 | 0 | 0 | 0 | -241.9349 | -241.9349 | -241.9349
[20 empty] | 2020-05-02 12:00 | 2917 | 5 | 2 | 13 | 270362.271 | 270.3623 | 7.4679 | 9849.01 | 0 | 0 | 0 | 0 | 0 | 0 | 0 | 7.4679 | 9849.01 | 0 | 0 | 0 | 0 | 0 | 0 | 0 | 7.4679 | 9849.01 | 0 | 0 | 0 | 0 | 0 | 0 | 0 | -262.8944 | -262.8944 | -262.8944
[20 empty] | 2020-05-02 13:00 | 2918 | 5 | 2 | 14 | 245060.329 | 245.0603 | 20.906 | 9849.01 | 9.7231 | 33.1752 | 0 | 0 | 0 | 74247.9 | 0 | 20.906 | 9849.01 | 9.7231 | 33.1752 | 0 | 0 | 0 | 74247.8 | 0 | 20.906 | 9849.01 | 9.7231 | 33.1751 | 0 | 0 | 0 | 74247.6 | 0 | -224.1543 | -224.1543 | -224.1543
[20 empty] | 2020-05-02 14:00 | 2919 | 5 | 2 | 15 | 215493.248 | 215.4932 | 7.4679 | 9775.69 | 0 | 0 | 0 | 0 | 0 | 0 | 0 | 7.4679 | 9775.69 | 0 | 0 | 0 | 0 | 0 | 0 | 0 | 7.4679 | 9775.69 | 0 | 0 | 0 | 0 | 0 | 0 | 0 | -208.0254 | -208.0254 | -208.0254
[20 empty] | 2020-05-02 15:00 | 2920 | 5 | 2 | 16 | 130129.024 | 130.129 | 7.4679 | 9775.69 | 0 | 0 | 0 | 0 | 0 | 0 | 0 | 7.4679 | 9775.69 | 0 | 0 | 0 | 0 | 0 | 0 | 0 | 7.4679 | 9775.69 | 0 | 0 | 0 | 0 | 0 | 0 | 0 | -122.6611 | -122.6611 | -122.6611
[20 empty] | 2020-05-02 16:00 | 2921 | 5 | 2 | 17 | 49001.092 | 49.0011 | 7.4679 | 9775.69 | 0 | 0 | 0 | 0 | 0 | 0 | 0 | 7.4679 | 9775.69 | 0 | 0 | 0 | 0 | 0 | 0 | 0 | 7.4679 | 9775.69 | 0 | 0 | 0 | 0 | 0 | 0 | 0 | -41.5332 | -41.5332 | -41.5332
[20 empty] | 2020-05-02 17:00 | 2922 | 5 | 2 | 18 | 38157.262 | 38.1573 | 7.4679 | 9922.34 | 0 | 0 | 0 | 0 | 0 | 0 | 0 | 7.4679 | 9922.34 | 0 | 0 | 0 | 0 | 0 | 0 | 0 | 7.4679 | 9922.34 | 0 | 0 | 0 | 0 | 0 | 0 | 0 | -30.6894 | -30.6894 | -30.6894
[20 empty] | 2020-05-02 18:00 | 2923 | 5 | 2 | 19 | 1599.731 | 1.5997 | 7.573 | 9995.67 | 0 | 0 | 0 | 0 | 0 | 0 | 0 | 7.5492 | 9995.67 | 0 | 0 | 0 | 0 | 0 | 0 | 0 | 7.5442 | 9995.67 | 0 | 0 | 0 | 0 | 0 | 0 | 0 | 5.9733 | 5.9494 | 5.9444
[20 empty] | 2020-05-02 19:00 | 2924 | 5 | 2 | 20 | 0 | 0 | 21.1687 | 9995.67 | 9.7021 | 33.1037 | 0 | 0 | 0 | 74067.5 | 0 | 21.1687 | 9995.67 | 9.7021 | 33.1036 | 0 | 0 | 0 | 74067.4 | 0 | 21.1687 | 9995.67 | 9.7021 | 33.1036 | 0 | 0 | 0 | 74067.3 | 0 | 21.1687 | 21.1687 | 21.1687
[20 empty] | 2020-05-02 20:00 | 2925 | 5 | 2 | 21 | 0 | 0 | 7.7516 | 9995.67 | 0 | 0 | 0 | 0 | 0 | 0 | 0 | 7.7516 | 9995.67 | 0 | 0 | 0 | 0 | 0 | 0 | 0 | 7.7516 | 9995.67 | 0 | 0 | 0 | 0 | 0 | 0 | 0 | 7.7516 | 7.7516 | 7.7516
[20 empty] | 2020-05-02 21:00 | 2926 | 5 | 2 | 22 | 0 | 0 | 7.7516 | 9995.67 | 0 | 0 | 0 | 0 | 0 | 0 | 0 | 7.7516 | 9995.67 | 0 | 0 | 0 | 0 | 0 | 0 | 0 | 7.7516 | 9995.67 | 0 | 0 | 0 | 0 | 0 | 0 | 0 | 7.7516 | 7.7516 | 7.7516
[20 empty] | 2020-05-02 22:00 | 2927 | 5 | 2 | 23 | 0 | 0 | 7.7516 | 9995.67 | 0 | 0 | 0 | 0 | 0 | 0 | 0 | 7.7516 | 9995.67 | 0 | 0 | 0 | 0 | 0 | 0 | 0 | 7.7516 | 9995.67 | 0 | 0 | 0 | 0 | 0 | 0 | 0 | 7.7516 | 7.7516 | 7.7516
[20 empty] | 2020-05-02 23:00 | 2928 | 5 | 2 | 24 | 0 | 0 | 7.3463 | 10069 | 0 | 0 | 0 | 0 | 0 | 0 | 0 | 7.3463 | 10069 | 0 | 0 | 0 | 0 | 0 | 0 | 0 | 7.3463 | 10069 | 0 | 0 | 0 | 0 | 0 | 0 | 0 | 7.3463 | 7.3463 | 7.3463
[20 empty] | 2020-05-03 | 2929 | 5 | 3 | 1 | 0 | 0 | 7.3463 | 10142.3 | 0 | 0 | 0 | 0 | 0 | 0 | 0 | 7.3463 | 10142.3 | 0 | 0 | 0 | 0 | 0 | 0 | 0 | 7.3463 | 10142.3 | 0 | 0 | 0 | 0 | 0 | 0 | 0 | 7.3463 | 7.3463 | 7.3463
[20 empty] | 2020-05-03 01:00 | 2930 | 5 | 3 | 2 | 0 | 0 | 20.7365 | 10142.3 | 9.6752 | 33.0117 | 0 | 0 | 0 | 73832.6 | 0 | 20.7365 | 10142.3 | 9.6752 | 33.0116 | 0 | 0 | 0 | 73832.5 | 0 | 20.7365 | 10142.3 | 9.6752 | 33.0116 | 0 | 0 | 0 | 73832.4 | 0 | 20.7365 | 20.7365 | 20.7365
[20 empty] | 2020-05-03 02:00 | 2931 | 5 | 3 | 3 | 0 | 0 | 7.3463 | 10069 | 0 | 0 | 0 | 0 | 0 | 0 | 0 | 7.3463 | 10069 | 0 | 0 | 0 | 0 | 0 | 0 | 0 | 7.3463 | 10069 | 0 | 0 | 0 | 0 | 0 | 0 | 0 | 7.3463 | 7.3463 | 7.3463
[20 empty] | 2020-05-03 03:00 | 2932 | 5 | 3 | 4 | 0 | 0 | 9.1564 | 151035 | 0.39692 | 1.3543 | 0 | 140966 | 140.966 | 3033.01 | -37267.3 | 9.2191 | 155468 | 0.39692 | 1.3543 | 0 | 145399 | 145.399 | 3033 | -37267.3 | 9.2887 | 160392 | 0.39692 | 1.3543 | 0 | 150323 | 150.323 | 3033 | -37267.2 | 9.1564 | 9.2191 | 9.2887
[20 empty] | 2020-05-03 04:00 | 2933 | 5 | 3 | 5 | 0 | 0 | 10.0196 | 69479.3 | 0 | 0 | 0 | 59410.3 | 59.4103 | 0 | -29093.1 | 10.0823 | 70675.6 | 0 | 0 | 0 | 60606.6 | 60.6066 | 0 | -29093.1 | 10.1519 | 72007.4 | 0 | 0 | 0 | 61938.4 | 61.9384 | 0 | -29093.1 | 10.0196 | 10.0823 | 10.1519
[20 empty] | 2020-05-03 05:00 | 2934 | 5 | 3 | 6 | 8502.445 | 8.5024 | 12.1902 | 86924.4 | 0 | 0 | 0 | 54640.1 | 54.6401 | 0 | -26414.7 | 12.2529 | 88120.6 | 0 | 0 | 0 | 55836.3 | 55.8363 | 0 | -26414.7 | 12.3225 | 89452.4 | 0 | 0 | 0 | 57168.1 | 57.1681 | 0 | -26414.7 | 3.6878 | 3.7505 | 3.8201
[20 empty] | 2020-05-03 06:00 | 2935 | 5 | 3 | 7 | 53162.98 | 53.163 | 95.8808 | 301114 | 3.5288 | 12.0401 | 0 | 219341 | 219.341 | 26964.6 | -184850 | 96.6102 | 272320 | 4.0874 | 13.9461 | 0 | 190547 | 190.547 | 31233.3 | -160299 | 97.1119 | 248700 | 4.4861 | 15.3065 | 0 | 166927 | 166.927 | 34279.8 | -140184 | 42.7178 | 43.4472 | 43.9489
[20 empty] | 2020-05-03 07:00 | 2936 | 5 | 3 | 8 | 113688.68 | 113.6887 | 122.201 | 299179 | 2.7302 | 9.3154 | 0 | 217406 | 217.406 | 20862.5 | -166017 | 123.012 | 273245 | 2.8935 | 9.8726 | 0 | 191472 | 191.472 | 22110.3 | -142872 | 124.565 | 250471 | 3.5246 | 12.0259 | 0 | 168698 | 168.698 | 26932.9 | -122316 | 8.5123 | 9.3233 | 10.8763
[20 empty] | 2020-05-03 08:00 | 2937 | 5 | 3 | 9 | 127199.676 | 127.1997 | 136.076 | 215168 | 10.614 | 36.215 | 0 | 158399 | 158.399 | 81106 | -115402 | 136.017 | 194219 | 10.6562 | 36.359 | 0 | 137450 | 137.45 | 81428.1 | -96047.1 | 137.002 | 184518 | 11.1893 | 38.1779 | 0 | 127749 | 127.749 | 85501.8 | -81670.5 | 8.8763 | 8.8173 | 9.8023
[20 empty] | 2020-05-03 09:00 | 2938 | 5 | 3 | 10 | 191327.442 | 191.3274 | 139.723 | 188104 | 13.7889 | 47.0477 | 0 | 131408 | 131.408 | 105367 | -92367.3 | 140.261 | 177077 | 14.07 | 48.0068 | 0 | 120381 | 120.381 | 107515 | -77384.9 | 142.439 | 162753 | 15.3259 | 52.292 | 0 | 106057 | 106.057 | 117112 | -64392.1 | -51.6044 | -51.0664 | -48.8884
[20 empty] | 2020-05-03 10:00 | 2939 | 5 | 3 | 11 | 192687.497 | 192.6875 | 116.76 | 250484 | 10.8556 | 37.0393 | 0 | 123825 | 123.825 | 82951.6 | -83972.7 | 117.541 | 234345 | 11.2313 | 38.3212 | 0 | 107686 | 107.686 | 85822.5 | -69212.4 | 119.351 | 220141 | 12.1328 | 41.3971 | 0 | 93481.6 | 93.4816 | 92711.5 | -55890.2 | -75.9275 | -75.1465 | -73.3365
[20 empty] | 2020-05-03 11:00 | 2940 | 5 | 3 | 12 | 248748.591 | 248.7486 | 153.849 | 225653 | 23.2005 | 79.1601 | 0 | 98993.7 | 98.9937 | 177284 | -58446.5 | 155.286 | 212363 | 24.2764 | 82.8311 | 0 | 85703.7 | 85.7037 | 185505 | -46917 | 157.224 | 202614 | 25.7391 | 87.8218 | 0 | 75954.9 | 75.9549 | 196683 | -38783.6 | -94.8996 | -93.4626 | -91.5246
[20 empty] | 2020-05-03 12:00 | 2941 | 5 | 3 | 13 | 228567.869 | 228.5679 | 104.419 | 175629 | 22.5521 | 76.9478 | 0 | 85753.5 | 85.7535 | 172330 | -51970.1 | 105.93 | 162852 | 23.5383 | 80.3127 | 0 | 72976.9 | 72.9769 | 179866 | -39935.7 | 107.405 | 154788 | 24.503 | 83.6042 | 0 | 64912.9 | 64.9129 | 187237 | -31971.5 | -124.1489 | -122.6379 | -121.1629
[20 empty] | 2020-05-03 13:00 | 2942 | 5 | 3 | 14 | 168875.084 | 168.8751 | 96.2058 | 133907 | 20.6186 | 70.3507 | 0 | 77431.2 | 77.4312 | 157555 | -44670.4 | 96.9324 | 123237 | 21.154 | 72.1774 | 0 | 66760.8 | 66.7608 | 161646 | -35206.8 | 99.1001 | 116511 | 22.5159 | 76.8243 | 0 | 60034.8 | 60.0348 | 172053 | -28710.5 | -72.6693 | -71.9427 | -69.775
[20 empty] | 2020-05-03 14:00 | 2943 | 5 | 3 | 15 | 167907.85 | 167.9078 | 76.0298 | 137666 | 14.3466 | 48.9506 | 0 | 81043.7 | 81.0437 | 109628 | -51250.9 | 76.2332 | 126461 | 14.5103 | 49.5091 | 0 | 69837.9 | 69.8379 | 110879 | -40309.6 | 78.0201 | 119958 | 15.4676 | 52.7755 | 0 | 63335.1 | 63.3351 | 118194 | -33572.4 | -91.8781 | -91.6746 | -89.8877
[20 empty] | 2020-05-03 15:00 | 2944 | 5 | 3 | 16 | 123901.12 | 123.9011 | 71.5966 | 111283 | 11.8555 | 40.451 | 0 | 79438.7 | 79.4387 | 90592.8 | -47201.1 | 71.7223 | 101447 | 11.9553 | 40.7915 | 0 | 69602.9 | 69.6029 | 91355.3 | -38319.8 | 73.1363 | 95620.2 | 12.6469 | 43.1512 | 0 | 63776 | 63.776 | 96640.1 | -32434.3 | -52.3045 | -52.1788 | -50.7648
[20 empty] | 2020-05-03 16:00 | 2945 | 5 | 3 | 17 | 75561.896 | 75.5619 | 14.694 | 31844.2 | 0 | 0 | 0 | 0 | 0 | 0 | 0 | 14.694 | 31844.2 | 0 | 0 | 0 | 0 | 0 | 0 | 0 | 14.694 | 31844.2 | 0 | 0 | 0 | 0 | 0 | 0 | 0 | -60.8679 | -60.8679 | -60.8679
[20 empty] | 2020-05-03 17:00 | 2946 | 5 | 3 | 18 | 12054.819 | 12.0548 | 13.7827 | 31990.9 | 0 | 0 | 0 | 0 | 0 | 0 | 0 | 13.7827 | 31990.9 | 0 | 0 | 0 | 0 | 0 | 0 | 0 | 13.7827 | 31990.9 | 0 | 0 | 0 | 0 | 0 | 0 | 0 | 1.7279 | 1.7279 | 1.7279
[20 empty] | 2020-05-03 18:00 | 2947 | 5 | 3 | 19 | 0 | 0 | 10.3847 | 32064.2 | 0 | 0 | 0 | 0 | 0 | 0 | 0 | 10.3847 | 32064.2 | 0 | 0 | 0 | 0 | 0 | 0 | 0 | 10.3847 | 32064.2 | 0 | 0 | 0 | 0 | 0 | 0 | 0 | 10.3847 | 10.3847 | 10.3847
[20 empty] | 2020-05-03 19:00 | 2948 | 5 | 3 | 20 | 0 | 0 | 8.8655 | 9702.36 | 0 | 0 | 0 | 0 | 0 | 0 | 0 | 8.8655 | 9702.36 | 0 | 0 | 0 | 0 | 0 | 0 | 0 | 8.8655 | 9702.36 | 0 | 0 | 0 | 0 | 0 | 0 | 0 | 8.8655 | 8.8655 | 8.8655
[20 empty] | 2020-05-03 20:00 | 2949 | 5 | 3 | 21 | 0 | 0 | 21.161 | 9702.36 | 10.0997 | 34.4602 | 0 | 0 | 0 | 77106.2 | 0 | 21.161 | 9702.36 | 10.0997 | 34.4602 | 0 | 0 | 0 | 77106.4 | 0 | 21.161 | 9702.36 | 10.0997 | 34.4602 | 0 | 0 | 0 | 77106.3 | 0 | 21.161 | 21.161 | 21.161
[20 empty] | 2020-05-03 21:00 | 2950 | 5 | 3 | 22 | 0 | 0 | 7.3463 | 9702.36 | 0 | 0 | 0 | 0 | 0 | 0 | 0 | 7.3463 | 9702.36 | 0 | 0 | 0 | 0 | 0 | 0 | 0 | 7.3463 | 9702.36 | 0 | 0 | 0 | 0 | 0 | 0 | 0 | 7.3463 | 7.3463 | 7.3463
[20 empty] | 2020-05-03 22:00 | 2951 | 5 | 3 | 23 | 0 | 0 | 7.3463 | 9702.36 | 0 | 0 | 0 | 0 | 0 | 0 | 0 | 7.3463 | 9702.36 | 0 | 0 | 0 | 0 | 0 | 0 | 0 | 7.3463 | 9702.36 | 0 | 0 | 0 | 0 | 0 | 0 | 0 | 7.3463 | 7.3463 | 7.3463
[20 empty] | 2020-05-03 23:00 | 2952 | 5 | 3 | 24 | 0 | 0 | 7.3463 | 9849.01 | 0 | 0 | 0 | 0 | 0 | 0 | 0 | 7.3463 | 9849.01 | 0 | 0 | 0 | 0 | 0 | 0 | 0 | 7.3463 | 9849.01 | 0 | 0 | 0 | 0 | 0 | 0 | 0 | 7.3463 | 7.3463 | 7.3463
[20 empty] | 2020-05-04 | 2953 | 5 | 4 | 1 | 0 | 0 | 7.3463 | 9849.01 | 0 | 0 | 0 | 0 | 0 | 0 | 0 | 7.3463 | 9849.01 | 0 | 0 | 0 | 0 | 0 | 0 | 0 | 7.3463 | 9849.01 | 0 | 0 | 0 | 0 | 0 | 0 | 0 | 7.3463 | 7.3463 | 7.3463
[20 empty] | 2020-05-04 01:00 | 2954 | 5 | 4 | 2 | 0 | 0 | 20.886 | 9849.01 | 9.8247 | 33.5217 | 0 | 0 | 0 | 74962.7 | 0 | 20.886 | 9849.01 | 9.8247 | 33.5218 | 0 | 0 | 0 | 74963 | 0 | 20.886 | 9849.01 | 9.8247 | 33.5218 | 0 | 0 | 0 | 74962.8 | 0 | 20.886 | 20.886 | 20.886
[20 empty] | 2020-05-04 02:00 | 2955 | 5 | 4 | 3 | 0 | 0 | 7.3463 | 9849.01 | 0 | 0 | 0 | 0 | 0 | 0 | 0 | 7.3463 | 9849.01 | 0 | 0 | 0 | 0 | 0 | 0 | 0 | 7.3463 | 9849.01 | 0 | 0 | 0 | 0 | 0 | 0 | 0 | 7.3463 | 7.3463 | 7.3463
[20 empty] | 2020-05-04 03:00 | 2956 | 5 | 4 | 4 | 0 | 0 | 9.2916 | 143150 | 0.53206 | 1.8154 | 0 | 133155 | 133.155 | 4065.68 | -20034.8 | 9.3542 | 145865 | 0.53206 | 1.8154 | 0 | 135870 | 135.87 | 4065.69 | -20034.6 | 9.4238 | 150071 | 0.53206 | 1.8154 | 0 | 140076 | 140.076 | 4065.68 | -20034.7 | 9.2916 | 9.3542 | 9.4238
[20 empty] | 2020-05-04 04:00 | 2957 | 5 | 4 | 5 | 0 | 0 | 10.0196 | 52006.6 | 0 | 0 | 0 | 42010.9 | 42.0109 | 0 | -15077.6 | 10.0823 | 53202.7 | 0 | 0 | 0 | 43207 | 43.207 | 0 | -15077.5 | 10.1519 | 54534.6 | 0 | 0 | 0 | 44538.9 | 44.5389 | 0 | -15077.5 | 10.0196 | 10.0823 | 10.1519
[20 empty] | 2020-05-04 05:00 | 2958 | 5 | 4 | 6 | 9639.409 | 9.6394 | 12.1902 | 71413.2 | 0 | 0 | 0 | 39348.9 | 39.3489 | 0 | -13716.4 | 12.2529 | 72609.2 | 0 | 0 | 0 | 40545 | 40.545 | 0 | -13716.4 | 12.3225 | 73941.2 | 0 | 0 | 0 | 41876.9 | 41.8769 | 0 | -13716.4 | 2.5508 | 2.6135 | 2.6831
[20 empty] | 2020-05-04 06:00 | 2959 | 5 | 4 | 7 | 45811.558 | 45.8116 | 110.437 | 160848 | 17.4508 | 59.5421 | 0 | 79441.7 | 79.4417 | 133349 | -59870.3 | 110.905 | 152822 | 18.1044 | 61.7722 | 0 | 71415 | 71.415 | 138343 | -49359 | 111.612 | 145895 | 18.9322 | 64.5967 | 0 | 64488.1 | 64.4881 | 144669 | -39946.4 | 64.6254 | 65.0934 | 65.8004
[20 empty] | 2020-05-04 07:00 | 2960 | 5 | 4 | 8 | 140491.297 | 140.4913 | 135.67 | 179468 | 16.7997 | 57.3206 | 0 | 98061.6 | 98.0616 | 128373 | -65517.4 | 136.826 | 168996 | 17.7932 | 60.7104 | 0 | 87589.2 | 87.5892 | 135965 | -55765.5 | 138.294 | 161093 | 19.0716 | 65.0723 | 0 | 79686.6 | 79.6866 | 145734 | -48417.2 | -4.8213 | -3.6653 | -2.1973
[20 empty] | 2020-05-04 08:00 | 2961 | 5 | 4 | 9 | 199721.614 | 199.7216 | 127.393 | 152665 | 2.6228 | 8.949 | 0 | 95456 | 95.456 | 20041.9 | -60642.2 | 127.554 | 144293 | 2.7745 | 9.4665 | 0 | 87083.3 | 87.0833 | 21200.9 | -53027.1 | 128.201 | 138620 | 2.8787 | 9.8222 | 0 | 81410.3 | 81.4103 | 21997.5 | -47523.2 | -72.3286 | -72.1676 | -71.5206
[20 empty] | 2020-05-04 09:00 | 2962 | 5 | 4 | 10 | 244184.31 | 244.1843 | 126.429 | 152333 | 0.44846 | 1.5301 | 0 | 94976.5 | 94.9765 | 3426.87 | -61740.8 | 126.73 | 145583 | 0.38919 | 1.3279 | 0 | 88227.2 | 88.2272 | 2973.96 | -55254.9 | 127.279 | 141229 | 0.34411 | 1.1741 | 0 | 83873.2 | 83.8732 | 2629.49 | -50632 | -117.7553 | -117.4543 | -116.9053
[20 empty] | 2020-05-04 10:00 | 2963 | 5 | 4 | 11 | 273750.464 | 273.7505 | 106.516 | 223868 | 0.44721 | 1.5259 | 0 | 97208.7 | 97.2087 | 3417.33 | -63914.2 | 107.131 | 217822 | 0.44969 | 1.5343 | 0 | 91163.2 | 91.1632 | 3436.23 | -57849.3 | 107.345 | 212900 | 0.34304 | 1.1705 | 0 | 86240.9 | 86.2409 | 2621.31 | -52281.3 | -167.2345 | -166.6195 | -166.4055
[20 empty] | 2020-05-04 11:00 | 2964 | 5 | 4 | 12 | 283937.893 | 283.9379 | 131.16 | 208292 | 0.74721 | 2.5495 | 0 | 81633.6 | 81.6336 | 5709.72 | -45429.6 | 131.372 | 204773 | 0.71159 | 2.428 | 0 | 78114.3 | 78.1143 | 5437.57 | -42101.7 | 132.191 | 201667 | 0.7157 | 2.442 | 0 | 75007.8 | 75.0078 | 5468.98 | -38922 | -152.7779 | -152.5659 | -151.7469
[20 empty] | 2020-05-04 12:00 | 2965 | 5 | 4 | 13 | 277083.645 | 277.0836 | 82.8366 | 176534 | 0.34514 | 1.1776 | 0 | 84312.5 | 84.3125 | 2637.32 | -54719.9 | 82.6644 | 172964 | 0.2855 | 0.97411 | 0 | 80742.5 | 80.7425 | 2181.59 | -50410.9 | 83.2396 | 170151 | 0.24388 | 0.83211 | 0 | 77929.4 | 77.9294 | 1863.56 | -46759.7 | -194.247 | -194.4192 | -193.844
[20 empty] | 2020-05-04 13:00 | 2966 | 5 | 4 | 14 | 256048.34 | 256.0483 | 76.5672 | 152754 | 0.35993 | 1.2281 | 0 | 95324.5 | 95.3245 | 2750.35 | -64135.8 | 77.3983 | 149001 | 0.38701 | 1.3205 | 0 | 91571.5 | 91.5715 | 2957.27 | -59949.3 | 77.7763 | 145716 | 0.30499 | 1.0406 | 0 | 88286.9 | 88.2869 | 2330.52 | -55920 | -179.4811 | -178.65 | -178.272
[20 empty] | 2020-05-04 14:00 | 2967 | 5 | 4 | 15 | 194284.558 | 194.2846 | 62.7954 | 170152 | 0.37801 | 1.2898 | 0 | 112723 | 112.723 | 2888.57 | -80787.8 | 63.824 | 167075 | 0.40427 | 1.3794 | 0 | 109646 | 109.646 | 3089.23 | -77330.2 | 64.2994 | 163496 | 0.34577 | 1.1798 | 0 | 106067 | 106.067 | 2642.19 | -73093 | -131.4892 | -130.4606 | -129.9852
[20 empty] | 2020-05-04 15:00 | 2968 | 5 | 4 | 16 | 150655.386 | 150.6554 | 61.9272 | 166393 | 0.39139 | 1.3354 | 0 | 133669 | 133.669 | 2990.74 | -97054.7 | 62.4331 | 163333 | 0.42426 | 1.4476 | 0 | 130609 | 130.609 | 3241.92 | -95357.7 | 63.4885 | 162658 | 0.44669 | 1.5241 | 0 | 129934 | 129.934 | 3413.32 | -94500.3 | -88.7282 | -88.2223 | -87.1669
[20 empty] | 2020-05-04 16:00 | 2969 | 5 | 4 | 17 | 116707.194 | 116.7072 | 14.694 | 32724.3 | 0 | 0 | 0 | 0 | 0 | 0 | 0 | 14.694 | 32724.3 | 0 | 0 | 0 | 0 | 0 | 0 | 0 | 14.694 | 32724.3 | 0 | 0 | 0 | 0 | 0 | 0 | 0 | -102.0132 | -102.0132 | -102.0132
[20 empty] | 2020-05-04 17:00 | 2970 | 5 | 4 | 18 | 46632.188 | 46.6322 | 13.7827 | 32724.3 | 0 | 0 | 0 | 0 | 0 | 0 | 0 | 13.7827 | 32724.3 | 0 | 0 | 0 | 0 | 0 | 0 | 0 | 13.7827 | 32724.3 | 0 | 0 | 0 | 0 | 0 | 0 | 0 | -32.8495 | -32.8495 | -32.8495
[20 empty] | 2020-05-04 18:00 | 2971 | 5 | 4 | 19 | 1581.429 | 1.5814 | 10.3847 | 32651 | 0 | 0 | 0 | 0 | 0 | 0 | 0 | 10.3847 | 32651 | 0 | 0 | 0 | 0 | 0 | 0 | 0 | 10.3847 | 32651 | 0 | 0 | 0 | 0 | 0 | 0 | 0 | 8.8033 | 8.8033 | 8.8033
[20 empty] | 2020-05-04 19:00 | 2972 | 5 | 4 | 20 | 0 | 0 | 8.8655 | 10289 | 0 | 0 | 0 | 0 | 0 | 0 | 0 | 8.8655 | 10289 | 0 | 0 | 0 | 0 | 0 | 0 | 0 | 8.8655 | 10289 | 0 | 0 | 0 | 0 | 0 | 0 | 0 | 8.8655 | 8.8655 | 8.8655
[20 empty] | 2020-05-04 20:00 | 2973 | 5 | 4 | 21 | 0 | 0 | 7.3463 | 10289 | 0 | 0 | 0 | 0 | 0 | 0 | 0 | 7.3463 | 10289 | 0 | 0 | 0 | 0 | 0 | 0 | 0 | 7.3463 | 10289 | 0 | 0 | 0 | 0 | 0 | 0 | 0 | 7.3463 | 7.3463 | 7.3463
[20 empty] | 2020-05-04 21:00 | 2974 | 5 | 4 | 22 | 0 | 0 | 7.3463 | 10289 | 0 | 0 | 0 | 0 | 0 | 0 | 0 | 7.3463 | 10289 | 0 | 0 | 0 | 0 | 0 | 0 | 0 | 7.3463 | 10289 | 0 | 0 | 0 | 0 | 0 | 0 | 0 | 7.3463 | 7.3463 | 7.3463
[20 empty] | 2020-05-04 22:00 | 2975 | 5 | 4 | 23 | 0 | 0 | 7.3463 | 10289 | 0 | 0 | 0 | 0 | 0 | 0 | 0 | 7.3463 | 10289 | 0 | 0 | 0 | 0 | 0 | 0 | 0 | 7.3463 | 10289 | 0 | 0 | 0 | 0 | 0 | 0 | 0 | 7.3463 | 7.3463 | 7.3463
[20 empty] | 2020-05-04 23:00 | 2976 | 5 | 4 | 24 | 0 | 0 | 21.0952 | 10435.6 | 10.0339 | 34.2357 | 0 | 0 | 0 | 76635 | 0 | 21.0952 | 10435.6 | 10.0339 | 34.2357 | 0 | 0 | 0 | 76634.8 | 0 | 21.0952 | 10435.6 | 10.0339 | 34.2357 | 0 | 0 | 0 | 76635.1 | 0 | 21.0952 | 21.0952 | 21.0952
[20 empty] | 2020-05-05 | 2977 | 5 | 5 | 1 | 0 | 0 | 7.3463 | 10435.6 | 0 | 0 | 0 | 0 | 0 | 0 | 0 | 7.3463 | 10435.6 | 0 | 0 | 0 | 0 | 0 | 0 | 0 | 7.3463 | 10435.6 | 0 | 0 | 0 | 0 | 0 | 0 | 0 | 7.3463 | 7.3463 | 7.3463
[20 empty] | 2020-05-05 01:00 | 2978 | 5 | 5 | 2 | 0 | 0 | 7.3463 | 10435.6 | 0 | 0 | 0 | 0 | 0 | 0 | 0 | 7.3463 | 10435.6 | 0 | 0 | 0 | 0 | 0 | 0 | 0 | 7.3463 | 10435.6 | 0 | 0 | 0 | 0 | 0 | 0 | 0 | 7.3463 | 7.3463 | 7.3463
[20 empty] | 2020-05-05 02:00 | 2979 | 5 | 5 | 3 | 0 | 0 | 7.3463 | 10582.3 | 0 | 0 | 0 | 0 | 0 | 0 | 0 | 7.3463 | 10582.3 | 0 | 0 | 0 | 0 | 0 | 0 | 0 | 7.3463 | 10582.3 | 0 | 0 | 0 | 0 | 0 | 0 | 0 | 7.3463 | 7.3463 | 7.3463
[20 empty] | 2020-05-05 03:00 | 2980 | 5 | 5 | 4 | 0 | 0 | 9.2096 | 165416 | 0.4501 | 1.5358 | 0 | 154907 | 154.907 | 3439.44 | -25040 | 9.2723 | 172269 | 0.4501 | 1.5358 | 0 | 161760 | 161.76 | 3439.43 | -25039.9 | 9.3419 | 178228 | 0.4501 | 1.5358 | 0 | 167719 | 167.719 | 3439.43 | -25040 | 9.2096 | 9.2723 | 9.3419
[20 empty] | 2020-05-05 04:00 | 2981 | 5 | 5 | 5 | 0 | 0 | 10.0196 | 57821.7 | 0 | 0 | 0 | 47312.7 | 47.3127 | 0 | -19431.2 | 10.0823 | 59017.9 | 0 | 0 | 0 | 48508.9 | 48.5089 | 0 | -19431.2 | 10.1519 | 60349.9 | 0 | 0 | 0 | 49841 | 49.841 | 0 | -19431.4 | 10.0196 | 10.0823 | 10.1519
[20 empty] | 2020-05-05 05:00 | 2982 | 5 | 5 | 6 | 9059.837 | 9.0598 | 25.7943 | 73008.3 | 9.8891 | 33.7416 | 0 | 40284 | 40.284 | 75566.5 | -18297.7 | 25.857 | 73967 | 9.8891 | 33.7415 | 0 | 41242.7 | 41.2427 | 75566.4 | -18297.8 | 25.9266 | 75035.3 | 9.8891 | 33.7417 | 0 | 42311 | 42.311 | 75566.7 | -18297.9 | 16.7345 | 16.7972 | 16.8668
[20 empty] | 2020-05-05 06:00 | 2983 | 5 | 5 | 7 | 28852.913 | 28.8529 | 91.8165 | 314778 | 0.47377 | 1.6165 | 0 | 232418 | 232.418 | 3620.24 | -198524 | 92.3748 | 323491 | 0.52954 | 1.8068 | 0 | 241131 | 241.131 | 4046.41 | -206236 | 93.3753 | 335113 | 0.60291 | 2.0571 | 0 | 252753 | 252.753 | 4607.08 | -216480 | 62.9636 | 63.5219 | 64.5224
[20 empty] | 2020-05-05 07:00 | 2984 | 5 | 5 | 8 | 80052.062 | 80.0521 | 120.564 | 327811 | 0.73758 | 2.5166 | 0 | 245451 | 245.451 | 5636.15 | -189796 | 121.489 | 334626 | 0.81557 | 2.7827 | 0 | 252266 | 252.266 | 6232.11 | -194487 | 122.38 | 343982 | 0.87331 | 2.9797 | 0 | 261622 | 261.622 | 6673.34 | -201224 | 40.5119 | 41.4369 | 42.3279
[20 empty] | 2020-05-05 08:00 | 2985 | 5 | 5 | 9 | 170891.099 | 170.8911 | 128.781 | 208209 | 3.0787 | 10.5045 | 0 | 151146 | 151.146 | 23525.6 | -108653 | 129.85 | 207745 | 3.3437 | 11.4086 | 0 | 150682 | 150.682 | 25550.3 | -107213 | 131.368 | 208024 | 3.6962 | 12.6116 | 0 | 150961 | 150.961 | 28244.4 | -106307 | -42.1101 | -41.0411 | -39.5231
[20 empty] | 2020-05-05 09:00 | 2986 | 5 | 5 | 10 | 211084.081 | 211.0841 | 130.038 | 182581 | 2.818 | 9.615 | 0 | 125519 | 125.519 | 21533.5 | -86139 | 131.079 | 182386 | 3.0768 | 10.4981 | 0 | 125323 | 125.323 | 23511.3 | -82950.2 | 131.752 | 184203 | 3.2591 | 11.1202 | 0 | 127140 | 127.14 | 24904.5 | -81674.3 | -81.0461 | -80.0051 | -79.3321
[20 empty] | 2020-05-05 10:00 | 2987 | 5 | 5 | 11 | 229413.425 | 229.4134 | 108.747 | 244193 | 1.2402 | 4.2316 | 0 | 117534 | 117.534 | 9476.91 | -78846.2 | 109.625 | 241358 | 1.4977 | 5.11 | 0 | 114700 | 114.7 | 11444.2 | -75327.9 | 110.63 | 239659 | 1.7444 | 5.952 | 0 | 113000 | 113 | 13329.8 | -72303.8 | -120.6664 | -119.7884 | -118.7834
[20 empty] | 2020-05-05 11:00 | 2988 | 5 | 5 | 12 | 256733.496 | 256.7335 | 143.797 | 214814 | 11.9227 | 40.6803 | 0 | 88154.6 | 88.1546 | 91106.3 | -47822.7 | 145.173 | 210680 | 12.7674 | 43.5624 | 0 | 84021 | 84.021 | 97561 | -42935.4 | 146.555 | 206803 | 13.571 | 46.3043 | 0 | 80143.7 | 80.1437 | 103701 | -38018.6 | -112.9365 | -111.5605 | -110.1785
[20 empty] | 2020-05-05 12:00 | 2989 | 5 | 5 | 13 | 252031.235 | 252.0312 | 96.3511 | 162664 | 13.2402 | 45.1756 | 0 | 72232.8 | 72.2328 | 101174 | -40144.9 | 97.9047 | 156974 | 14.1727 | 48.3573 | 0 | 66543.3 | 66.5433 | 108299 | -33946.3 | 99.5603 | 151143 | 15.1374 | 51.6488 | 0 | 60711.7 | 60.7117 | 115671 | -27441 | -155.6801 | -154.1265 | -152.4709
[20 empty] | 2020-05-05 13:00 | 2990 | 5 | 5 | 14 | 235251.651 | 235.2517 | 88.2137 | 121186 | 11.9844 | 40.8908 | 0 | 64636.7 | 64.6367 | 91577.4 | -34078.6 | 89.363 | 114783 | 12.7308 | 43.4375 | 0 | 58233.9 | 58.2339 | 97280.9 | -27509.5 | 89.715 | 109365 | 13.1178 | 44.7579 | 0 | 52815.7 | 52.8157 | 100238 | -22011.5 | -147.038 | -145.8887 | -145.5367
[20 empty] | 2020-05-05 14:00 | 2991 | 5 | 5 | 15 | 203432.499 | 203.4325 | 76.954 | 121488 | 15.0413 | 51.3209 | 0 | 65085.6 | 65.0856 | 114937 | -36637.3 | 77.8711 | 115022 | 15.6556 | 53.4169 | 0 | 58619.5 | 58.6195 | 119630 | -30121.2 | 78.6765 | 110792 | 16.2078 | 55.301 | 0 | 54389.3 | 54.3893 | 123850 | -25637.2 | -126.4785 | -125.5614 | -124.756
[20 empty] | 2020-05-05 15:00 | 2992 | 5 | 5 | 16 | 147178.916 | 147.1789 | 74.2777 | 93198.6 | 14.7001 | 50.1567 | 0 | 61647.8 | 61.6478 | 112330 | -31855.7 | 75.2915 | 88838.8 | 15.342 | 52.3469 | 0 | 57288 | 57.288 | 117234 | -27722.3 | 76.6024 | 85558.7 | 16.1255 | 55.0202 | 0 | 54007.8 | 54.0078 | 123222 | -23979 | -72.9012 | -71.8874 | -70.5765
[20 empty] | 2020-05-05 16:00 | 2993 | 5 | 5 | 17 | 111537.119 | 111.5371 | 14.694 | 31550.8 | 0 | 0 | 0 | 0 | 0 | 0 | 0 | 14.694 | 31550.8 | 0 | 0 | 0 | 0 | 0 | 0 | 0 | 14.694 | 31550.8 | 0 | 0 | 0 | 0 | 0 | 0 | 0 | -96.8431 | -96.8431 | -96.8431
[20 empty] | 2020-05-05 17:00 | 2994 | 5 | 5 | 18 | 45632.093 | 45.6321 | 13.7827 | 31770.9 | 0 | 0 | 0 | 0 | 0 | 0 | 0 | 13.7827 | 31770.9 | 0 | 0 | 0 | 0 | 0 | 0 | 0 | 13.7827 | 31770.9 | 0 | 0 | 0 | 0 | 0 | 0 | 0 | -31.8494 | -31.8494 | -31.8494
[20 empty] | 2020-05-05 18:00 | 2995 | 5 | 5 | 19 | 2181.762 | 2.1818 | 10.3847 | 31844.2 | 0 | 0 | 0 | 0 | 0 | 0 | 0 | 10.3847 | 31844.2 | 0 | 0 | 0 | 0 | 0 | 0 | 0 | 10.3847 | 31844.2 | 0 | 0 | 0 | 0 | 0 | 0 | 0 | 8.2029 | 8.2029 | 8.2029
[20 empty] | 2020-05-05 19:00 | 2996 | 5 | 5 | 20 | 0 | 0 | 8.8655 | 9482.38 | 0 | 0 | 0 | 0 | 0 | 0 | 0 | 8.8655 | 9482.38 | 0 | 0 | 0 | 0 | 0 | 0 | 0 | 8.8655 | 9482.38 | 0 | 0 | 0 | 0 | 0 | 0 | 0 | 8.8655 | 8.8655 | 8.8655
[20 empty] | 2020-05-05 20:00 | 2997 | 5 | 5 | 21 | 0 | 0 | 7.3463 | 9849.01 | 0 | 0 | 0 | 0 | 0 | 0 | 0 | 7.3463 | 9849.01 | 0 | 0 | 0 | 0 | 0 | 0 | 0 | 7.3463 | 9849.01 | 0 | 0 | 0 | 0 | 0 | 0 | 0 | 7.3463 | 7.3463 | 7.3463
[20 empty] | 2020-05-05 21:00 | 2998 | 5 | 5 | 22 | 0 | 0 | 7.3463 | 9922.34 | 0 | 0 | 0 | 0 | 0 | 0 | 0 | 7.3463 | 9922.34 | 0 | 0 | 0 | 0 | 0 | 0 | 0 | 7.3463 | 9922.34 | 0 | 0 | 0 | 0 | 0 | 0 | 0 | 7.3463 | 7.3463 | 7.3463
[20 empty] | 2020-05-05 22:00 | 2999 | 5 | 5 | 23 | 0 | 0 | 21.0203 | 9922.34 | 9.959 | 33.9802 | 0 | 0 | 0 | 76100.9 | 0 | 21.0203 | 9922.34 | 9.959 | 33.98 | 0 | 0 | 0 | 76100.5 | 0 | 21.0203 | 9922.34 | 9.959 | 33.9802 | 0 | 0 | 0 | 76101 | 0 | 21.0203 | 21.0203 | 21.0203
[20 empty] | 2020-05-05 23:00 | 3000 | 5 | 5 | 24 | 0 | 0 | 7.3463 | 10435.6 | 0 | 0 | 0 | 0 | 0 | 0 | 0 | 7.3463 | 10435.6 | 0 | 0 | 0 | 0 | 0 | 0 | 0 | 7.3463 | 10435.6 | 0 | 0 | 0 | 0 | 0 | 0 | 0 | 7.3463 | 7.3463 | 7.3463
[20 empty] | 2020-05-06 | 3001 | 5 | 6 | 1 | 0 | 0 | 7.3463 | 10435.6 | 0 | 0 | 0 | 0 | 0 | 0 | 0 | 7.3463 | 10435.6 | 0 | 0 | 0 | 0 | 0 | 0 | 0 | 7.3463 | 10435.6 | 0 | 0 | 0 | 0 | 0 | 0 | 0 | 7.3463 | 7.3463 | 7.3463
[20 empty] | 2020-05-06 01:00 | 3002 | 5 | 6 | 2 | 0 | 0 | 7.3463 | 10435.6 | 0 | 0 | 0 | 0 | 0 | 0 | 0 | 7.3463 | 10435.6 | 0 | 0 | 0 | 0 | 0 | 0 | 0 | 7.3463 | 10435.6 | 0 | 0 | 0 | 0 | 0 | 0 | 0 | 7.3463 | 7.3463 | 7.3463
[20 empty] | 2020-05-06 02:00 | 3003 | 5 | 6 | 3 | 0 | 0 | 7.3463 | 10435.6 | 0 | 0 | 0 | 0 | 0 | 0 | 0 | 7.3463 | 10435.6 | 0 | 0 | 0 | 0 | 0 | 0 | 0 | 7.3463 | 10435.6 | 0 | 0 | 0 | 0 | 0 | 0 | 0 | 7.3463 | 7.3463 | 7.3463
[20 empty] | 2020-05-06 03:00 | 3004 | 5 | 6 | 4 | 0 | 0 | 22.9431 | 137811 | 10.4685 | 35.7185 | 0 | 127449 | 127.449 | 79994.4 | -18710 | 23.0057 | 141932 | 10.4685 | 35.7185 | 0 | 131570 | 131.57 | 79994 | -18710.1 | 23.0754 | 146772 | 10.4686 | 35.7189 | 0 | 136410 | 136.41 | 79994.6 | -18710.1 | 22.9431 | 23.0057 | 23.0754
[20 empty] | 2020-05-06 04:00 | 3005 | 5 | 6 | 5 | 0 | 0 | 10.0196 | 51338.7 | 0 | 0 | 0 | 40976.4 | 40.9764 | 0 | -14345.6 | 10.0823 | 52535.1 | 0 | 0 | 0 | 42172.8 | 42.1728 | 0 | -14345.7 | 10.1519 | 53866.8 | 0 | 0 | 0 | 43504.5 | 43.5045 | 0 | -14345.7 | 10.0196 | 10.0823 | 10.1519
[20 empty] | 2020-05-06 05:00 | 3006 | 5 | 6 | 6 | 11141.04 | 11.141 | 12.1902 | 71838.2 | 0 | 0 | 0 | 39187.2 | 39.1872 | 0 | -13779.1 | 12.2529 | 73034.5 | 0 | 0 | 0 | 40383.5 | 40.3835 | 0 | -13779.3 | 12.3225 | 74366.3 | 0 | 0 | 0 | 41715.4 | 41.7154 | 0 | -13779.2 | 1.0492 | 1.1119 | 1.1815
[20 empty] | 2020-05-06 06:00 | 3007 | 5 | 6 | 7 | 66615.446 | 66.6154 | 92.0038 | 181011 | 0.62065 | 2.1177 | 0 | 98870.4 | 98.8704 | 4742.62 | -81992.4 | 92.0768 | 177106 | 0.57411 | 1.9589 | 0 | 94965.4 | 94.9654 | 4387.02 | -76178.8 | 92.5748 | 173665 | 0.46038 | 1.5708 | 0 | 91524.7 | 91.5247 | 3517.95 | -70739.6 | 25.3884 | 25.4614 | 25.9594
[20 empty] | 2020-05-06 07:00 | 3008 | 5 | 6 | 8 | 135669.964 | 135.67 | 119.558 | 200469 | 0.75926 | 2.5906 | 0 | 118328 | 118.328 | 5801.84 | -81150.9 | 119.894 | 194251 | 0.80599 | 2.75 | 0 | 112111 | 112.111 | 6158.88 | -74663.3 | 120.623 | 188021 | 0.8647 | 2.9504 | 0 | 105881 | 105.881 | 6607.51 | -67880.1 | -16.112 | -15.776 | -15.047
[20 empty] | 2020-05-06 08:00 | 3009 | 5 | 6 | 9 | 192973.81 | 192.9738 | 131.84 | 139454 | 7.052 | 24.0613 | 0 | 82611 | 82.611 | 53886.9 | -40727.1 | 132.857 | 133390 | 7.5232 | 25.6692 | 0 | 76547.8 | 76.5478 | 57487.9 | -34642.5 | 133.556 | 127523 | 7.9026 | 26.9637 | 0 | 70680.3 | 70.6803 | 60387.1 | -28726 | -61.1338 | -60.1168 | -59.4178
[20 empty] | 2020-05-06 09:00 | 3010 | 5 | 6 | 10 | 235346.9 | 235.3469 | 138.724 | 115976 | 12.6063 | 43.0127 | 0 | 59353.6 | 59.3536 | 96329.4 | -27860.9 | 139.8 | 110313 | 13.3092 | 45.411 | 0 | 53690.1 | 53.6901 | 101701 | -22096 | 140.888 | 105886 | 13.9675 | 47.6571 | 0 | 49263.8 | 49.2638 | 106731 | -17529.7 | -96.6229 | -95.5469 | -94.4589
[20 empty] | 2020-05-06 10:00 | 3011 | 5 | 6 | 11 | 225442.577 | 225.4426 | 116.497 | 178618 | 10.4509 | 35.6585 | 0 | 51958.8 | 51.9588 | 79859.6 | -23774.3 | 117.251 | 172680 | 11.023 | 37.6105 | 0 | 46021.6 | 46.0216 | 84231.3 | -17589.5 | 118.72 | 168808 | 11.7608 | 40.1278 | 0 | 42149.5 | 42.1495 | 89868.6 | -13199.4 | -108.9456 | -108.1916 | -106.7226
[20 empty] | 2020-05-06 11:00 | 3012 | 5 | 6 | 12 | 197298.069 | 197.2981 | 149.646 | 169486 | 18.2571 | 62.2932 | 0 | 42826.7 | 42.8267 | 139510 | -14745.4 | 151.946 | 165959 | 19.7019 | 67.2229 | 0 | 39300.3 | 39.3003 | 150550 | -11450 | 153.097 | 164002 | 20.6506 | 70.4598 | 0 | 37343.4 | 37.3434 | 157800 | -9183.13 | -47.6521 | -45.3521 | -44.2011
[20 empty] | 2020-05-06 12:00 | 3013 | 5 | 6 | 13 | 194870.927 | 194.8709 | 98.3759 | 127115 | 15.5511 | 53.0604 | 0 | 37379 | 37.379 | 118832 | -11583.2 | 98.8219 | 125102 | 15.9986 | 54.5872 | 0 | 35366 | 35.366 | 122252 | -9037.65 | 101.36 | 124659 | 17.4014 | 59.3736 | 0 | 34923 | 34.923 | 132971 | -7779.77 | -96.495 | -96.049 | -93.5109
[20 empty] | 2020-05-06 13:00 | 3014 | 5 | 6 | 14 | 255113.819 | 255.1138 | 90.0041 | 92030.9 | 14.1654 | 48.3323 | 0 | 35555 | 35.555 | 108243 | -10571.4 | 90.6558 | 91150.3 | 14.6513 | 49.9902 | 0 | 34674.4 | 34.6744 | 111957 | -9063.59 | 93.5561 | 91010.4 | 16.1542 | 55.1181 | 0 | 34534.5 | 34.5345 | 123441 | -7810.64 | -165.1097 | -164.458 | -161.5577
[20 empty] | 2020-05-06 14:00 | 3015 | 5 | 6 | 15 | 217730.865 | 217.7309 | 67.5687 | 96808.2 | 6.139 | 20.9463 | 0 | 40038.9 | 40.0389 | 46910.7 | -16023.4 | 67.7742 | 95033.7 | 6.1533 | 20.995 | 0 | 38264.3 | 38.2643 | 47019.7 | -13146.4 | 69.6361 | 94069.5 | 6.65 | 22.6897 | 0 | 37300.2 | 37.3002 | 50815 | -10952.4 | -150.1622 | -149.9567 | -148.0948
[20 empty] | 2020-05-06 15:00 | 3016 | 5 | 6 | 16 | 168887.243 | 168.8872 | 66.9475 | 72975.2 | 7.482 | 25.5287 | 0 | 41131 | 41.131 | 57173.2 | -15428.3 | 68.9171 | 71030.2 | 8.2194 | 28.0445 | 0 | 39186 | 39.186 | 62807.5 | -12819.1 | 69.9053 | 70122.3 | 8.5342 | 29.1188 | 0 | 38278.1 | 38.2781 | 65213.5 | -11006.8 | -101.9397 | -99.9701 | -98.9819
[20 empty] | 2020-05-06 16:00 | 3017 | 5 | 6 | 17 | 110113.679 | 110.1137 | 14.694 | 31844.2 | 0 | 0 | 0 | 0 | 0 | 0 | 0 | 14.694 | 31844.2 | 0 | 0 | 0 | 0 | 0 | 0 | 0 | 14.694 | 31844.2 | 0 | 0 | 0 | 0 | 0 | 0 | 0 | -95.4197 | -95.4197 | -95.4197
[20 empty] | 2020-05-06 17:00 | 3018 | 5 | 6 | 18 | 47215.09 | 47.2151 | 13.7827 | 32137.6 | 0 | 0 | 0 | 0 | 0 | 0 | 0 | 13.7827 | 32137.6 | 0 | 0 | 0 | 0 | 0 | 0 | 0 | 13.7827 | 32137.6 | 0 | 0 | 0 | 0 | 0 | 0 | 0 | -33.4324 | -33.4324 | -33.4324
[20 empty] | 2020-05-06 18:00 | 3019 | 5 | 6 | 19 | 2660.657 | 2.6607 | 10.3847 | 32284.3 | 0 | 0 | 0 | 0 | 0 | 0 | 0 | 10.3847 | 32284.3 | 0 | 0 | 0 | 0 | 0 | 0 | 0 | 10.3847 | 32284.3 | 0 | 0 | 0 | 0 | 0 | 0 | 0 | 7.724 | 7.724 | 7.724
[20 empty] | 2020-05-06 19:00 | 3020 | 5 | 6 | 20 | 0 | 0 | 8.8655 | 9922.34 | 0 | 0 | 0 | 0 | 0 | 0 | 0 | 8.8655 | 9922.34 | 0 | 0 | 0 | 0 | 0 | 0 | 0 | 8.8655 | 9922.34 | 0 | 0 | 0 | 0 | 0 | 0 | 0 | 8.8655 | 8.8655 | 8.8655
[20 empty] | 2020-05-06 20:00 | 3021 | 5 | 6 | 21 | 0 | 0 | 7.3463 | 9922.34 | 0 | 0 | 0 | 0 | 0 | 0 | 0 | 7.3463 | 9922.34 | 0 | 0 | 0 | 0 | 0 | 0 | 0 | 7.3463 | 9922.34 | 0 | 0 | 0 | 0 | 0 | 0 | 0 | 7.3463 | 7.3463 | 7.3463
[20 empty] | 2020-05-06 21:00 | 3022 | 5 | 6 | 22 | 0 | 0 | 21.5003 | 9995.67 | 10.439 | 35.6179 | 0 | 0 | 0 | 79650.9 | 0 | 21.5003 | 9995.67 | 10.439 | 35.6179 | 0 | 0 | 0 | 79650.9 | 0 | 21.5004 | 9995.67 | 10.4391 | 35.6182 | 0 | 0 | 0 | 79651.4 | 0 | 21.5003 | 21.5003 | 21.5004
[20 empty] | 2020-05-06 22:00 | 3023 | 5 | 6 | 23 | 0 | 0 | 7.3463 | 9995.67 | 0 | 0 | 0 | 0 | 0 | 0 | 0 | 7.3463 | 9995.67 | 0 | 0 | 0 | 0 | 0 | 0 | 0 | 7.3463 | 9995.67 | 0 | 0 | 0 | 0 | 0 | 0 | 0 | 7.3463 | 7.3463 | 7.3463
[20 empty] | 2020-05-06 23:00 | 3024 | 5 | 6 | 24 | 0 | 0 | 7.3463 | 10142.3 | 0 | 0 | 0 | 0 | 0 | 0 | 0 | 7.3463 | 10142.3 | 0 | 0 | 0 | 0 | 0 | 0 | 0 | 7.3463 | 10142.3 | 0 | 0 | 0 | 0 | 0 | 0 | 0 | 7.3463 | 7.3463 | 7.3463
[20 empty] | 2020-05-07 | 3025 | 5 | 7 | 1 | 0 | 0 | 7.3463 | 10142.3 | 0 | 0 | 0 | 0 | 0 | 0 | 0 | 7.3463 | 10142.3 | 0 | 0 | 0 | 0 | 0 | 0 | 0 | 7.3463 | 10142.3 | 0 | 0 | 0 | 0 | 0 | 0 | 0 | 7.3463 | 7.3463 | 7.3463
[20 empty] | 2020-05-07 01:00 | 3026 | 5 | 7 | 2 | 0 | 0 | 7.3463 | 10142.3 | 0 | 0 | 0 | 0 | 0 | 0 | 0 | 7.3463 | 10142.3 | 0 | 0 | 0 | 0 | 0 | 0 | 0 | 7.3463 | 10142.3 | 0 | 0 | 0 | 0 | 0 | 0 | 0 | 7.3463 | 7.3463 | 7.3463
[20 empty] | 2020-05-07 02:00 | 3027 | 5 | 7 | 3 | 0 | 0 | 7.3463 | 10142.3 | 0 | 0 | 0 | 0 | 0 | 0 | 0 | 7.3463 | 10142.3 | 0 | 0 | 0 | 0 | 0 | 0 | 0 | 7.3463 | 10142.3 | 0 | 0 | 0 | 0 | 0 | 0 | 0 | 7.3463 | 7.3463 | 7.3463
[20 empty] | 2020-05-07 03:00 | 3028 | 5 | 7 | 4 | 0 | 0 | 23.0163 | 131095 | 10.5417 | 35.9683 | 0 | 120732 | 120.732 | 80443.4 | -16598.4 | 23.0789 | 135667 | 10.5417 | 35.9683 | 0 | 125304 | 125.304 | 80443.4 | -16598.4 | 23.1486 | 141079 | 10.5418 | 35.9686 | 0 | 130716 | 130.716 | 80443.8 | -16598.5 | 23.0163 | 23.0789 | 23.1486
[20 empty] | 2020-05-07 04:00 | 3029 | 5 | 7 | 5 | 0 | 0 | 10.0196 | 49267.3 | 0 | 0 | 0 | 38905 | 38.905 | 0 | -12697.3 | 10.0823 | 50463.5 | 0 | 0 | 0 | 40101.2 | 40.1012 | 0 | -12697.3 | 10.1519 | 51795.4 | 0 | 0 | 0 | 41433.1 | 41.4331 | 0 | -12697.3 | 10.0196 | 10.0823 | 10.1519
[20 empty] | 2020-05-07 05:00 | 3030 | 5 | 7 | 6 | 12421.17 | 12.4212 | 12.1902 | 69435.1 | 0 | 0 | 0 | 37004.2 | 37.0042 | 0 | -11847.3 | 12.2529 | 70631.3 | 0 | 0 | 0 | 38200.4 | 38.2004 | 0 | -11847.3 | 12.3225 | 71963.2 | 0 | 0 | 0 | 39532.3 | 39.5323 | 0 | -11847.3 | -0.23097 | -0.16827 | -0.09867
[20 empty] | 2020-05-07 06:00 | 3031 | 5 | 7 | 7 | 74878.038 | 74.878 | 93.665 | 140424 | 2.2999 | 7.8473 | 0 | 58576.9 | 58.5769 | 17574.6 | -36721 | 94.0016 | 135693 | 2.4258 | 8.2767 | 0 | 53845.8 | 53.8458 | 18536.2 | -29965.7 | 93.9191 | 132801 | 2.468 | 8.4207 | 0 | 50954.1 | 50.9541 | 18858.7 | -25152 | 18.787 | 19.1236 | 19.0411
[20 empty] | 2020-05-07 07:00 | 3032 | 5 | 7 | 8 | 155152.761 | 155.1528 | 120.842 | 149444 | 2.3168 | 7.9048 | 0 | 67597.2 | 67.5972 | 17703.3 | -38608.1 | 121.572 | 143242 | 2.7802 | 9.4859 | 0 | 61395.3 | 61.3953 | 21244.4 | -32456 | 122.367 | 138367 | 3.1675 | 10.8076 | 0 | 56520.2 | 56.5202 | 24204.4 | -27006.1 | -34.3108 | -33.5808 | -32.7858
[20 empty] | 2020-05-07 08:00 | 3033 | 5 | 7 | 9 | 218932.355 | 218.9324 | 143.607 | 107810 | 18.7251 | 63.89 | 0 | 51407.9 | 51.4079 | 143086 | -19520.1 | 145.793 | 103475 | 20.1808 | 68.8569 | 0 | 47072.2 | 47.0722 | 154209 | -15291.2 | 146.769 | 101517 | 21.0489 | 71.8188 | 0 | 45114.1 | 45.1141 | 160843 | -13380.5 | -75.3254 | -73.1394 | -72.1634
[20 empty] | 2020-05-07 09:00 | 3034 | 5 | 7 | 10 | 237217.273 | 237.2173 | 149.763 | 95448.6 | 23.0873 | 78.7739 | 0 | 39192.8 | 39.1928 | 176419 | -12039.4 | 150.624 | 93709.7 | 23.9929 | 81.8638 | 0 | 37453.9 | 37.4539 | 183339 | -10121.2 | 153.879 | 93272.8 | 26.253 | 89.5752 | 0 | 37017 | 37.017 | 200610 | -8750.01 | -87.4543 | -86.5933 | -83.3383
[20 empty] | 2020-05-07 10:00 | 3035 | 5 | 7 | 11 | 292772.578 | 292.7726 | 129.126 | 161575 | 21.4044 | 73.0318 | 0 | 34916.5 | 34.9165 | 163560 | -9689.79 | 131.648 | 160791 | 23.133 | 78.9298 | 0 | 34132.3 | 34.1323 | 176768 | -8080.04 | 134.525 | 161133 | 24.9793 | 85.2294 | 0 | 34474.1 | 34.4741 | 190877 | -7414.45 | -163.6466 | -161.1246 | -158.2476
[20 empty] | 2020-05-07 11:00 | 3036 | 5 | 7 | 12 | 299842.255 | 299.8423 | 155.353 | 158504 | 23.497 | 80.1718 | 0 | 31845.3 | 31.8453 | 179550 | -6982.38 | 158.656 | 158328 | 25.8098 | 88.063 | 0 | 31669.3 | 31.6693 | 197223 | -5961.73 | 162.742 | 159403 | 28.5102 | 97.2768 | 0 | 32744.4 | 32.7444 | 217858 | -5893.67 | -144.4893 | -141.1863 | -137.1003
[20 empty] | 2020-05-07 12:00 | 3037 | 5 | 7 | 13 | 261601.416 | 261.6014 | 109.004 | 118462 | 26.0782 | 88.9788 | 0 | 29574.5 | 29.5745 | 199274 | -5307.89 | 112.568 | 118994 | 28.3567 | 96.7531 | 0 | 30107.2 | 30.1072 | 216685 | -4896.16 | 117.227 | 120275 | 31.3766 | 107.057 | 0 | 31387.7 | 31.3877 | 239761 | -4860.59 | -152.5974 | -149.0334 | -144.3744
[20 empty] | 2020-05-07 13:00 | 3038 | 5 | 7 | 14 | 276507.067 | 276.5071 | 100.379 | 84498.5 | 24.1024 | 82.2374 | 0 | 28389.4 | 28.3894 | 184176 | -4522.23 | 104.197 | 85472.8 | 26.5221 | 90.4934 | 0 | 29363.8 | 29.3638 | 202666 | -4408.46 | 109.156 | 56109.1 | 29.7117 | 101.3763 | 0 | 0 | 0 | 227039 | -4372.35 | -176.1281 | -172.3101 | -167.3511
[20 empty] | 2020-05-07 14:00 | 3039 | 5 | 7 | 15 | 243755.432 | 243.7554 | 74.9086 | 86505.9 | 13.2888 | 45.3414 | 0 | 30030 | 30.03 | 101545 | -6657.31 | 77.2935 | 86765.9 | 14.4515 | 49.3085 | 0 | 30290 | 30.29 | 110429 | -5628.73 | 80.5243 | 131951 | 16.028 | 54.6875 | 0 | 75475 | 75.475 | 122477 | -5607.92 | -168.8468 | -166.4619 | -163.2311
[20 empty] | 2020-05-07 15:00 | 3040 | 5 | 7 | 16 | 193784.881 | 193.7849 | 67.4466 | 63211.9 | 7.78 | 26.5452 | 0 | 31367.7 | 31.3677 | 59449.7 | -7461.42 | 68.3575 | 63196.4 | 8.1066 | 27.6595 | 0 | 31352.2 | 31.3522 | 61945.4 | -6427.53 | 70.2651 | 63962.2 | 8.7783 | 29.9516 | 0 | 32118 | 32.118 | 67078.5 | -5789.17 | -126.3383 | -125.4274 | -123.5198
[20 empty] | 2020-05-07 16:00 | 3041 | 5 | 7 | 17 | 118906.139 | 118.9061 | 14.694 | 31844.2 | 0 | 0 | 0 | 0 | 0 | 0 | 0 | 14.694 | 31844.2 | 0 | 0 | 0 | 0 | 0 | 0 | 0 | 14.694 | 31844.2 | 0 | 0 | 0 | 0 | 0 | 0 | 0 | -104.2121 | -104.2121 | -104.2121
[20 empty] | 2020-05-07 17:00 | 3042 | 5 | 7 | 18 | 49436.28 | 49.4363 | 13.7827 | 31550.8 | 0 | 0 | 0 | 0 | 0 | 0 | 0 | 13.7827 | 31550.8 | 0 | 0 | 0 | 0 | 0 | 0 | 0 | 13.7827 | 31550.8 | 0 | 0 | 0 | 0 | 0 | 0 | 0 | -35.6536 | -35.6536 | -35.6536
[20 empty] | 2020-05-07 18:00 | 3043 | 5 | 7 | 19 | 2836.314 | 2.8363 | 10.3847 | 31697.5 | 0 | 0 | 0 | 0 | 0 | 0 | 0 | 10.3847 | 31697.5 | 0 | 0 | 0 | 0 | 0 | 0 | 0 | 10.3847 | 31697.5 | 0 | 0 | 0 | 0 | 0 | 0 | 0 | 7.5484 | 7.5484 | 7.5484
[20 empty] | 2020-05-07 19:00 | 3044 | 5 | 7 | 20 | 0 | 0 | 8.8655 | 9335.73 | 0 | 0 | 0 | 0 | 0 | 0 | 0 | 8.8655 | 9335.73 | 0 | 0 | 0 | 0 | 0 | 0 | 0 | 8.8655 | 9335.73 | 0 | 0 | 0 | 0 | 0 | 0 | 0 | 8.8655 | 8.8655 | 8.8655
[20 empty] | 2020-05-07 20:00 | 3045 | 5 | 7 | 21 | 0 | 0 | 21.4179 | 9555.71 | 10.3565 | 35.3364 | 0 | 0 | 0 | 79074.8 | 0 | 21.4178 | 9555.71 | 10.3565 | 35.3364 | 0 | 0 | 0 | 79074.6 | 0 | 21.4178 | 9555.71 | 10.3565 | 35.3364 | 0 | 0 | 0 | 79074.7 | 0 | 21.4179 | 21.4178 | 21.4178
[20 empty] | 2020-05-07 21:00 | 3046 | 5 | 7 | 22 | 0 | 0 | 7.3463 | 9702.36 | 0 | 0 | 0 | 0 | 0 | 0 | 0 | 7.3463 | 9702.36 | 0 | 0 | 0 | 0 | 0 | 0 | 0 | 7.3463 | 9702.36 | 0 | 0 | 0 | 0 | 0 | 0 | 0 | 7.3463 | 7.3463 | 7.3463
[20 empty] | 2020-05-07 22:00 | 3047 | 5 | 7 | 23 | 0 | 0 | 7.3463 | 9702.36 | 0 | 0 | 0 | 0 | 0 | 0 | 0 | 7.3463 | 9702.36 | 0 | 0 | 0 | 0 | 0 | 0 | 0 | 7.3463 | 9702.36 | 0 | 0 | 0 | 0 | 0 | 0 | 0 | 7.3463 | 7.3463 | 7.3463
[20 empty] | 2020-05-07 23:00 | 3048 | 5 | 7 | 24 | 0 | 0 | 7.7516 | 9849.01 | 0 | 0 | 0 | 0 | 0 | 0 | 0 | 7.7516 | 9849.01 | 0 | 0 | 0 | 0 | 0 | 0 | 0 | 7.7516 | 9849.01 | 0 | 0 | 0 | 0 | 0 | 0 | 0 | 7.7516 | 7.7516 | 7.7516
[20 empty] | 2020-05-08 | 3049 | 5 | 8 | 1 | 0 | 0 | 7.7516 | 9849.01 | 0 | 0 | 0 | 0 | 0 | 0 | 0 | 7.7516 | 9849.01 | 0 | 0 | 0 | 0 | 0 | 0 | 0 | 7.7516 | 9849.01 | 0 | 0 | 0 | 0 | 0 | 0 | 0 | 7.7516 | 7.7516 | 7.7516
[20 empty] | 2020-05-08 01:00 | 3050 | 5 | 8 | 2 | 0 | 0 | 21.5403 | 9849.01 | 10.0737 | 34.3715 | 0 | 0 | 0 | 76977.2 | 0 | 21.5403 | 9849.01 | 10.0737 | 34.3715 | 0 | 0 | 0 | 76977.1 | 0 | 21.5403 | 9849.01 | 10.0737 | 34.3715 | 0 | 0 | 0 | 76977 | 0 | 21.5403 | 21.5403 | 21.5403
[20 empty] | 2020-05-08 02:00 | 3051 | 5 | 8 | 3 | 0 | 0 | 7.7516 | 10069 | 0 | 0 | 0 | 0 | 0 | 0 | 0 | 7.7516 | 10069 | 0 | 0 | 0 | 0 | 0 | 0 | 0 | 7.7516 | 10069 | 0 | 0 | 0 | 0 | 0 | 0 | 0 | 7.7516 | 7.7516 | 7.7516
[20 empty] | 2020-05-08 03:00 | 3052 | 5 | 8 | 4 | 0 | 0 | 7.7516 | 10142.3 | 0 | 0 | 0 | 0 | 0 | 0 | 0 | 7.7516 | 10142.3 | 0 | 0 | 0 | 0 | 0 | 0 | 0 | 7.7516 | 10142.3 | 0 | 0 | 0 | 0 | 0 | 0 | 0 | 7.7516 | 7.7516 | 7.7516
[20 empty] | 2020-05-08 04:00 | 3053 | 5 | 8 | 5 | 0 | 0 | 7.7516 | 10142.3 | 0 | 0 | 0 | 0 | 0 | 0 | 0 | 7.7516 | 10142.3 | 0 | 0 | 0 | 0 | 0 | 0 | 0 | 7.7516 | 10142.3 | 0 | 0 | 0 | 0 | 0 | 0 | 0 | 7.7516 | 7.7516 | 7.7516
[20 empty] | 2020-05-08 05:00 | 3054 | 5 | 8 | 6 | 10920.358 | 10.9204 | 7.4871 | 9922.34 | 0 | 0 | 0 | 0 | 0 | 0 | 0 | 7.4679 | 9922.34 | 0 | 0 | 0 | 0 | 0 | 0 | 0 | 7.4679 | 9922.34 | 0 | 0 | 0 | 0 | 0 | 0 | 0 | -3.4333 | -3.4525 | -3.4525
[20 empty] | 2020-05-08 06:00 | 3055 | 5 | 8 | 7 | 41063.834 | 41.0638 | 21.1854 | 9629.03 | 10.0025 | 34.1285 | 0 | 0 | 0 | 76412 | 0 | 21.1854 | 9629.03 | 10.0025 | 34.1285 | 0 | 0 | 0 | 76412.1 | 0 | 21.1854 | 9629.03 | 10.0025 | 34.1285 | 0 | 0 | 0 | 76411.8 | 0 | -19.8784 | -19.8784 | -19.8784
[20 empty] | 2020-05-08 07:00 | 3056 | 5 | 8 | 8 | 85299.11 | 85.2991 | 7.4679 | 9629.03 | 0 | 0 | 0 | 0 | 0 | 0 | 0 | 7.4679 | 9629.03 | 0 | 0 | 0 | 0 | 0 | 0 | 0 | 7.4679 | 9629.03 | 0 | 0 | 0 | 0 | 0 | 0 | 0 | -77.8312 | -77.8312 | -77.8312
[20 empty] | 2020-05-08 08:00 | 3057 | 5 | 8 | 9 | 123414.141 | 123.4141 | 7.4679 | 9262.4 | 0 | 0 | 0 | 0 | 0 | 0 | 0 | 7.4679 | 9262.4 | 0 | 0 | 0 | 0 | 0 | 0 | 0 | 7.4679 | 9262.4 | 0 | 0 | 0 | 0 | 0 | 0 | 0 | -115.9463 | -115.9463 | -115.9463
[20 empty] | 2020-05-08 09:00 | 3058 | 5 | 8 | 10 | 184829.707 | 184.8297 | 7.4679 | 9115.75 | 0 | 0 | 0 | 0 | 0 | 0 | 0 | 7.4679 | 9115.75 | 0 | 0 | 0 | 0 | 0 | 0 | 0 | 7.4679 | 9115.75 | 0 | 0 | 0 | 0 | 0 | 0 | 0 | -177.3618 | -177.3618 | -177.3618
[20 empty] | 2020-05-08 10:00 | 3059 | 5 | 8 | 11 | 195775.901 | 195.7759 | 7.4679 | 9115.75 | 0 | 0 | 0 | 0 | 0 | 0 | 0 | 7.4679 | 9115.75 | 0 | 0 | 0 | 0 | 0 | 0 | 0 | 7.4679 | 9115.75 | 0 | 0 | 0 | 0 | 0 | 0 | 0 | -188.308 | -188.308 | -188.308
[20 empty] | 2020-05-08 11:00 | 3060 | 5 | 8 | 12 | 219968.25 | 219.9683 | 7.4679 | 8822.44 | 0 | 0 | 0 | 0 | 0 | 0 | 0 | 7.4679 | 8822.44 | 0 | 0 | 0 | 0 | 0 | 0 | 0 | 7.4679 | 8822.44 | 0 | 0 | 0 | 0 | 0 | 0 | 0 | -212.5004 | -212.5004 | -212.5004
[20 empty] | 2020-05-08 12:00 | 3061 | 5 | 8 | 13 | 221505.312 | 221.5053 | 21.2769 | 8822.44 | 10.094 | 34.4407 | 0 | 0 | 0 | 76146.6 | 0 | 21.2769 | 8822.44 | 10.094 | 34.4407 | 0 | 0 | 0 | 76146.6 | 0 | 21.2768 | 8822.44 | 10.0939 | 34.4404 | 0 | 0 | 0 | 76146.3 | 0 | -200.2284 | -200.2284 | -200.2285
[20 empty] | 2020-05-08 13:00 | 3062 | 5 | 8 | 14 | 195883.292 | 195.8833 | 7.4679 | 8822.44 | 0 | 0 | 0 | 0 | 0 | 0 | 0 | 7.4679 | 8822.44 | 0 | 0 | 0 | 0 | 0 | 0 | 0 | 7.4679 | 8822.44 | 0 | 0 | 0 | 0 | 0 | 0 | 0 | -188.4154 | -188.4154 | -188.4154
[20 empty] | 2020-05-08 14:00 | 3063 | 5 | 8 | 15 | 158496.838 | 158.4968 | 7.4679 | 8969.09 | 0 | 0 | 0 | 0 | 0 | 0 | 0 | 7.4679 | 8969.09 | 0 | 0 | 0 | 0 | 0 | 0 | 0 | 7.4679 | 8969.09 | 0 | 0 | 0 | 0 | 0 | 0 | 0 | -151.029 | -151.029 | -151.029
[20 empty] | 2020-05-08 15:00 | 3064 | 5 | 8 | 16 | 81777.796 | 81.7778 | 7.4679 | 9042.42 | 0 | 0 | 0 | 0 | 0 | 0 | 0 | 7.4679 | 9042.42 | 0 | 0 | 0 | 0 | 0 | 0 | 0 | 7.4679 | 9042.42 | 0 | 0 | 0 | 0 | 0 | 0 | 0 | -74.3099 | -74.3099 | -74.3099
[20 empty] | 2020-05-08 16:00 | 3065 | 5 | 8 | 17 | 49740.837 | 49.7408 | 7.4679 | 9042.42 | 0 | 0 | 0 | 0 | 0 | 0 | 0 | 7.4679 | 9042.42 | 0 | 0 | 0 | 0 | 0 | 0 | 0 | 7.4679 | 9042.42 | 0 | 0 | 0 | 0 | 0 | 0 | 0 | -42.273 | -42.273 | -42.273
[20 empty] | 2020-05-08 17:00 | 3066 | 5 | 8 | 18 | 38104.57 | 38.1046 | 21.1092 | 8969.09 | 9.9263 | 33.8685 | 0 | 0 | 0 | 75850.9 | 0 | 21.1092 | 8969.09 | 9.9263 | 33.8685 | 0 | 0 | 0 | 75850.8 | 0 | 21.1092 | 8969.09 | 9.9263 | 33.8684 | 0 | 0 | 0 | 75850.5 | 0 | -16.9954 | -16.9954 | -16.9954
[20 empty] | 2020-05-08 18:00 | 3067 | 5 | 8 | 19 | 3585.532 | 3.5855 | 7.5752 | 9409.05 | 0 | 0 | 0 | 0 | 0 | 0 | 0 | 7.5458 | 9409.05 | 0 | 0 | 0 | 0 | 0 | 0 | 0 | 7.521 | 9409.05 | 0 | 0 | 0 | 0 | 0 | 0 | 0 | 3.9896 | 3.9602 | 3.9355
[20 empty] | 2020-05-08 19:00 | 3068 | 5 | 8 | 20 | 0 | 0 | 7.7516 | 9555.71 | 0 | 0 | 0 | 0 | 0 | 0 | 0 | 7.7516 | 9555.71 | 0 | 0 | 0 | 0 | 0 | 0 | 0 | 7.7516 | 9555.71 | 0 | 0 | 0 | 0 | 0 | 0 | 0 | 7.7516 | 7.7516 | 7.7516
[20 empty] | 2020-05-08 20:00 | 3069 | 5 | 8 | 21 | 0 | 0 | 7.7516 | 9775.69 | 0 | 0 | 0 | 0 | 0 | 0 | 0 | 7.7516 | 9775.69 | 0 | 0 | 0 | 0 | 0 | 0 | 0 | 7.7516 | 9775.69 | 0 | 0 | 0 | 0 | 0 | 0 | 0 | 7.7516 | 7.7516 | 7.7516
[20 empty] | 2020-05-08 21:00 | 3070 | 5 | 8 | 22 | 0 | 0 | 7.7516 | 9775.69 | 0 | 0 | 0 | 0 | 0 | 0 | 0 | 7.7516 | 9775.69 | 0 | 0 | 0 | 0 | 0 | 0 | 0 | 7.7516 | 9775.69 | 0 | 0 | 0 | 0 | 0 | 0 | 0 | 7.7516 | 7.7516 | 7.7516
[20 empty] | 2020-05-08 22:00 | 3071 | 5 | 8 | 23 | 0 | 0 | 7.7516 | 9775.69 | 0 | 0 | 0 | 0 | 0 | 0 | 0 | 7.7516 | 9775.69 | 0 | 0 | 0 | 0 | 0 | 0 | 0 | 7.7516 | 9775.69 | 0 | 0 | 0 | 0 | 0 | 0 | 0 | 7.7516 | 7.7516 | 7.7516
[20 empty] | 2020-05-08 23:00 | 3072 | 5 | 8 | 24 | 0 | 0 | 21.4032 | 9849.01 | 9.9366 | 33.9037 | 0 | 0 | 0 | 75928.3 | 0 | 21.4032 | 9849.01 | 9.9366 | 33.9037 | 0 | 0 | 0 | 75928.2 | 0 | 21.4032 | 9849.01 | 9.9366 | 33.9036 | 0 | 0 | 0 | 75927.9 | 0 | 21.4032 | 21.4032 | 21.4032
[20 empty] | 2020-05-09 | 3073 | 5 | 9 | 1 | 0 | 0 | 7.7516 | 9922.34 | 0 | 0 | 0 | 0 | 0 | 0 | 0 | 7.7516 | 9922.34 | 0 | 0 | 0 | 0 | 0 | 0 | 0 | 7.7516 | 9922.34 | 0 | 0 | 0 | 0 | 0 | 0 | 0 | 7.7516 | 7.7516 | 7.7516
[20 empty] | 2020-05-09 01:00 | 3074 | 5 | 9 | 2 | 0 | 0 | 7.7516 | 9922.34 | 0 | 0 | 0 | 0 | 0 | 0 | 0 | 7.7516 | 9922.34 | 0 | 0 | 0 | 0 | 0 | 0 | 0 | 7.7516 | 9922.34 | 0 | 0 | 0 | 0 | 0 | 0 | 0 | 7.7516 | 7.7516 | 7.7516
[20 empty] | 2020-05-09 02:00 | 3075 | 5 | 9 | 3 | 0 | 0 | 7.7516 | 9995.67 | 0 | 0 | 0 | 0 | 0 | 0 | 0 | 7.7516 | 9995.67 | 0 | 0 | 0 | 0 | 0 | 0 | 0 | 7.7516 | 9995.67 | 0 | 0 | 0 | 0 | 0 | 0 | 0 | 7.7516 | 7.7516 | 7.7516
[20 empty] | 2020-05-09 03:00 | 3076 | 5 | 9 | 4 | 0 | 0 | 7.7516 | 9995.67 | 0 | 0 | 0 | 0 | 0 | 0 | 0 | 7.7516 | 9995.67 | 0 | 0 | 0 | 0 | 0 | 0 | 0 | 7.7516 | 9995.67 | 0 | 0 | 0 | 0 | 0 | 0 | 0 | 7.7516 | 7.7516 | 7.7516
[20 empty] | 2020-05-09 04:00 | 3077 | 5 | 9 | 5 | 0 | 0 | 21.3192 | 9995.67 | 9.8526 | 33.617 | 0 | 0 | 0 | 75181.6 | 0 | 21.3192 | 9995.67 | 9.8526 | 33.6169 | 0 | 0 | 0 | 75181.4 | 0 | 21.3191 | 9995.67 | 9.8525 | 33.6168 | 0 | 0 | 0 | 75181.3 | 0 | 21.3192 | 21.3192 | 21.3191
[20 empty] | 2020-05-09 05:00 | 3078 | 5 | 9 | 6 | 0 | 0 | 7.4874 | 9922.34 | 0 | 0 | 0 | 0 | 0 | 0 | 0 | 7.4732 | 9922.34 | 0 | 0 | 0 | 0 | 0 | 0 | 0 | 7.4679 | 9922.34 | 0 | 0 | 0 | 0 | 0 | 0 | 0 | 7.4874 | 7.4732 | 7.4679
[20 empty] | 2020-05-09 06:00 | 3079 | 5 | 9 | 7 | 4270.183 | 4.2702 | 7.4679 | 9849.01 | 0 | 0 | 0 | 0 | 0 | 0 | 0 | 7.4679 | 9849.01 | 0 | 0 | 0 | 0 | 0 | 0 | 0 | 7.4679 | 9849.01 | 0 | 0 | 0 | 0 | 0 | 0 | 0 | 3.1977 | 3.1977 | 3.1977
[20 empty] | 2020-05-09 07:00 | 3080 | 5 | 9 | 8 | 88000.311 | 88.0003 | 7.4679 | 9849.01 | 0 | 0 | 0 | 0 | 0 | 0 | 0 | 7.4679 | 9849.01 | 0 | 0 | 0 | 0 | 0 | 0 | 0 | 7.4679 | 9849.01 | 0 | 0 | 0 | 0 | 0 | 0 | 0 | -80.5324 | -80.5324 | -80.5324
[20 empty] | 2020-05-09 08:00 | 3081 | 5 | 9 | 9 | 85573.896 | 85.5739 | 7.4679 | 9409.05 | 0 | 0 | 0 | 0 | 0 | 0 | 0 | 7.4679 | 9409.05 | 0 | 0 | 0 | 0 | 0 | 0 | 0 | 7.4679 | 9409.05 | 0 | 0 | 0 | 0 | 0 | 0 | 0 | -78.106 | -78.106 | -78.106
[20 empty] | 2020-05-09 09:00 | 3082 | 5 | 9 | 10 | 102588.336 | 102.5883 | 7.4679 | 9262.4 | 0 | 0 | 0 | 0 | 0 | 0 | 0 | 7.4679 | 9262.4 | 0 | 0 | 0 | 0 | 0 | 0 | 0 | 7.4679 | 9262.4 | 0 | 0 | 0 | 0 | 0 | 0 | 0 | -95.1205 | -95.1205 | -95.1205
[20 empty] | 2020-05-09 10:00 | 3083 | 5 | 9 | 11 | 82909.178 | 82.9092 | 20.9816 | 9262.4 | 9.7987 | 33.4332 | 0 | 0 | 0 | 74808.7 | 0 | 20.9816 | 9262.4 | 9.7987 | 33.4331 | 0 | 0 | 0 | 74808.6 | 0 | 20.9816 | 9262.4 | 9.7987 | 33.4331 | 0 | 0 | 0 | 74808.5 | 0 | -61.9276 | -61.9276 | -61.9276
[20 empty] | 2020-05-09 11:00 | 3084 | 5 | 9 | 12 | 97191.454 | 97.1915 | 7.4679 | 9042.42 | 0 | 0 | 0 | 0 | 0 | 0 | 0 | 7.4679 | 9042.42 | 0 | 0 | 0 | 0 | 0 | 0 | 0 | 7.4679 | 9042.42 | 0 | 0 | 0 | 0 | 0 | 0 | 0 | -89.7236 | -89.7236 | -89.7236
[20 empty] | 2020-05-09 12:00 | 3085 | 5 | 9 | 13 | 89387.275 | 89.3873 | 7.4679 | 8969.09 | 0 | 0 | 0 | 0 | 0 | 0 | 0 | 7.4679 | 8969.09 | 0 | 0 | 0 | 0 | 0 | 0 | 0 | 7.4679 | 8969.09 | 0 | 0 | 0 | 0 | 0 | 0 | 0 | -81.9194 | -81.9194 | -81.9194
[20 empty] | 2020-05-09 13:00 | 3086 | 5 | 9 | 14 | 133268.372 | 133.2684 | 7.4679 | 8969.09 | 0 | 0 | 0 | 0 | 0 | 0 | 0 | 7.4679 | 8969.09 | 0 | 0 | 0 | 0 | 0 | 0 | 0 | 7.4679 | 8969.09 | 0 | 0 | 0 | 0 | 0 | 0 | 0 | -125.8005 | -125.8005 | -125.8005
[20 empty] | 2020-05-09 14:00 | 3087 | 5 | 9 | 15 | 125869.669 | 125.8697 | 7.4679 | 8822.44 | 0 | 0 | 0 | 0 | 0 | 0 | 0 | 7.4679 | 8822.44 | 0 | 0 | 0 | 0 | 0 | 0 | 0 | 7.4679 | 8822.44 | 0 | 0 | 0 | 0 | 0 | 0 | 0 | -118.4018 | -118.4018 | -118.4018
[20 empty] | 2020-05-09 15:00 | 3088 | 5 | 9 | 16 | 81417.025 | 81.417 | 7.4679 | 8822.44 | 0 | 0 | 0 | 0 | 0 | 0 | 0 | 7.4679 | 8822.44 | 0 | 0 | 0 | 0 | 0 | 0 | 0 | 7.4679 | 8822.44 | 0 | 0 | 0 | 0 | 0 | 0 | 0 | -73.9491 | -73.9491 | -73.9491
[20 empty] | 2020-05-09 16:00 | 3089 | 5 | 9 | 17 | 59696.11 | 59.6961 | 21.0977 | 8822.44 | 9.9148 | 33.8292 | 0 | 0 | 0 | 74794.7 | 0 | 21.0977 | 8822.44 | 9.9148 | 33.8292 | 0 | 0 | 0 | 74794.6 | 0 | 31.379 | 8822.44 | 17.2061 | 58.7072 | 0 | 0 | 0 | 129799 | -3.2114 | -38.5984 | -38.5984 | -28.3171
[20 empty] | 2020-05-09 17:00 | 3090 | 5 | 9 | 18 | 1837.972 | 1.838 | 7.4679 | 9042.42 | 0 | 0 | 0 | 0 | 0 | 0 | 0 | 7.4679 | 9042.42 | 0 | 0 | 0 | 0 | 0 | 0 | 0 | 17.2736 | 9042.42 | 6.8158 | 23.2555 | 0 | 0 | 0 | 52082.3 | -58.0628 | 5.6299 | 5.6299 | 15.4356
[20 empty] | 2020-05-09 18:00 | 3091 | 5 | 9 | 19 | 0 | 0 | 7.511 | 9115.75 | 0 | 0 | 0 | 0 | 0 | 0 | 0 | 7.5027 | 9115.75 | 0 | 0 | 0 | 0 | 0 | 0 | 0 | 17.3391 | 9115.75 | 6.8383 | 23.3322 | 0 | 0 | 0 | 52254.1 | -49.506 | 7.511 | 7.5027 | 17.3391
[20 empty] | 2020-05-09 19:00 | 3092 | 5 | 9 | 20 | 0 | 0 | 7.7516 | 9115.75 | 0 | 0 | 0 | 0 | 0 | 0 | 0 | 7.7516 | 9115.75 | 0 | 0 | 0 | 0 | 0 | 0 | 0 | 17.4848 | 9115.75 | 6.7432 | 23.0079 | 0 | 0 | 0 | 51527.8 | -1.8332 | 7.7516 | 7.7516 | 17.4848
[20 empty] | 2020-05-09 20:00 | 3093 | 5 | 9 | 21 | 0 | 0 | 7.7516 | 9409.05 | 0 | 0 | 0 | 0 | 0 | 0 | 0 | 7.7516 | 9409.05 | 0 | 0 | 0 | 0 | 0 | 0 | 0 | 7.7516 | 9409.05 | 0 | 0 | 0 | 0 | 0 | 0 | 0 | 7.7516 | 7.7516 | 7.7516
[20 empty] | 2020-05-09 21:00 | 3094 | 5 | 9 | 22 | 0 | 0 | 21.204 | 9555.71 | 9.7373 | 33.2238 | 0 | 0 | 0 | 74407 | 0 | 21.2039 | 9555.71 | 9.7373 | 33.2237 | 0 | 0 | 0 | 74406.8 | 0 | 21.2039 | 9555.71 | 9.7373 | 33.2238 | 0 | 0 | 0 | 74406.9 | 0 | 21.204 | 21.2039 | 21.2039
[20 empty] | 2020-05-09 22:00 | 3095 | 5 | 9 | 23 | 0 | 0 | 7.7516 | 9555.71 | 0 | 0 | 0 | 0 | 0 | 0 | 0 | 7.7516 | 9555.71 | 0 | 0 | 0 | 0 | 0 | 0 | 0 | 7.7516 | 9555.71 | 0 | 0 | 0 | 0 | 0 | 0 | 0 | 7.7516 | 7.7516 | 7.7516
[20 empty] | 2020-05-09 23:00 | 3096 | 5 | 9 | 24 | 0 | 0 | 7.3463 | 9702.36 | 0 | 0 | 0 | 0 | 0 | 0 | 0 | 7.3463 | 9702.36 | 0 | 0 | 0 | 0 | 0 | 0 | 0 | 7.3463 | 9702.36 | 0 | 0 | 0 | 0 | 0 | 0 | 0 | 7.3463 | 7.3463 | 7.3463
[20 empty] | 2020-05-10 | 3097 | 5 | 10 | 1 | 0 | 0 | 7.3463 | 9849.01 | 0 | 0 | 0 | 0 | 0 | 0 | 0 | 7.3463 | 9849.01 | 0 | 0 | 0 | 0 | 0 | 0 | 0 | 7.3463 | 9849.01 | 0 | 0 | 0 | 0 | 0 | 0 | 0 | 7.3463 | 7.3463 | 7.3463
[20 empty] | 2020-05-10 01:00 | 3098 | 5 | 10 | 2 | 0 | 0 | 7.3463 | 9849.01 | 0 | 0 | 0 | 0 | 0 | 0 | 0 | 7.3463 | 9849.01 | 0 | 0 | 0 | 0 | 0 | 0 | 0 | 7.3463 | 9849.01 | 0 | 0 | 0 | 0 | 0 | 0 | 0 | 7.3463 | 7.3463 | 7.3463
[20 empty] | 2020-05-10 02:00 | 3099 | 5 | 10 | 3 | 0 | 0 | 7.3463 | 9995.67 | 0 | 0 | 0 | 0 | 0 | 0 | 0 | 7.3463 | 9995.67 | 0 | 0 | 0 | 0 | 0 | 0 | 0 | 7.3463 | 9995.67 | 0 | 0 | 0 | 0 | 0 | 0 | 0 | 7.3463 | 7.3463 | 7.3463
[20 empty] | 2020-05-10 03:00 | 3100 | 5 | 10 | 4 | 0 | 0 | 22.6976 | 130010 | 10.2231 | 34.8812 | 0 | 120088 | 120.088 | 78118.7 | -18551.8 | 22.7603 | 135048 | 10.2231 | 34.8812 | 0 | 125126 | 125.126 | 78118.5 | -18551.7 | 22.8298 | 130835 | 10.2231 | 34.8812 | 0 | 120912 | 120.912 | 78118.5 | -18551.6 | 22.6976 | 22.7603 | 22.8298
[20 empty] | 2020-05-10 04:00 | 3101 | 5 | 10 | 5 | 0 | 0 | 10.0196 | 50412.2 | 0 | 0 | 0 | 40489.9 | 40.4899 | 0 | -13844.4 | 10.0823 | 51608.3 | 0 | 0 | 0 | 41685.9 | 41.6859 | 0 | -13844.3 | 10.1519 | 52675.1 | 0 | 0 | 0 | 42752.8 | 42.7528 | 0 | -13844.3 | 10.0196 | 10.0823 | 10.1519
[20 empty] | 2020-05-10 05:00 | 3102 | 5 | 10 | 6 | 12809.628 | 12.8096 | 12.1902 | 70758.6 | 0 | 0 | 0 | 38474.4 | 38.4744 | 0 | -13135.7 | 12.2529 | 71954.6 | 0 | 0 | 0 | 39670.3 | 39.6703 | 0 | -13135.6 | 12.3225 | 73286.5 | 0 | 0 | 0 | 41002.2 | 41.0022 | 0 | -13135.6 | -0.61943 | -0.55673 | -0.48713
[20 empty] | 2020-05-10 06:00 | 3103 | 5 | 10 | 7 | 13077.505 | 13.0775 | 93.2489 | 125128 | 3.1301 | 10.6798 | 0 | 43354.4 | 43.3544 | 23918.2 | -18936.9 | 95.6182 | 125001 | 4.7011 | 16.0403 | 0 | 43227.7 | 43.2277 | 35923.2 | -17429.1 | 97.1139 | 125857 | 5.1124 | 17.4434 | 0 | 44083.3 | 44.0833 | 39065.6 | -16886.4 | 80.1714 | 82.5407 | 84.0364
[20 empty] | 2020-05-10 07:00 | 3104 | 5 | 10 | 8 | 45064.278 | 45.0643 | 121.376 | 125616 | 3.4099 | 11.6346 | 0 | 43842.5 | 43.8425 | 26056.5 | -17535.5 | 123.343 | 124189 | 4.3713 | 14.9149 | 0 | 42415.3 | 42.4153 | 33403 | -15054.4 | 125.078 | 125015 | 5.0137 | 17.1066 | 0 | 43242.1 | 43.2421 | 38311.3 | -14661.9 | 76.3117 | 78.2787 | 80.0137
[20 empty] | 2020-05-10 08:00 | 3105 | 5 | 10 | 9 | 46872.262 | 46.8723 | 142.251 | 94136.3 | 16.5513 | 56.473 | 0 | 37660.4 | 37.6604 | 126475 | -10962.6 | 146.507 | 94321 | 19.0859 | 65.1211 | 0 | 37845.1 | 37.8451 | 145843 | -10647 | 150.472 | 95641.5 | 21.2564 | 72.5268 | 0 | 39165.6 | 39.1656 | 162429 | -10766.5 | 95.3787 | 99.6347 | 103.5997
[20 empty] | 2020-05-10 09:00 | 3106 | 5 | 10 | 10 | 140302.393 | 140.3024 | 148.665 | 90350.8 | 21.0983 | 71.9874 | 0 | 34021.6 | 34.0216 | 161220 | -9033.38 | 153.668 | 91323 | 24.2523 | 82.7488 | 0 | 34993.8 | 34.9938 | 185321 | -8884.52 | 158.853 | 92594.6 | 27.5028 | 93.8396 | 0 | 36265.4 | 36.2654 | 210160 | -8775.58 | 8.3626 | 13.3656 | 18.5506
[20 empty] | 2020-05-10 10:00 | 3107 | 5 | 10 | 11 | 275729.056 | 275.7291 | 125.645 | 159455 | 18.5305 | 63.2261 | 0 | 32796.3 | 32.7963 | 141599 | -8287.71 | 130.465 | 160478 | 21.5133 | 73.4034 | 0 | 33818.6 | 33.8186 | 164392 | -8139.78 | 135.481 | 161766 | 24.4238 | 83.334 | 0 | 35107.4 | 35.1074 | 186632 | -8127.41 | -150.0841 | -145.2641 | -140.2481
[20 empty] | 2020-05-10 11:00 | 3108 | 5 | 10 | 12 | 177311.145 | 177.3111 | 164.502 | 157358 | 31.0457 | 105.9279 | 0 | 30699 | 30.699 | 234201 | -6149.04 | 171.241 | 158264 | 35.7503 | 121.98 | 0 | 31605.3 | 31.6053 | 269692 | -5868.51 | 179.26 | 159488 | 41.2184 | 140.6372 | 0 | 32829.3 | 32.8293 | 310942 | -5749.81 | -12.8091 | -6.0701 | 1.9489
[20 empty] | 2020-05-10 12:00 | 3109 | 5 | 10 | 13 | 80064.379 | 80.0644 | 117.268 | 117853 | 32.5854 | 111.1814 | 0 | 29257.1 | 29.2571 | 242684 | -5226.96 | 124.832 | 118931 | 37.6011 | 128.295 | 0 | 30334.7 | 30.3347 | 280039 | -5186.55 | 132.989 | 120155 | 42.9246 | 146.4587 | 0 | 31559.1 | 31.5591 | 319686 | -5104.13 | 37.2036 | 44.7676 | 52.9246
[20 empty] | 2020-05-10 13:00 | 3110 | 5 | 10 | 14 | 97381.04 | 97.381 | 109.706 | 84297.3 | 30.9836 | 105.716 | 0 | 28335 | 28.335 | 230754 | -4487.43 | 117.722 | 85365.7 | 36.2453 | 123.669 | 0 | 29403.3 | 29.4033 | 269942 | -4355.37 | 126.691 | 55962.4 | 42.0814 | 143.5817 | 0 | 0 | 0 | 313407 | -4316.13 | 12.325 | 20.341 | 29.31
[20 empty] | 2020-05-10 14:00 | 3111 | 5 | 10 | 15 | 100864.766 | 100.8648 | 77.8738 | 85999.2 | 14.3315 | 48.8991 | 0 | 29523.4 | 29.5234 | 109513 | -6091.56 | 82.9337 | 87026.9 | 16.9744 | 57.9167 | 0 | 30551 | 30.551 | 129708 | -5944.1 | 88.8876 | 132230 | 19.8891 | 67.8616 | 0 | 75754.6 | 75.7546 | 151980 | -5920.03 | -22.991 | -17.9311 | -11.9772
[20 empty] | 2020-05-10 15:00 | 3112 | 5 | 10 | 16 | 73611.615 | 73.6116 | 67.9117 | 62228 | 6.5269 | 22.2699 | 0 | 30310.4 | 30.3104 | 49874.9 | -6447.34 | 71.8885 | 63203.5 | 7.9621 | 27.1668 | 0 | 31285.9 | 31.2859 | 60841.8 | -6245.54 | 76.2242 | 64507.6 | 9.2677 | 31.6214 | 0 | 32590 | 32.59 | 70818.1 | -6221.91 | -5.6999 | -1.7231 | 2.6126
[20 empty] | 2020-05-10 16:00 | 3113 | 5 | 10 | 17 | 46990.816 | 46.9908 | 14.694 | 31917.6 | 0 | 0 | 0 | 0 | 0 | 0 | 0 | 14.694 | 31917.6 | 0 | 0 | 0 | 0 | 0 | 0 | 0 | 14.694 | 31917.6 | 0 | 0 | 0 | 0 | 0 | 0 | 0 | -32.2968 | -32.2968 | -32.2968
[20 empty] | 2020-05-10 17:00 | 3114 | 5 | 10 | 18 | 39423.903 | 39.4239 | 13.7827 | 32210.9 | 0 | 0 | 0 | 0 | 0 | 0 | 0 | 13.7827 | 32210.9 | 0 | 0 | 0 | 0 | 0 | 0 | 0 | 24.0022 | 32210.9 | 7.2296 | 24.6673 | 0 | 0 | 0 | 55219.2 | -23.7367 | -25.6412 | -25.6412 | -15.4217
[20 empty] | 2020-05-10 18:00 | 3115 | 5 | 10 | 19 | 5105.585 | 5.1056 | 10.3847 | 32357.6 | 0 | 0 | 0 | 0 | 0 | 0 | 0 | 10.3847 | 32357.6 | 0 | 0 | 0 | 0 | 0 | 0 | 0 | 20.1666 | 32357.6 | 6.7919 | 23.1739 | 0 | 0 | 0 | 51893.6 | -35.2449 | 5.2791 | 5.2791 | 15.061
[20 empty] | 2020-05-10 19:00 | 3116 | 5 | 10 | 20 | 0 | 0 | 8.8655 | 9995.67 | 0 | 0 | 0 | 0 | 0 | 0 | 0 | 8.8655 | 9995.67 | 0 | 0 | 0 | 0 | 0 | 0 | 0 | 8.8655 | 9995.67 | 0 | 0 | 0 | 0 | 0 | 0 | 0 | 8.8655 | 8.8655 | 8.8655
[20 empty] | 2020-05-10 20:00 | 3117 | 5 | 10 | 21 | 0 | 0 | 21.28 | 9995.67 | 10.2187 | 34.8662 | 0 | 0 | 0 | 77997.3 | 0 | 21.28 | 9995.67 | 10.2187 | 34.8662 | 0 | 0 | 0 | 77996.9 | 0 | 21.28 | 9995.67 | 10.2187 | 34.8662 | 0 | 0 | 0 | 77997.3 | 0 | 21.28 | 21.28 | 21.28
[20 empty] | 2020-05-10 21:00 | 3118 | 5 | 10 | 22 | 0 | 0 | 7.3463 | 10142.3 | 0 | 0 | 0 | 0 | 0 | 0 | 0 | 7.3463 | 10142.3 | 0 | 0 | 0 | 0 | 0 | 0 | 0 | 7.3463 | 10142.3 | 0 | 0 | 0 | 0 | 0 | 0 | 0 | 7.3463 | 7.3463 | 7.3463
[20 empty] | 2020-05-10 22:00 | 3119 | 5 | 10 | 23 | 0 | 0 | 7.3463 | 10142.3 | 0 | 0 | 0 | 0 | 0 | 0 | 0 | 7.3463 | 10142.3 | 0 | 0 | 0 | 0 | 0 | 0 | 0 | 7.3463 | 10142.3 | 0 | 0 | 0 | 0 | 0 | 0 | 0 | 7.3463 | 7.3463 | 7.3463
[20 empty] | 2020-05-10 23:00 | 3120 | 5 | 10 | 24 | 0 | 0 | 7.3463 | 10142.3 | 0 | 0 | 0 | 0 | 0 | 0 | 0 | 7.3463 | 10142.3 | 0 | 0 | 0 | 0 | 0 | 0 | 0 | 7.3463 | 10142.3 | 0 | 0 | 0 | 0 | 0 | 0 | 0 | 7.3463 | 7.3463 | 7.3463
[20 empty] | 2020-05-11 | 3121 | 5 | 11 | 1 | 0 | 0 | 7.3463 | 10142.3 | 0 | 0 | 0 | 0 | 0 | 0 | 0 | 7.3463 | 10142.3 | 0 | 0 | 0 | 0 | 0 | 0 | 0 | 7.3463 | 10142.3 | 0 | 0 | 0 | 0 | 0 | 0 | 0 | 7.3463 | 7.3463 | 7.3463
[20 empty] | 2020-05-11 01:00 | 3122 | 5 | 11 | 2 | 0 | 0 | 20.9425 | 10142.3 | 9.8812 | 33.7146 | 0 | 0 | 0 | 75410.9 | 0 | 20.9424 | 10142.3 | 9.8811 | 33.7145 | 0 | 0 | 0 | 75410.5 | 0 | 20.9425 | 10142.3 | 9.8812 | 33.7147 | 0 | 0 | 0 | 75410.9 | 0 | 20.9425 | 20.9424 | 20.9425
[20 empty] | 2020-05-11 02:00 | 3123 | 5 | 11 | 3 | 0 | 0 | 7.3463 | 10215.6 | 0 | 0 | 0 | 0 | 0 | 0 | 0 | 7.3463 | 10215.6 | 0 | 0 | 0 | 0 | 0 | 0 | 0 | 7.3463 | 10215.6 | 0 | 0 | 0 | 0 | 0 | 0 | 0 | 7.3463 | 7.3463 | 7.3463
[20 empty] | 2020-05-11 03:00 | 3124 | 5 | 11 | 4 | 0 | 0 | 9.2827 | 125520 | 0.52315 | 1.785 | 0 | 115378 | 115.378 | 3997.63 | -13526.1 | 9.3453 | 130805 | 0.52316 | 1.785 | 0 | 120662 | 120.662 | 3997.64 | -13525.8 | 9.4149 | 131629 | 0.52315 | 1.785 | 0 | 121487 | 121.487 | 3997.64 | -13525.9 | 9.2827 | 9.3453 | 9.4149
[20 empty] | 2020-05-11 04:00 | 3125 | 5 | 11 | 5 | 0 | 0 | 10.0196 | 45924.4 | 0 | 0 | 0 | 35782.1 | 35.7821 | 0 | -10174.7 | 10.0823 | 47120.2 | 0 | 0 | 0 | 36977.9 | 36.9779 | 0 | -10174.5 | 10.1519 | 48452.2 | 0 | 0 | 0 | 38309.8 | 38.3098 | 0 | -10174.5 | 10.0196 | 10.0823 | 10.1519
[20 empty] | 2020-05-11 05:00 | 3126 | 5 | 11 | 6 | 606.626 | 0.60663 | 12.1902 | 66782.5 | 0 | 0 | 0 | 34424.9 | 34.4249 | 0 | -9758.88 | 12.2529 | 67978.4 | 0 | 0 | 0 | 35620.8 | 35.6208 | 0 | -9758.69 | 12.3225 | 69310.4 | 0 | 0 | 0 | 36952.8 | 36.9528 | 0 | -9758.75 | 11.5836 | 11.6463 | 11.7159
[20 empty] | 2020-05-11 06:00 | 3127 | 5 | 11 | 7 | 20306.234 | 20.3062 | 92.1539 | 122718 | 1.2882 | 4.3955 | 0 | 40724.1 | 40.7241 | 9843.94 | -17078.4 | 93.0703 | 125574 | 1.5793 | 5.3886 | 0 | 43580.4 | 43.5804 | 12068.1 | -18970.6 | 93.7135 | 123775 | 1.6098 | 5.4928 | 0 | 41781.2 | 41.7812 | 12301.4 | -15402.2 | 71.8477 | 72.7641 | 73.4073
[20 empty] | 2020-05-11 07:00 | 3128 | 5 | 11 | 8 | 37992.096 | 37.9921 | 118.888 | 124698 | 1.8443 | 6.2928 | 0 | 42704.8 | 42.7048 | 14093.1 | -16866 | 120.195 | 124582 | 2.4238 | 8.2701 | 0 | 42588.5 | 42.5885 | 18521.4 | -14731.7 | 120.844 | 123104 | 2.3184 | 7.9104 | 0 | 41110.5 | 41.1105 | 17715.9 | -12733.4 | 80.8959 | 82.2029 | 82.8519
[20 empty] | 2020-05-11 08:00 | 3129 | 5 | 11 | 9 | 92290.489 | 92.2905 | 130.993 | 93337.4 | 7.1808 | 24.5009 | 0 | 36421.4 | 36.4214 | 54871.2 | -9776.3 | 133.419 | 92285.6 | 8.3506 | 28.4924 | 0 | 35369.5 | 35.3695 | 63810.7 | -7934.42 | 134.464 | 93019.7 | 8.5727 | 29.2501 | 0 | 36103.7 | 36.1037 | 65507.5 | -7927.54 | 38.7025 | 41.1285 | 42.1735
[20 empty] | 2020-05-11 09:00 | 3130 | 5 | 11 | 10 | 61509.063 | 61.5091 | 135.095 | 89899.2 | 9.2969 | 31.7209 | 0 | 33056.5 | 33.0565 | 71041 | -8333.73 | 137.35 | 89104.2 | 10.4555 | 35.6742 | 0 | 32261.5 | 32.2615 | 79895 | -6685.89 | 138.976 | 90450.5 | 11.076 | 37.7913 | 0 | 33607.8 | 33.6078 | 84636.4 | -6704.66 | 73.5859 | 75.8409 | 77.4669
[20 empty] | 2020-05-11 10:00 | 3131 | 5 | 11 | 11 | 66474.359 | 66.4744 | 112.286 | 158960 | 6.5993 | 22.5168 | 0 | 32301.2 | 32.3012 | 50427.9 | -7959.56 | 114.298 | 158677 | 7.5117 | 25.6299 | 0 | 32018.6 | 32.0186 | 57399.9 | -6830.13 | 115.867 | 160048 | 7.9931 | 27.2724 | 0 | 33388.9 | 33.3889 | 61078.4 | -6867.69 | 45.8116 | 47.8236 | 49.3926
[20 empty] | 2020-05-11 11:00 | 3132 | 5 | 11 | 12 | 96289.367 | 96.2894 | 147.625 | 157136 | 15.3135 | 52.2497 | 0 | 30477.6 | 30.4776 | 117016 | -6007.44 | 150.722 | 157665 | 17.1178 | 58.4059 | 0 | 31006.3 | 31.0063 | 130804 | -5627.89 | 153.276 | 159040 | 18.5438 | 63.2714 | 0 | 32381 | 32.381 | 141701 | -5664 | 51.3356 | 54.4326 | 56.9866
[20 empty] | 2020-05-11 12:00 | 3133 | 5 | 11 | 13 | 65960.492 | 65.9605 | 105.8 | 119169 | 21.9159 | 74.7771 | 0 | 29162.7 | 29.1627 | 167468 | -5167.42 | 110.045 | 120284 | 24.6891 | 84.2392 | 0 | 30277.8 | 30.2778 | 188659 | -5203.13 | 113.475 | 121687 | 26.7567 | 91.2939 | 0 | 31680.5 | 31.6805 | 204459 | -5271.72 | 39.8395 | 44.0845 | 47.5145
[20 empty] | 2020-05-11 13:00 | 3134 | 5 | 11 | 14 | 73668.983 | 73.669 | 98.4237 | 85281.7 | 20.5764 | 70.2067 | 0 | 28952.5 | 28.9525 | 157233 | -5211.45 | 102.645 | 86510.8 | 23.3588 | 79.7002 | 0 | 30181.7 | 30.1817 | 178494 | -5236.99 | 106.658 | 87792.6 | 25.7615 | 87.8982 | 0 | 31463.4 | 31.4634 | 196854 | -5156.81 | 24.7547 | 28.976 | 32.989
[20 empty] | 2020-05-11 14:00 | 3135 | 5 | 11 | 15 | 75744.308 | 75.7443 | 90.2063 | 84983.4 | 26.6547 | 90.9458 | 0 | 28947.7 | 28.9477 | 201077 | -5191.17 | 95.331 | 86156.7 | 29.9601 | 102.2239 | 0 | 30120.9 | 30.1209 | 226011 | -5155.69 | 100.879 | 87377.3 | 33.3021 | 113.6268 | 0 | 31341.6 | 31.3416 | 251223 | -5056.75 | 14.462 | 19.5867 | 25.1347
[20 empty] | 2020-05-11 15:00 | 3136 | 5 | 11 | 16 | 50835.533 | 50.8355 | 84.0875 | 60158.7 | 22.273 | 75.9955 | 0 | 28827.9 | 28.8279 | 170197 | -5060.64 | 89.3558 | 61252.1 | 25.3469 | 86.4836 | 0 | 29921.3 | 29.9213 | 193686 | -4956.07 | 95.0251 | 62509.2 | 28.5133 | 97.2874 | 0 | 31178.4 | 31.1784 | 217881 | -4904.49 | 33.252 | 38.5203 | 44.1896
[20 empty] | 2020-05-11 16:00 | 3137 | 5 | 11 | 17 | 39140.556 | 39.1406 | 14.694 | 31330.8 | 0 | 0 | 0 | 0 | 0 | 0 | 0 | 14.694 | 31330.8 | 0 | 0 | 0 | 0 | 0 | 0 | 0 | 24.3458 | 31330.8 | 6.6618 | 22.7302 | 0 | 0 | 0 | 50905.8 | -942.877 | -24.4466 | -24.4466 | -14.7948
[20 empty] | 2020-05-11 17:00 | 3138 | 5 | 11 | 18 | 51269.287 | 51.2693 | 13.7827 | 31917.6 | 0 | 0 | 0 | 0 | 0 | 0 | 0 | 13.7827 | 31917.6 | 0 | 0 | 0 | 0 | 0 | 0 | 0 | 13.7827 | 31917.6 | 0 | 0 | 0 | 0 | 0 | 0 | 0 | -37.4866 | -37.4866 | -37.4866
[20 empty] | 2020-05-11 18:00 | 3139 | 5 | 11 | 19 | 5386.679 | 5.3867 | 10.3847 | 31917.6 | 0 | 0 | 0 | 0 | 0 | 0 | 0 | 10.3847 | 31917.6 | 0 | 0 | 0 | 0 | 0 | 0 | 0 | 10.3847 | 31917.6 | 0 | 0 | 0 | 0 | 0 | 0 | 0 | 4.998 | 4.998 | 4.998
[20 empty] | 2020-05-11 19:00 | 3140 | 5 | 11 | 20 | 0 | 0 | 8.8655 | 9555.71 | 0 | 0 | 0 | 0 | 0 | 0 | 0 | 8.8655 | 9555.71 | 0 | 0 | 0 | 0 | 0 | 0 | 0 | 8.8655 | 9555.71 | 0 | 0 | 0 | 0 | 0 | 0 | 0 | 8.8655 | 8.8655 | 8.8655
[20 empty] | 2020-05-11 20:00 | 3141 | 5 | 11 | 21 | 0 | 0 | 21.4304 | 9922.34 | 10.3691 | 35.3794 | 0 | 0 | 0 | 79123.8 | 0 | 21.4304 | 9922.34 | 10.3691 | 35.3794 | 0 | 0 | 0 | 79123.4 | 0 | 21.4304 | 9922.34 | 10.3691 | 35.3794 | 0 | 0 | 0 | 79123.6 | 0 | 21.4304 | 21.4304 | 21.4304
[20 empty] | 2020-05-11 21:00 | 3142 | 5 | 11 | 22 | 0 | 0 | 7.3463 | 9922.34 | 0 | 0 | 0 | 0 | 0 | 0 | 0 | 7.3463 | 9922.34 | 0 | 0 | 0 | 0 | 0 | 0 | 0 | 7.3463 | 9922.34 | 0 | 0 | 0 | 0 | 0 | 0 | 0 | 7.3463 | 7.3463 | 7.3463
[20 empty] | 2020-05-11 22:00 | 3143 | 5 | 11 | 23 | 0 | 0 | 7.3463 | 9922.34 | 0 | 0 | 0 | 0 | 0 | 0 | 0 | 7.3463 | 9922.34 | 0 | 0 | 0 | 0 | 0 | 0 | 0 | 7.3463 | 9922.34 | 0 | 0 | 0 | 0 | 0 | 0 | 0 | 7.3463 | 7.3463 | 7.3463
[20 empty] | 2020-05-11 23:00 | 3144 | 5 | 11 | 24 | 0 | 0 | 7.3463 | 9922.34 | 0 | 0 | 0 | 0 | 0 | 0 | 0 | 7.3463 | 9922.34 | 0 | 0 | 0 | 0 | 0 | 0 | 0 | 7.3463 | 9922.34 | 0 | 0 | 0 | 0 | 0 | 0 | 0 | 7.3463 | 7.3463 | 7.3463
[20 empty] | 2020-05-12 | 3145 | 5 | 12 | 1 | 0 | 0 | 7.3463 | 9849.01 | 0 | 0 | 0 | 0 | 0 | 0 | 0 | 7.3463 | 9849.01 | 0 | 0 | 0 | 0 | 0 | 0 | 0 | 7.3463 | 9849.01 | 0 | 0 | 0 | 0 | 0 | 0 | 0 | 7.3463 | 7.3463 | 7.3463
[20 empty] | 2020-05-12 01:00 | 3146 | 5 | 12 | 2 | 0 | 0 | 21.0607 | 9849.01 | 9.9994 | 34.1181 | 0 | 0 | 0 | 76297 | 0 | 21.0607 | 9849.01 | 9.9994 | 34.118 | 0 | 0 | 0 | 76296.8 | 0 | 21.0607 | 9849.01 | 9.9994 | 34.118 | 0 | 0 | 0 | 76296.9 | 0 | 21.0607 | 21.0607 | 21.0607
[20 empty] | 2020-05-12 02:00 | 3147 | 5 | 12 | 3 | 0 | 0 | 7.3463 | 9702.36 | 0 | 0 | 0 | 0 | 0 | 0 | 0 | 7.3463 | 9702.36 | 0 | 0 | 0 | 0 | 0 | 0 | 0 | 7.3463 | 9702.36 | 0 | 0 | 0 | 0 | 0 | 0 | 0 | 7.3463 | 7.3463 | 7.3463
[20 empty] | 2020-05-12 03:00 | 3148 | 5 | 12 | 4 | 0 | 0 | 7.3463 | 9702.36 | 0 | 0 | 0 | 0 | 0 | 0 | 0 | 7.3463 | 9702.36 | 0 | 0 | 0 | 0 | 0 | 0 | 0 | 7.3463 | 9702.36 | 0 | 0 | 0 | 0 | 0 | 0 | 0 | 7.3463 | 7.3463 | 7.3463
[20 empty] | 2020-05-12 04:00 | 3149 | 5 | 12 | 5 | 0 | 0 | 10.8088 | 123609 | 0.53007 | 1.8086 | 0 | 113907 | 113.907 | 4050.52 | -12317.2 | 10.8715 | 128922 | 0.53007 | 1.8086 | 0 | 119220 | 119.22 | 4050.52 | -12317.1 | 10.9411 | 132833 | 0.53007 | 1.8086 | 0 | 123130 | 123.13 | 4050.52 | -12317 | 10.8088 | 10.8715 | 10.9411
[20 empty] | 2020-05-12 05:00 | 3150 | 5 | 12 | 6 | 8354.192 | 8.3542 | 12.1902 | 66764.5 | 0 | 0 | 0 | 34626.9 | 34.6269 | 0 | -9266.1 | 12.2529 | 67960.6 | 0 | 0 | 0 | 35823 | 35.823 | 0 | -9266.03 | 12.3225 | 69292.4 | 0 | 0 | 0 | 37154.8 | 37.1548 | 0 | -9265.97 | 3.836 | 3.8987 | 3.9683
[20 empty] | 2020-05-12 06:00 | 3151 | 5 | 12 | 7 | 51832.747 | 51.8327 | 96.4608 | 116881 | 5.1072 | 17.4258 | 0 | 35107.4 | 35.1074 | 39026.3 | -10843.3 | 97.2399 | 117411 | 5.4786 | 18.6929 | 0 | 35637.1 | 35.6371 | 41863.9 | -10083.8 | 98.0924 | 118551 | 5.8918 | 20.1028 | 0 | 36777.4 | 36.7774 | 45021.6 | -9865.49 | 44.6281 | 45.4072 | 46.2597
[20 empty] | 2020-05-12 07:00 | 3152 | 5 | 12 | 8 | 40238.093 | 40.2381 | 123.321 | 119267 | 5.4682 | 18.6574 | 0 | 37493.4 | 37.4934 | 41784.4 | -13030.4 | 124.531 | 118847 | 6.1573 | 21.0088 | 0 | 37073.6 | 37.0736 | 47050.6 | -11444.9 | 125.182 | 118610 | 6.2915 | 21.4668 | 0 | 36836.2 | 36.8362 | 48076.3 | -9730.25 | 83.0829 | 84.2929 | 84.9439
[20 empty] | 2020-05-12 08:00 | 3153 | 5 | 12 | 9 | 98288.491 | 98.2885 | 140.661 | 90240.6 | 15.5297 | 52.9873 | 0 | 33618 | 33.618 | 118669 | -7875.55 | 143.261 | 89801.7 | 17.1808 | 58.6209 | 0 | 33179.1 | 33.1791 | 131285 | -6547.11 | 144.766 | 90811.1 | 18.0223 | 61.4921 | 0 | 34188.5 | 34.1885 | 137715 | -6758.16 | 42.3725 | 44.9725 | 46.4775
[20 empty] | 2020-05-12 09:00 | 3154 | 5 | 12 | 10 | 124100.811 | 124.1008 | 147.858 | 86456.6 | 20.258 | 69.1203 | 0 | 29980.8 | 29.9808 | 154799 | -5469.57 | 150.462 | 87271.1 | 22.0747 | 75.3189 | 0 | 30795.2 | 30.7952 | 168682 | -5482.79 | 153.194 | 88562.5 | 23.7556 | 81.0541 | 0 | 32086.7 | 32.0867 | 181526 | -5365.55 | 23.7572 | 26.3612 | 29.0932
[20 empty] | 2020-05-12 10:00 | 3155 | 5 | 12 | 11 | 136246.437 | 136.2464 | 124.326 | 155625 | 16.9249 | 57.7478 | 0 | 28965.8 | 28.9658 | 129330 | -5124.73 | 127.255 | 156791 | 18.8865 | 64.4407 | 0 | 30131.9 | 30.1319 | 144319 | -5085.94 | 130.16 | 158099 | 20.4882 | 69.9057 | 0 | 31439.9 | 31.4399 | 156559 | -5098.36 | -11.9204 | -8.9914 | -6.0864
[20 empty] | 2020-05-12 11:00 | 3156 | 5 | 12 | 12 | 141579.485 | 141.5795 | 150.791 | 126659 | 16.7815 | 57.2585 | 0 | 0 | 0 | 128234 | -3837.24 | 153.933 | 126659 | 18.5891 | 63.426 | 0 | 0 | 0 | 142046 | -3764.42 | 157.198 | 126659 | 20.4632 | 69.8204 | 0 | 0 | 0 | 156368 | -3620.14 | 9.2115 | 12.3535 | 15.6185
[20 empty] | 2020-05-12 12:00 | 3157 | 5 | 12 | 13 | 195935.386 | 195.9354 | 104.938 | 89812.3 | 19.651 | 67.0492 | 0 | 0 | 0 | 150161 | -3403.9 | 108.49 | 89812.3 | 21.8491 | 74.5491 | 0 | 0 | 0 | 166958 | -3399.54 | 112.073 | 89812.3 | 23.7642 | 81.0835 | 0 | 0 | 0 | 181592 | -3414.24 | -90.9974 | -87.4454 | -83.8624
[20 empty] | 2020-05-12 13:00 | 3158 | 5 | 12 | 14 | 270731.656 | 270.7317 | 97.0531 | 56475.9 | 18.3093 | 62.4713 | 0 | 0 | 0 | 139909 | -3538.15 | 100.84 | 56475.9 | 20.5813 | 70.2234 | 0 | 0 | 0 | 157270 | -3483.1 | 104.925 | 56475.9 | 22.7239 | 77.5339 | 0 | 0 | 0 | 173642 | -3443.66 | -173.6786 | -169.8917 | -165.8067
[20 empty] | 2020-05-12 14:00 | 3159 | 5 | 12 | 15 | 237288.79 | 237.2888 | 71.2734 | 56769.3 | 7.5594 | 25.7926 | 0 | 0 | 0 | 57764.2 | -4901.04 | 73.8056 | 56769.3 | 8.4352 | 28.781 | 0 | 0 | 0 | 64456.9 | -4871.97 | 76.6828 | 56769.3 | 9.2404 | 31.5282 | 0 | 0 | 0 | 70609.5 | -4823.2 | -166.0154 | -163.4832 | -160.606
[20 empty] | 2020-05-12 15:00 | 3160 | 5 | 12 | 16 | 188686.22 | 188.6862 | 65.0957 | 139536 | 3.4588 | 11.8013 | 0 | 107472 | 107.472 | 26429.8 | -5062.61 | 67.3495 | 143991 | 3.8321 | 13.0752 | 0 | 111927 | 111.927 | 29282.7 | -4974.12 | 69.8874 | 32064.2 | 4.0891 | 13.9521 | 0 | 0 | 0 | 31246.7 | -4922.66 | -123.5905 | -121.3367 | -118.7988
[20 empty] | 2020-05-12 16:00 | 3161 | 5 | 12 | 17 | 82760.145 | 82.7601 | 14.694 | 32064.2 | 0 | 0 | 0 | 0 | 0 | 0 | 0 | 14.694 | 32064.2 | 0 | 0 | 0 | 0 | 0 | 0 | 0 | 14.694 | 32064.2 | 0 | 0 | 0 | 0 | 0 | 0 | 0 | -68.0661 | -68.0661 | -68.0661
[20 empty] | 2020-05-12 17:00 | 3162 | 5 | 12 | 18 | 30185.321 | 30.1853 | 13.7827 | 32357.6 | 0 | 0 | 0 | 0 | 0 | 0 | 0 | 13.7827 | 32357.6 | 0 | 0 | 0 | 0 | 0 | 0 | 0 | 23.8317 | 32357.6 | 7.059 | 24.0853 | 0 | 0 | 0 | 53906.9 | -19.3726 | -16.4026 | -16.4026 | -6.3536
[20 empty] | 2020-05-12 18:00 | 3163 | 5 | 12 | 19 | 5521.786 | 5.5218 | 10.3847 | 32430.9 | 0 | 0 | 0 | 0 | 0 | 0 | 0 | 10.3847 | 32430.9 | 0 | 0 | 0 | 0 | 0 | 0 | 0 | 10.3847 | 32430.9 | 0 | 0 | 0 | 0 | 0 | 0 | 0 | 4.8629 | 4.8629 | 4.8629
[20 empty] | 2020-05-12 19:00 | 3164 | 5 | 12 | 20 | 0 | 0 | 22.9485 | 10069 | 10.3679 | 35.3753 | 0 | 0 | 0 | 79117.5 | 0 | 22.9485 | 10069 | 10.368 | 35.3756 | 0 | 0 | 0 | 79117.6 | 0 | 22.9485 | 10069 | 10.3679 | 35.3753 | 0 | 0 | 0 | 79117.3 | 0 | 22.9485 | 22.9485 | 22.9485
[20 empty] | 2020-05-12 20:00 | 3165 | 5 | 12 | 21 | 0 | 0 | 7.3463 | 10142.3 | 0 | 0 | 0 | 0 | 0 | 0 | 0 | 7.3463 | 10142.3 | 0 | 0 | 0 | 0 | 0 | 0 | 0 | 7.3463 | 10142.3 | 0 | 0 | 0 | 0 | 0 | 0 | 0 | 7.3463 | 7.3463 | 7.3463
[20 empty] | 2020-05-12 21:00 | 3166 | 5 | 12 | 22 | 0 | 0 | 7.3463 | 10142.3 | 0 | 0 | 0 | 0 | 0 | 0 | 0 | 7.3463 | 10142.3 | 0 | 0 | 0 | 0 | 0 | 0 | 0 | 7.3463 | 10142.3 | 0 | 0 | 0 | 0 | 0 | 0 | 0 | 7.3463 | 7.3463 | 7.3463
[20 empty] | 2020-05-12 22:00 | 3167 | 5 | 12 | 23 | 0 | 0 | 7.3463 | 10142.3 | 0 | 0 | 0 | 0 | 0 | 0 | 0 | 7.3463 | 10142.3 | 0 | 0 | 0 | 0 | 0 | 0 | 0 | 7.3463 | 10142.3 | 0 | 0 | 0 | 0 | 0 | 0 | 0 | 7.3463 | 7.3463 | 7.3463
[20 empty] | 2020-05-12 23:00 | 3168 | 5 | 12 | 24 | 0 | 0 | 7.3463 | 10289 | 0 | 0 | 0 | 0 | 0 | 0 | 0 | 7.3463 | 10289 | 0 | 0 | 0 | 0 | 0 | 0 | 0 | 7.3463 | 10289 | 0 | 0 | 0 | 0 | 0 | 0 | 0 | 7.3463 | 7.3463 | 7.3463
[20 empty] | 2020-05-13 | 3169 | 5 | 13 | 1 | 0 | 0 | 21.1206 | 10362.3 | 10.0593 | 34.3223 | 0 | 0 | 0 | 76777 | 0 | 21.1207 | 10362.3 | 10.0594 | 34.3227 | 0 | 0 | 0 | 76777.1 | 0 | 21.1206 | 10362.3 | 10.0593 | 34.3223 | 0 | 0 | 0 | 76776.7 | 0 | 21.1206 | 21.1207 | 21.1206
[20 empty] | 2020-05-13 01:00 | 3170 | 5 | 13 | 2 | 0 | 0 | 7.3463 | 10362.3 | 0 | 0 | 0 | 0 | 0 | 0 | 0 | 7.3463 | 10362.3 | 0 | 0 | 0 | 0 | 0 | 0 | 0 | 7.3463 | 10362.3 | 0 | 0 | 0 | 0 | 0 | 0 | 0 | 7.3463 | 7.3463 | 7.3463
[20 empty] | 2020-05-13 02:00 | 3171 | 5 | 13 | 3 | 0 | 0 | 7.3463 | 10142.3 | 0 | 0 | 0 | 0 | 0 | 0 | 0 | 7.3463 | 10142.3 | 0 | 0 | 0 | 0 | 0 | 0 | 0 | 7.3463 | 10142.3 | 0 | 0 | 0 | 0 | 0 | 0 | 0 | 7.3463 | 7.3463 | 7.3463
[20 empty] | 2020-05-13 03:00 | 3172 | 5 | 13 | 4 | 0 | 0 | 7.3463 | 10069 | 0 | 0 | 0 | 0 | 0 | 0 | 0 | 7.3463 | 10069 | 0 | 0 | 0 | 0 | 0 | 0 | 0 | 7.3463 | 10069 | 0 | 0 | 0 | 0 | 0 | 0 | 0 | 7.3463 | 7.3463 | 7.3463
[20 empty] | 2020-05-13 04:00 | 3173 | 5 | 13 | 5 | 0 | 0 | 10.7964 | 125575 | 0.5177 | 1.7664 | 0 | 115506 | 115.506 | 3955.98 | -14139.6 | 10.8591 | 130893 | 0.5177 | 1.7664 | 0 | 120824 | 120.824 | 3955.98 | -14139.4 | 10.9287 | 133394 | 0.5177 | 1.7664 | 0 | 123325 | 123.325 | 3955.98 | -14139.4 | 10.7964 | 10.8591 | 10.9287
[20 empty] | 2020-05-13 05:00 | 3174 | 5 | 13 | 6 | 15288.809 | 15.2888 | 25.9518 | 68561.1 | 10.0465 | 34.2787 | 0 | 36276.9 | 36.2769 | 76686.3 | -10531.6 | 26.0145 | 69757.2 | 10.0466 | 34.279 | 0 | 37472.9 | 37.4729 | 76686.6 | -10531.6 | 26.084 | 71089 | 10.0465 | 34.2787 | 0 | 38804.8 | 38.8048 | 76686 | -10531.6 | 10.663 | 10.7257 | 10.7952
[20 empty] | 2020-05-13 06:00 | 3175 | 5 | 13 | 7 | 19876.484 | 19.8765 | 94.2445 | 119656 | 3.0329 | 10.3484 | 0 | 37735.5 | 37.7355 | 23175.5 | -13411.6 | 94.6489 | 120288 | 3.1208 | 10.6483 | 0 | 38367.9 | 38.3679 | 23847.2 | -12769 | 95.825 | 121467 | 3.8863 | 13.2601 | 0 | 39546.6 | 39.5466 | 29696.5 | -12594.5 | 74.368 | 74.7724 | 75.9485
[20 empty] | 2020-05-13 07:00 | 3176 | 5 | 13 | 8 | 40475.146 | 40.4751 | 120.564 | 125359 | 3.0353 | 10.3565 | 0 | 43439.3 | 43.4393 | 23194 | -18940.4 | 121.801 | 125027 | 3.6936 | 12.6024 | 0 | 43107 | 43.107 | 28223.9 | -17415.3 | 122.943 | 125474 | 4.2671 | 14.5592 | 0 | 43553.4 | 43.5534 | 32606.3 | -16465.1 | 80.0889 | 81.3259 | 82.4679
[20 empty] | 2020-05-13 08:00 | 3177 | 5 | 13 | 9 | 57417.282 | 57.4173 | 133.882 | 95148.2 | 9.7663 | 33.3227 | 0 | 38305.5 | 38.3055 | 74628.4 | -11223.8 | 135.478 | 94953.6 | 10.5928 | 36.1426 | 0 | 38111 | 38.111 | 80944.1 | -10153.3 | 137.189 | 95178.6 | 11.5646 | 39.4584 | 0 | 38336 | 38.336 | 88369.9 | -9212.41 | 76.4647 | 78.0607 | 79.7717
[20 empty] | 2020-05-13 09:00 | 3178 | 5 | 13 | 10 | 123579.115 | 123.5791 | 135.985 | 91616 | 9.9842 | 34.0662 | 0 | 34773.3 | 34.7733 | 76293.5 | -9801.95 | 137.975 | 91460.4 | 11.0609 | 37.7398 | 0 | 34617.7 | 34.6177 | 84520.6 | -8622.54 | 139.916 | 91535.6 | 12.2288 | 41.7247 | 0 | 34693 | 34.693 | 93445 | -7507.84 | 12.4059 | 14.3959 | 16.3369
[20 empty] | 2020-05-13 10:00 | 3179 | 5 | 13 | 11 | 129428.964 | 129.429 | 115.914 | 160382 | 8.0871 | 27.5931 | 0 | 33723.4 | 33.7234 | 61796.6 | -9085.01 | 117.732 | 160190 | 8.9559 | 30.5576 | 0 | 33531.1 | 33.5311 | 68435.8 | -7900.61 | 119.176 | 160497 | 9.7045 | 33.1116 | 0 | 33837.9 | 33.8379 | 74155.6 | -7108.45 | -13.515 | -11.697 | -10.253
[20 empty] | 2020-05-13 11:00 | 3180 | 5 | 13 | 12 | 291499.508 | 291.4995 | 140.577 | 158790 | 7.844 | 26.7637 | 0 | 32130.9 | 32.1309 | 59939.1 | -7512.04 | 142.825 | 158761 | 9.1129 | 31.0932 | 0 | 32102.4 | 32.1024 | 69635.3 | -6515.83 | 144.463 | 159168 | 10.0708 | 34.3616 | 0 | 32509 | 32.509 | 76954.7 | -5728.75 | -150.9225 | -148.6745 | -147.0365
[20 empty] | 2020-05-13 12:00 | 3181 | 5 | 13 | 13 | 289805.001 | 289.805 | 92.4283 | 121836 | 8.6076 | 29.3692 | 0 | 31033.1 | 31.0331 | 65774.2 | -6791.64 | 94.5819 | 121889 | 9.7443 | 33.2474 | 0 | 31086.3 | 31.0863 | 74459.8 | -5825.2 | 96.2201 | 122867 | 10.5495 | 35.9949 | 0 | 32063.5 | 32.0635 | 80613.2 | -5686.52 | -197.3767 | -195.2231 | -193.5849
[20 empty] | 2020-05-13 13:00 | 3182 | 5 | 13 | 14 | 271307.719 | 271.3077 | 84.8465 | 88348.9 | 7.8286 | 26.7114 | 0 | 31506.2 | 31.5062 | 59821.8 | -7573.12 | 87.0638 | 88451.7 | 8.9546 | 30.553 | 0 | 31609 | 31.609 | 68425.4 | -6653.15 | 88.7439 | 89534.3 | 9.749 | 33.2635 | 0 | 32691.7 | 32.6917 | 74495.8 | -6415.94 | -186.4612 | -184.2439 | -182.5638
[20 empty] | 2020-05-13 14:00 | 3183 | 5 | 13 | 15 | 236128.219 | 236.1282 | 69.9421 | 89616.6 | 7.5288 | 25.6884 | 0 | 32847.3 | 32.8473 | 57530.9 | -8838.36 | 71.7603 | 89629.7 | 8.2129 | 28.0223 | 0 | 32860.4 | 32.8604 | 62757.8 | -7799.81 | 73.336 | 90408.3 | 8.8391 | 30.1589 | 0 | 33639 | 33.639 | 67542.8 | -7250.03 | -166.1861 | -164.3679 | -162.7922
[20 empty] | 2020-05-13 15:00 | 3184 | 5 | 13 | 16 | 121398.597 | 121.3986 | 69.6331 | 64884.3 | 8.9335 | 30.481 | 0 | 33040.1 | 33.0401 | 68264.2 | -8631.5 | 71.8209 | 64909 | 9.8432 | 33.5852 | 0 | 33064.7 | 33.0647 | 75216.2 | -7646.55 | 73.6931 | 65470 | 10.4672 | 35.7141 | 0 | 33625.8 | 33.6258 | 79984.1 | -6953.77 | -51.7655 | -49.5777 | -47.7055
[20 empty] | 2020-05-13 16:00 | 3185 | 5 | 13 | 17 | 76064.248 | 76.0642 | 14.694 | 31844.2 | 0 | 0 | 0 | 0 | 0 | 0 | 0 | 14.694 | 31844.2 | 0 | 0 | 0 | 0 | 0 | 0 | 0 | 14.694 | 31844.2 | 0 | 0 | 0 | 0 | 0 | 0 | 0 | -61.3702 | -61.3702 | -61.3702
[20 empty] | 2020-05-13 17:00 | 3186 | 5 | 13 | 18 | 53861.293 | 53.8613 | 13.7827 | 32137.6 | 0 | 0 | 0 | 0 | 0 | 0 | 0 | 13.7827 | 32137.6 | 0 | 0 | 0 | 0 | 0 | 0 | 0 | 13.7827 | 32137.6 | 0 | 0 | 0 | 0 | 0 | 0 | 0 | -40.0786 | -40.0786 | -40.0786
[20 empty] | 2020-05-13 18:00 | 3187 | 5 | 13 | 19 | 6473.023 | 6.473 | 10.3847 | 32284.3 | 0 | 0 | 0 | 0 | 0 | 0 | 0 | 10.3847 | 32284.3 | 0 | 0 | 0 | 0 | 0 | 0 | 0 | 10.3847 | 32284.3 | 0 | 0 | 0 | 0 | 0 | 0 | 0 | 3.9117 | 3.9117 | 3.9117
[20 empty] | 2020-05-13 19:00 | 3188 | 5 | 13 | 20 | 0 | 0 | 8.8655 | 9922.34 | 0 | 0 | 0 | 0 | 0 | 0 | 0 | 8.8655 | 9922.34 | 0 | 0 | 0 | 0 | 0 | 0 | 0 | 8.8655 | 9922.34 | 0 | 0 | 0 | 0 | 0 | 0 | 0 | 8.8655 | 8.8655 | 8.8655
[20 empty] | 2020-05-13 20:00 | 3189 | 5 | 13 | 21 | 0 | 0 | 7.3463 | 9849.01 | 0 | 0 | 0 | 0 | 0 | 0 | 0 | 7.3463 | 9849.01 | 0 | 0 | 0 | 0 | 0 | 0 | 0 | 7.3463 | 9849.01 | 0 | 0 | 0 | 0 | 0 | 0 | 0 | 7.3463 | 7.3463 | 7.3463
[20 empty] | 2020-05-13 21:00 | 3190 | 5 | 13 | 22 | 0 | 0 | 21.2146 | 9922.34 | 10.1533 | 34.6431 | 0 | 0 | 0 | 77470.8 | 0 | 21.2146 | 9922.34 | 10.1533 | 34.6431 | 0 | 0 | 0 | 77471.4 | 0 | 21.2145 | 9922.34 | 10.1532 | 34.6427 | 0 | 0 | 0 | 77470.3 | 0 | 21.2146 | 21.2146 | 21.2145
[20 empty] | 2020-05-13 22:00 | 3191 | 5 | 13 | 23 | 0 | 0 | 7.3463 | 9922.34 | 0 | 0 | 0 | 0 | 0 | 0 | 0 | 7.3463 | 9922.34 | 0 | 0 | 0 | 0 | 0 | 0 | 0 | 7.3463 | 9922.34 | 0 | 0 | 0 | 0 | 0 | 0 | 0 | 7.3463 | 7.3463 | 7.3463
[20 empty] | 2020-05-13 23:00 | 3192 | 5 | 13 | 24 | 0 | 0 | 7.3463 | 9849.01 | 0 | 0 | 0 | 0 | 0 | 0 | 0 | 7.3463 | 9849.01 | 0 | 0 | 0 | 0 | 0 | 0 | 0 | 7.3463 | 9849.01 | 0 | 0 | 0 | 0 | 0 | 0 | 0 | 7.3463 | 7.3463 | 7.3463
[20 empty] | 2020-05-14 | 3193 | 5 | 14 | 1 | 0 | 0 | 7.3463 | 9849.01 | 0 | 0 | 0 | 0 | 0 | 0 | 0 | 7.3463 | 9849.01 | 0 | 0 | 0 | 0 | 0 | 0 | 0 | 7.3463 | 9849.01 | 0 | 0 | 0 | 0 | 0 | 0 | 0 | 7.3463 | 7.3463 | 7.3463
[20 empty] | 2020-05-14 01:00 | 3194 | 5 | 14 | 2 | 0 | 0 | 7.3463 | 9849.01 | 0 | 0 | 0 | 0 | 0 | 0 | 0 | 7.3463 | 9849.01 | 0 | 0 | 0 | 0 | 0 | 0 | 0 | 7.3463 | 9849.01 | 0 | 0 | 0 | 0 | 0 | 0 | 0 | 7.3463 | 7.3463 | 7.3463
[20 empty] | 2020-05-14 02:00 | 3195 | 5 | 14 | 3 | 0 | 0 | 21.1537 | 9849.01 | 10.0924 | 34.4353 | 0 | 0 | 0 | 77006 | 0 | 21.1538 | 9849.01 | 10.0925 | 34.4356 | 0 | 0 | 0 | 77006.4 | 0 | 21.1536 | 9849.01 | 10.0923 | 34.4349 | 0 | 0 | 0 | 77005.3 | 0 | 21.1537 | 21.1538 | 21.1536
[20 empty] | 2020-05-14 03:00 | 3196 | 5 | 14 | 4 | 0 | 0 | 9.3275 | 126277 | 0.56801 | 1.9381 | 0 | 116355 | 116.355 | 4340.4 | -13902.8 | 9.3902 | 131330 | 0.56801 | 1.9381 | 0 | 121408 | 121.408 | 4340.4 | -13902.8 | 9.4598 | 137074 | 0.56801 | 1.9381 | 0 | 127151 | 127.151 | 4340.4 | -13902.8 | 9.3275 | 9.3902 | 9.4598
[20 empty] | 2020-05-14 04:00 | 3197 | 5 | 14 | 5 | 0 | 0 | 10.0196 | 45978.1 | 0 | 0 | 0 | 36055.8 | 36.0558 | 0 | -10359.5 | 10.0823 | 47174.4 | 0 | 0 | 0 | 37252 | 37.252 | 0 | -10359.6 | 10.1519 | 48506.2 | 0 | 0 | 0 | 38583.9 | 38.5839 | 0 | -10359.6 | 10.0196 | 10.0823 | 10.1519
[20 empty] | 2020-05-14 05:00 | 3198 | 5 | 14 | 6 | 5856.859 | 5.8569 | 12.1902 | 66813.4 | 0 | 0 | 0 | 34602.5 | 34.6025 | 0 | -9898.89 | 12.2529 | 68009.7 | 0 | 0 | 0 | 35798.8 | 35.7988 | 0 | -9898.99 | 12.3225 | 69341.5 | 0 | 0 | 0 | 37130.6 | 37.1306 | 0 | -9898.98 | 6.3333 | 6.396 | 6.4656
[20 empty] | 2020-05-14 06:00 | 3199 | 5 | 14 | 7 | 16007.97 | 16.008 | 100.309 | 120495 | 8.5507 | 29.1749 | 0 | 38721.4 | 38.7214 | 65339.1 | -14748.7 | 101.913 | 121016 | 9.8668 | 33.6656 | 0 | 39243.1 | 39.2431 | 75396.4 | -13980 | 103.903 | 122728 | 11.297 | 38.5454 | 0 | 40954.9 | 40.9549 | 86324.6 | -14413 | 84.301 | 85.905 | 87.895
[20 empty] | 2020-05-14 07:00 | 3200 | 5 | 14 | 8 | 31032.946 | 31.0329 | 126.399 | 124527 | 8.052 | 27.4735 | 0 | 42753.8 | 42.7538 | 61528.6 | -17708 | 128.522 | 124785 | 9.7937 | 33.4161 | 0 | 43011.7 | 43.0117 | 74837.6 | -16898.1 | 130.213 | 125835 | 10.9448 | 37.3437 | 0 | 44062 | 44.062 | 83633.5 | -16431 | 95.3661 | 97.4891 | 99.1801
[20 empty] | 2020-05-14 08:00 | 3201 | 5 | 14 | 9 | 62434.418 | 62.4344 | 135.468 | 95536.4 | 11.0227 | 37.6095 | 0 | 38693.7 | 38.6937 | 84228.8 | -12082 | 137.463 | 96124.6 | 12.3204 | 42.0372 | 0 | 39282 | 39.282 | 94144.8 | -11662.5 | 139.401 | 96897.9 | 13.4026 | 45.7297 | 0 | 40055.2 | 40.0552 | 102414 | -11183.4 | 73.0336 | 75.0286 | 76.9666
[20 empty] | 2020-05-14 09:00 | 3202 | 5 | 14 | 10 | 82125.965 | 82.126 | 140.522 | 91960.6 | 14.2802 | 48.724 | 0 | 35264.6 | 35.2646 | 109121 | -10072.3 | 142.799 | 92588.9 | 15.6694 | 53.464 | 0 | 35893 | 35.893 | 119736 | -9566.73 | 145 | 93285.9 | 16.9525 | 57.8419 | 0 | 36589.9 | 36.5899 | 129541 | -9004.75 | 58.396 | 60.673 | 62.874
[20 empty] | 2020-05-14 10:00 | 3203 | 5 | 14 | 11 | 109442.689 | 109.4427 | 120.736 | 160441 | 12.5303 | 42.7534 | 0 | 33782.1 | 33.7821 | 95749.2 | -9060.77 | 122.837 | 160823 | 13.6959 | 46.7304 | 0 | 34164.2 | 34.1642 | 104656 | -8303.56 | 125.189 | 161299 | 15.0302 | 51.283 | 0 | 34639.7 | 34.6397 | 114852 | -7517.15 | 11.2933 | 13.3943 | 15.7463
[20 empty] | 2020-05-14 11:00 | 3204 | 5 | 14 | 12 | 130583.474 | 130.5835 | 153.389 | 158557 | 20.2754 | 69.1797 | 0 | 31897.8 | 31.8978 | 154932 | -7254.51 | 156.47 | 158983 | 22.3902 | 76.3954 | 0 | 32323.7 | 32.3237 | 171092 | -6632.14 | 159.592 | 159360 | 24.4282 | 83.349 | 0 | 32701.1 | 32.7011 | 186666 | -5809.75 | 22.8055 | 25.8865 | 29.0085
[20 empty] | 2020-05-14 12:00 | 3205 | 5 | 14 | 13 | 73145.543 | 73.1455 | 99.4392 | 121310 | 15.3448 | 52.3565 | 0 | 30999.8 | 30.9998 | 117256 | -6839.71 | 102.073 | 121774 | 17.0273 | 58.0971 | 0 | 31463.4 | 31.4634 | 130112 | -6215.34 | 104.617 | 122186 | 18.5807 | 63.3973 | 0 | 31875.3 | 31.8753 | 141983 | -5444.58 | 26.2937 | 28.9275 | 31.4715
[20 empty] | 2020-05-14 13:00 | 3206 | 5 | 14 | 14 | 165665.109 | 165.6651 | 90.8693 | 88381.5 | 13.6304 | 46.5069 | 0 | 31612.2 | 31.6122 | 104155 | -7677.58 | 93.1425 | 88905.7 | 15.1449 | 51.6744 | 0 | 32136.4 | 32.1364 | 115728 | -7122.58 | 95.4651 | 89415.3 | 16.5727 | 56.5461 | 0 | 32646 | 32.646 | 126639 | -6445.62 | -74.7958 | -72.5226 | -70.2
[20 empty] | 2020-05-14 14:00 | 3207 | 5 | 14 | 15 | 69640.37 | 69.6404 | 73.6971 | 90110.6 | 11.4436 | 39.0456 | 0 | 33341.3 | 33.3413 | 87445.1 | -9366.22 | 75.4077 | 90573.4 | 12.3684 | 42.201 | 0 | 33804.1 | 33.8041 | 94511.8 | -8717.7 | 77.3217 | 91221.3 | 13.4646 | 45.9412 | 0 | 34452 | 34.452 | 102888 | -8166.59 | 4.0567 | 5.7673 | 7.6813
[20 empty] | 2020-05-14 15:00 | 3208 | 5 | 14 | 16 | 37560.289 | 37.5603 | 71.0075 | 66201.1 | 10.7 | 36.5084 | 0 | 34283.5 | 34.2835 | 81762.7 | -9870.53 | 72.2415 | 66572.3 | 11.5132 | 39.283 | 0 | 34654.8 | 34.6548 | 87976.8 | -9149.21 | 73.7591 | 67263.9 | 12.2354 | 41.7472 | 0 | 35346.4 | 35.3464 | 93495.2 | -8605.48 | 33.4472 | 34.6812 | 36.1988
[20 empty] | 2020-05-14 16:00 | 3209 | 5 | 14 | 17 | 17125.975 | 17.126 | 14.694 | 31917.6 | 0 | 0 | 0 | 0 | 0 | 0 | 0 | 14.694 | 31917.6 | 0 | 0 | 0 | 0 | 0 | 0 | 0 | 14.694 | 31917.6 | 0 | 0 | 0 | 0 | 0 | 0 | 0 | -2.432 | -2.432 | -2.432
[20 empty] | 2020-05-14 17:00 | 3210 | 5 | 14 | 18 | 23435.149 | 23.4351 | 13.7827 | 31990.9 | 0 | 0 | 0 | 0 | 0 | 0 | 0 | 13.7827 | 31990.9 | 0 | 0 | 0 | 0 | 0 | 0 | 0 | 13.7827 | 31990.9 | 0 | 0 | 0 | 0 | 0 | 0 | 0 | -9.6524 | -9.6524 | -9.6524
[20 empty] | 2020-05-14 18:00 | 3211 | 5 | 14 | 19 | 7061.745 | 7.0617 | 10.3847 | 32064.2 | 0 | 0 | 0 | 0 | 0 | 0 | 0 | 10.3847 | 32064.2 | 0 | 0 | 0 | 0 | 0 | 0 | 0 | 10.3847 | 32064.2 | 0 | 0 | 0 | 0 | 0 | 0 | 0 | 3.323 | 3.323 | 3.323
[20 empty] | 2020-05-14 19:00 | 3212 | 5 | 14 | 20 | 0 | 0 | 8.8655 | 9702.36 | 0 | 0 | 0 | 0 | 0 | 0 | 0 | 8.8655 | 9702.36 | 0 | 0 | 0 | 0 | 0 | 0 | 0 | 8.8655 | 9702.36 | 0 | 0 | 0 | 0 | 0 | 0 | 0 | 8.8655 | 8.8655 | 8.8655
[20 empty] | 2020-05-14 20:00 | 3213 | 5 | 14 | 21 | 0 | 0 | 21.485 | 9702.36 | 10.4237 | 35.5657 | 0 | 0 | 0 | 79584.8 | 0 | 21.4851 | 9702.36 | 10.4238 | 35.566 | 0 | 0 | 0 | 79585.2 | 0 | 21.4849 | 9702.36 | 10.4236 | 35.5653 | 0 | 0 | 0 | 79584.1 | 0 | 21.485 | 21.4851 | 21.4849
[20 empty] | 2020-05-14 21:00 | 3214 | 5 | 14 | 22 | 0 | 0 | 7.3463 | 9702.36 | 0 | 0 | 0 | 0 | 0 | 0 | 0 | 7.3463 | 9702.36 | 0 | 0 | 0 | 0 | 0 | 0 | 0 | 7.3463 | 9702.36 | 0 | 0 | 0 | 0 | 0 | 0 | 0 | 7.3463 | 7.3463 | 7.3463
[20 empty] | 2020-05-14 22:00 | 3215 | 5 | 14 | 23 | 0 | 0 | 7.3463 | 9702.36 | 0 | 0 | 0 | 0 | 0 | 0 | 0 | 7.3463 | 9702.36 | 0 | 0 | 0 | 0 | 0 | 0 | 0 | 7.3463 | 9702.36 | 0 | 0 | 0 | 0 | 0 | 0 | 0 | 7.3463 | 7.3463 | 7.3463
[20 empty] | 2020-05-14 23:00 | 3216 | 5 | 14 | 24 | 0 | 0 | 7.7516 | 9702.36 | 0 | 0 | 0 | 0 | 0 | 0 | 0 | 7.7516 | 9702.36 | 0 | 0 | 0 | 0 | 0 | 0 | 0 | 7.7516 | 9702.36 | 0 | 0 | 0 | 0 | 0 | 0 | 0 | 7.7516 | 7.7516 | 7.7516
[20 empty] | 2020-05-15 | 3217 | 5 | 15 | 1 | 0 | 0 | 7.7516 | 9629.03 | 0 | 0 | 0 | 0 | 0 | 0 | 0 | 7.7516 | 9629.03 | 0 | 0 | 0 | 0 | 0 | 0 | 0 | 7.7516 | 9629.03 | 0 | 0 | 0 | 0 | 0 | 0 | 0 | 7.7516 | 7.7516 | 7.7516
[20 empty] | 2020-05-15 01:00 | 3218 | 5 | 15 | 2 | 0 | 0 | 21.6073 | 9629.03 | 10.1407 | 34.6001 | 0 | 0 | 0 | 77376.2 | 0 | 21.6074 | 9629.03 | 10.1408 | 34.6004 | 0 | 0 | 0 | 77376.6 | 0 | 21.6073 | 9629.03 | 10.1407 | 34.6001 | 0 | 0 | 0 | 77375.8 | 0 | 21.6073 | 21.6074 | 21.6073
[20 empty] | 2020-05-15 02:00 | 3219 | 5 | 15 | 3 | 0 | 0 | 7.7516 | 9555.71 | 0 | 0 | 0 | 0 | 0 | 0 | 0 | 7.7516 | 9555.71 | 0 | 0 | 0 | 0 | 0 | 0 | 0 | 7.7516 | 9555.71 | 0 | 0 | 0 | 0 | 0 | 0 | 0 | 7.7516 | 7.7516 | 7.7516
[20 empty] | 2020-05-15 03:00 | 3220 | 5 | 15 | 4 | 0 | 0 | 7.7516 | 9555.71 | 0 | 0 | 0 | 0 | 0 | 0 | 0 | 7.7516 | 9555.71 | 0 | 0 | 0 | 0 | 0 | 0 | 0 | 7.7516 | 9555.71 | 0 | 0 | 0 | 0 | 0 | 0 | 0 | 7.7516 | 7.7516 | 7.7516
[20 empty] | 2020-05-15 04:00 | 3221 | 5 | 15 | 5 | 0 | 0 | 7.7516 | 9629.03 | 0 | 0 | 0 | 0 | 0 | 0 | 0 | 7.7516 | 9629.03 | 0 | 0 | 0 | 0 | 0 | 0 | 0 | 7.7516 | 9629.03 | 0 | 0 | 0 | 0 | 0 | 0 | 0 | 7.7516 | 7.7516 | 7.7516
[20 empty] | 2020-05-15 05:00 | 3222 | 5 | 15 | 6 | 0 | 0 | 7.7516 | 9629.03 | 0 | 0 | 0 | 0 | 0 | 0 | 0 | 7.7516 | 9629.03 | 0 | 0 | 0 | 0 | 0 | 0 | 0 | 7.7516 | 9629.03 | 0 | 0 | 0 | 0 | 0 | 0 | 0 | 7.7516 | 7.7516 | 7.7516
[20 empty] | 2020-05-15 06:00 | 3223 | 5 | 15 | 7 | 10405.92 | 10.4059 | 21.4019 | 9555.71 | 10.0879 | 34.4199 | 0 | 0 | 0 | 76977.9 | 0 | 21.3861 | 9555.71 | 10.088 | 34.4203 | 0 | 0 | 0 | 76978.3 | 0 | 21.3731 | 9555.71 | 10.0879 | 34.4199 | 0 | 0 | 0 | 76977.6 | 0 | 10.996 | 10.9802 | 10.9672
[20 empty] | 2020-05-15 07:00 | 3224 | 5 | 15 | 8 | 10238.976 | 10.239 | 7.4679 | 9555.71 | 0 | 0 | 0 | 0 | 0 | 0 | 0 | 7.4679 | 9555.71 | 0 | 0 | 0 | 0 | 0 | 0 | 0 | 7.4679 | 9555.71 | 0 | 0 | 0 | 0 | 0 | 0 | 0 | -2.7711 | -2.7711 | -2.7711
[20 empty] | 2020-05-15 08:00 | 3225 | 5 | 15 | 9 | 31887.096 | 31.8871 | 7.4679 | 9482.38 | 0 | 0 | 0 | 0 | 0 | 0 | 0 | 7.4679 | 9482.38 | 0 | 0 | 0 | 0 | 0 | 0 | 0 | 7.4679 | 9482.38 | 0 | 0 | 0 | 0 | 0 | 0 | 0 | -24.4192 | -24.4192 | -24.4192
[20 empty] | 2020-05-15 09:00 | 3226 | 5 | 15 | 10 | 33678.718 | 33.6787 | 7.4679 | 9409.05 | 0 | 0 | 0 | 0 | 0 | 0 | 0 | 7.4679 | 9409.05 | 0 | 0 | 0 | 0 | 0 | 0 | 0 | 7.4679 | 9409.05 | 0 | 0 | 0 | 0 | 0 | 0 | 0 | -26.2108 | -26.2108 | -26.2108
[20 empty] | 2020-05-15 10:00 | 3227 | 5 | 15 | 11 | 23116.999 | 23.117 | 7.4679 | 9482.38 | 0 | 0 | 0 | 0 | 0 | 0 | 0 | 7.4679 | 9482.38 | 0 | 0 | 0 | 0 | 0 | 0 | 0 | 7.4679 | 9482.38 | 0 | 0 | 0 | 0 | 0 | 0 | 0 | -15.6491 | -15.6491 | -15.6491
[20 empty] | 2020-05-15 11:00 | 3228 | 5 | 15 | 12 | 53691.159 | 53.6912 | 21.2191 | 9555.71 | 10.0362 | 34.2435 | 0 | 0 | 0 | 76592.7 | 0 | 21.2192 | 9555.71 | 10.0363 | 34.2439 | 0 | 0 | 0 | 76593.2 | 0 | 21.2191 | 9555.71 | 10.0362 | 34.2435 | 0 | 0 | 0 | 76592.5 | 0 | -32.4721 | -32.472 | -32.4721
[20 empty] | 2020-05-15 12:00 | 3229 | 5 | 15 | 13 | 38664.159 | 38.6642 | 7.4679 | 9409.05 | 0 | 0 | 0 | 0 | 0 | 0 | 0 | 7.4679 | 9409.05 | 0 | 0 | 0 | 0 | 0 | 0 | 0 | 7.4679 | 9409.05 | 0 | 0 | 0 | 0 | 0 | 0 | 0 | -31.1963 | -31.1963 | -31.1963
[20 empty] | 2020-05-15 13:00 | 3230 | 5 | 15 | 14 | 53335.263 | 53.3353 | 7.4679 | 9482.38 | 0 | 0 | 0 | 0 | 0 | 0 | 0 | 7.4679 | 9482.38 | 0 | 0 | 0 | 0 | 0 | 0 | 0 | 7.4679 | 9482.38 | 0 | 0 | 0 | 0 | 0 | 0 | 0 | -45.8674 | -45.8674 | -45.8674
[20 empty] | 2020-05-15 14:00 | 3231 | 5 | 15 | 15 | 48499.246 | 48.4992 | 7.4679 | 9335.73 | 0 | 0 | 0 | 0 | 0 | 0 | 0 | 7.4679 | 9335.73 | 0 | 0 | 0 | 0 | 0 | 0 | 0 | 7.4679 | 9335.73 | 0 | 0 | 0 | 0 | 0 | 0 | 0 | -41.0314 | -41.0314 | -41.0314
[20 empty] | 2020-05-15 15:00 | 3232 | 5 | 15 | 16 | 184672.961 | 184.673 | 7.4679 | 9189.07 | 0 | 0 | 0 | 0 | 0 | 0 | 0 | 7.4679 | 9189.07 | 0 | 0 | 0 | 0 | 0 | 0 | 0 | 7.4679 | 9189.07 | 0 | 0 | 0 | 0 | 0 | 0 | 0 | -177.2051 | -177.2051 | -177.2051
[20 empty] | 2020-05-15 16:00 | 3233 | 5 | 15 | 17 | 123506.829 | 123.5068 | 21.1722 | 9262.4 | 9.9893 | 34.0834 | 0 | 0 | 0 | 76227.1 | 0 | 21.1722 | 9262.4 | 9.9893 | 34.0836 | 0 | 0 | 0 | 76227.5 | 0 | 21.1721 | 9262.4 | 9.9892 | 34.0833 | 0 | 0 | 0 | 76226.8 | 0 | -102.3346 | -102.3346 | -102.3347
[20 empty] | 2020-05-15 17:00 | 3234 | 5 | 15 | 18 | 53876.293 | 53.8763 | 7.4679 | 9335.73 | 0 | 0 | 0 | 0 | 0 | 0 | 0 | 7.4679 | 9335.73 | 0 | 0 | 0 | 0 | 0 | 0 | 0 | 7.4679 | 9335.73 | 0 | 0 | 0 | 0 | 0 | 0 | 0 | -46.4084 | -46.4084 | -46.4084
[20 empty] | 2020-05-15 18:00 | 3235 | 5 | 15 | 19 | 6542.717 | 6.5427 | 7.489 | 9409.05 | 0 | 0 | 0 | 0 | 0 | 0 | 0 | 7.4816 | 9409.05 | 0 | 0 | 0 | 0 | 0 | 0 | 0 | 7.474 | 9409.05 | 0 | 0 | 0 | 0 | 0 | 0 | 0 | 0.94624 | 0.93884 | 0.93132
[20 empty] | 2020-05-15 19:00 | 3236 | 5 | 15 | 20 | 0 | 0 | 7.7516 | 9482.38 | 0 | 0 | 0 | 0 | 0 | 0 | 0 | 7.7516 | 9482.38 | 0 | 0 | 0 | 0 | 0 | 0 | 0 | 7.7516 | 9482.38 | 0 | 0 | 0 | 0 | 0 | 0 | 0 | 7.7516 | 7.7516 | 7.7516
[20 empty] | 2020-05-15 20:00 | 3237 | 5 | 15 | 21 | 0 | 0 | 7.7516 | 9409.05 | 0 | 0 | 0 | 0 | 0 | 0 | 0 | 7.7516 | 9409.05 | 0 | 0 | 0 | 0 | 0 | 0 | 0 | 7.7516 | 9409.05 | 0 | 0 | 0 | 0 | 0 | 0 | 0 | 7.7516 | 7.7516 | 7.7516
[20 empty] | 2020-05-15 21:00 | 3238 | 5 | 15 | 22 | 0 | 0 | 7.7516 | 9555.71 | 0 | 0 | 0 | 0 | 0 | 0 | 0 | 7.7516 | 9555.71 | 0 | 0 | 0 | 0 | 0 | 0 | 0 | 7.7516 | 9555.71 | 0 | 0 | 0 | 0 | 0 | 0 | 0 | 7.7516 | 7.7516 | 7.7516
[20 empty] | 2020-05-15 22:00 | 3239 | 5 | 15 | 23 | 0 | 0 | 21.436 | 9555.71 | 9.9694 | 34.0155 | 0 | 0 | 0 | 76072 | 0 | 21.436 | 9555.71 | 9.9694 | 34.0157 | 0 | 0 | 0 | 76072.2 | 0 | 21.436 | 9555.71 | 9.9693 | 34.0154 | 0 | 0 | 0 | 76071.7 | 0 | 21.436 | 21.436 | 21.436
[20 empty] | 2020-05-15 23:00 | 3240 | 5 | 15 | 24 | 0 | 0 | 7.7516 | 9482.38 | 0 | 0 | 0 | 0 | 0 | 0 | 0 | 7.7516 | 9482.38 | 0 | 0 | 0 | 0 | 0 | 0 | 0 | 7.7516 | 9482.38 | 0 | 0 | 0 | 0 | 0 | 0 | 0 | 7.7516 | 7.7516 | 7.7516
[20 empty] | 2020-05-16 | 3241 | 5 | 16 | 1 | 0 | 0 | 7.7516 | 9555.71 | 0 | 0 | 0 | 0 | 0 | 0 | 0 | 7.7516 | 9555.71 | 0 | 0 | 0 | 0 | 0 | 0 | 0 | 7.7516 | 9555.71 | 0 | 0 | 0 | 0 | 0 | 0 | 0 | 7.7516 | 7.7516 | 7.7516
[20 empty] | 2020-05-16 01:00 | 3242 | 5 | 16 | 2 | 0 | 0 | 7.7516 | 9555.71 | 0 | 0 | 0 | 0 | 0 | 0 | 0 | 7.7516 | 9555.71 | 0 | 0 | 0 | 0 | 0 | 0 | 0 | 7.7516 | 9555.71 | 0 | 0 | 0 | 0 | 0 | 0 | 0 | 7.7516 | 7.7516 | 7.7516
[20 empty] | 2020-05-16 02:00 | 3243 | 5 | 16 | 3 | 0 | 0 | 7.7516 | 9555.71 | 0 | 0 | 0 | 0 | 0 | 0 | 0 | 7.7516 | 9555.71 | 0 | 0 | 0 | 0 | 0 | 0 | 0 | 7.7516 | 9555.71 | 0 | 0 | 0 | 0 | 0 | 0 | 0 | 7.7516 | 7.7516 | 7.7516
[20 empty] | 2020-05-16 03:00 | 3244 | 5 | 16 | 4 | 0 | 0 | 21.3809 | 9555.71 | 9.9143 | 33.8276 | 0 | 0 | 0 | 75654.2 | 0 | 21.381 | 9555.71 | 9.9144 | 33.8278 | 0 | 0 | 0 | 75654.4 | 0 | 21.3809 | 9555.71 | 9.9143 | 33.8275 | 0 | 0 | 0 | 75654 | 0 | 21.3809 | 21.381 | 21.3809
[20 empty] | 2020-05-16 04:00 | 3245 | 5 | 16 | 5 | 0 | 0 | 7.7516 | 9555.71 | 0 | 0 | 0 | 0 | 0 | 0 | 0 | 7.7516 | 9555.71 | 0 | 0 | 0 | 0 | 0 | 0 | 0 | 7.7516 | 9555.71 | 0 | 0 | 0 | 0 | 0 | 0 | 0 | 7.7516 | 7.7516 | 7.7516
[20 empty] | 2020-05-16 05:00 | 3246 | 5 | 16 | 6 | 1190.054 | 1.1901 | 7.7516 | 9409.05 | 0 | 0 | 0 | 0 | 0 | 0 | 0 | 7.7516 | 9409.05 | 0 | 0 | 0 | 0 | 0 | 0 | 0 | 7.7516 | 9409.05 | 0 | 0 | 0 | 0 | 0 | 0 | 0 | 6.5615 | 6.5615 | 6.5615
[20 empty] | 2020-05-16 06:00 | 3247 | 5 | 16 | 7 | 13102.842 | 13.1028 | 7.4786 | 9555.71 | 0 | 0 | 0 | 0 | 0 | 0 | 0 | 7.4679 | 9555.71 | 0 | 0 | 0 | 0 | 0 | 0 | 0 | 7.4679 | 9555.71 | 0 | 0 | 0 | 0 | 0 | 0 | 0 | -5.6243 | -5.635 | -5.635
[20 empty] | 2020-05-16 07:00 | 3248 | 5 | 16 | 8 | 25465.244 | 25.4652 | 7.4847 | 9555.71 | 0 | 0 | 0 | 0 | 0 | 0 | 0 | 7.4692 | 9555.71 | 0 | 0 | 0 | 0 | 0 | 0 | 0 | 7.4679 | 9555.71 | 0 | 0 | 0 | 0 | 0 | 0 | 0 | -17.9805 | -17.996 | -17.9974
[20 empty] | 2020-05-16 08:00 | 3249 | 5 | 16 | 9 | 39952.882 | 39.9529 | 7.4894 | 9702.36 | 0 | 0 | 0 | 0 | 0 | 0 | 0 | 7.4842 | 9702.36 | 0 | 0 | 0 | 0 | 0 | 0 | 0 | 7.4783 | 9702.36 | 0 | 0 | 0 | 0 | 0 | 0 | 0 | -32.4634 | -32.4687 | -32.4746
[20 empty] | 2020-05-16 09:00 | 3250 | 5 | 16 | 10 | 15885.126 | 15.8851 | 21.0812 | 9702.36 | 9.8972 | 33.7693 | 0 | 0 | 0 | 75519.5 | 0 | 21.0801 | 9702.36 | 9.8972 | 33.7694 | 0 | 0 | 0 | 75519.7 | 0 | 21.0801 | 9702.36 | 9.8972 | 33.7692 | 0 | 0 | 0 | 75519.3 | 0 | 5.1961 | 5.195 | 5.195
[20 empty] | 2020-05-16 10:00 | 3251 | 5 | 16 | 11 | 93914.869 | 93.9149 | 7.4679 | 9702.36 | 0 | 0 | 0 | 0 | 0 | 0 | 0 | 7.4679 | 9702.36 | 0 | 0 | 0 | 0 | 0 | 0 | 0 | 7.4679 | 9702.36 | 0 | 0 | 0 | 0 | 0 | 0 | 0 | -86.447 | -86.447 | -86.447
[20 empty] | 2020-05-16 11:00 | 3252 | 5 | 16 | 12 | 103749.669 | 103.7497 | 7.4679 | 9555.71 | 0 | 0 | 0 | 0 | 0 | 0 | 0 | 7.4679 | 9555.71 | 0 | 0 | 0 | 0 | 0 | 0 | 0 | 7.4679 | 9555.71 | 0 | 0 | 0 | 0 | 0 | 0 | 0 | -96.2818 | -96.2818 | -96.2818
[20 empty] | 2020-05-16 12:00 | 3253 | 5 | 16 | 13 | 88877.365 | 88.8774 | 7.4679 | 9629.03 | 0 | 0 | 0 | 0 | 0 | 0 | 0 | 7.4679 | 9629.03 | 0 | 0 | 0 | 0 | 0 | 0 | 0 | 7.4679 | 9629.03 | 0 | 0 | 0 | 0 | 0 | 0 | 0 | -81.4095 | -81.4095 | -81.4095
[20 empty] | 2020-05-16 13:00 | 3254 | 5 | 16 | 14 | 273001.228 | 273.0012 | 7.4679 | 9629.03 | 0 | 0 | 0 | 0 | 0 | 0 | 0 | 7.4679 | 9629.03 | 0 | 0 | 0 | 0 | 0 | 0 | 0 | 7.4679 | 9629.03 | 0 | 0 | 0 | 0 | 0 | 0 | 0 | -265.5333 | -265.5333 | -265.5333
[20 empty] | 2020-05-16 14:00 | 3255 | 5 | 16 | 15 | 208853.959 | 208.854 | 21.0282 | 9555.71 | 9.8453 | 33.5922 | 0 | 0 | 0 | 75122.9 | 0 | 21.0282 | 9555.71 | 9.8453 | 33.5923 | 0 | 0 | 0 | 75123.1 | 0 | 21.0282 | 9555.71 | 9.8453 | 33.5921 | 0 | 0 | 0 | 75122.7 | 0 | -187.8258 | -187.8258 | -187.8258
[20 empty] | 2020-05-16 15:00 | 3256 | 5 | 16 | 16 | 101781.611 | 101.7816 | 7.4794 | 9702.36 | 0 | 0 | 0 | 0 | 0 | 0 | 0 | 7.4709 | 9702.36 | 0 | 0 | 0 | 0 | 0 | 0 | 0 | 7.4679 | 9702.36 | 0 | 0 | 0 | 0 | 0 | 0 | 0 | -94.3023 | -94.3107 | -94.3137
[20 empty] | 2020-05-16 16:00 | 3257 | 5 | 16 | 17 | 124975.766 | 124.9758 | 7.4679 | 9702.36 | 0 | 0 | 0 | 0 | 0 | 0 | 0 | 7.4679 | 9702.36 | 0 | 0 | 0 | 0 | 0 | 0 | 0 | 7.4679 | 9702.36 | 0 | 0 | 0 | 0 | 0 | 0 | 0 | -117.5079 | -117.5079 | -117.5079
[20 empty] | 2020-05-16 17:00 | 3258 | 5 | 16 | 18 | 19683.464 | 19.6835 | 7.4679 | 9629.03 | 0 | 0 | 0 | 0 | 0 | 0 | 0 | 7.4679 | 9629.03 | 0 | 0 | 0 | 0 | 0 | 0 | 0 | 7.4679 | 9629.03 | 0 | 0 | 0 | 0 | 0 | 0 | 0 | -12.2156 | -12.2156 | -12.2156
[20 empty] | 2020-05-16 18:00 | 3259 | 5 | 16 | 19 | 7206.814 | 7.2068 | 7.4816 | 9629.03 | 0 | 0 | 0 | 0 | 0 | 0 | 0 | 7.4732 | 9629.03 | 0 | 0 | 0 | 0 | 0 | 0 | 0 | 7.4694 | 9629.03 | 0 | 0 | 0 | 0 | 0 | 0 | 0 | 0.27481 | 0.26636 | 0.26258
[20 empty] | 2020-05-16 19:00 | 3260 | 5 | 16 | 20 | 0 | 0 | 7.7516 | 9629.03 | 0 | 0 | 0 | 0 | 0 | 0 | 0 | 7.7516 | 9629.03 | 0 | 0 | 0 | 0 | 0 | 0 | 0 | 7.7516 | 9629.03 | 0 | 0 | 0 | 0 | 0 | 0 | 0 | 7.7516 | 7.7516 | 7.7516
[20 empty] | 2020-05-16 20:00 | 3261 | 5 | 16 | 21 | 0 | 0 | 21.2968 | 9629.03 | 9.8302 | 33.5405 | 0 | 0 | 0 | 75008.4 | 0 | 21.2968 | 9629.03 | 9.8302 | 33.5406 | 0 | 0 | 0 | 75008.5 | 0 | 21.2967 | 9629.03 | 9.8301 | 33.5404 | 0 | 0 | 0 | 75008.1 | 0 | 21.2968 | 21.2968 | 21.2967
[20 empty] | 2020-05-16 21:00 | 3262 | 5 | 16 | 22 | 0 | 0 | 7.7516 | 9702.36 | 0 | 0 | 0 | 0 | 0 | 0 | 0 | 7.7516 | 9702.36 | 0 | 0 | 0 | 0 | 0 | 0 | 0 | 7.7516 | 9702.36 | 0 | 0 | 0 | 0 | 0 | 0 | 0 | 7.7516 | 7.7516 | 7.7516
[20 empty] | 2020-05-16 22:00 | 3263 | 5 | 16 | 23 | 0 | 0 | 7.7516 | 9702.36 | 0 | 0 | 0 | 0 | 0 | 0 | 0 | 7.7516 | 9702.36 | 0 | 0 | 0 | 0 | 0 | 0 | 0 | 7.7516 | 9702.36 | 0 | 0 | 0 | 0 | 0 | 0 | 0 | 7.7516 | 7.7516 | 7.7516
[20 empty] | 2020-05-16 23:00 | 3264 | 5 | 16 | 24 | 0 | 0 | 7.3463 | 9849.01 | 0 | 0 | 0 | 0 | 0 | 0 | 0 | 7.3463 | 9849.01 | 0 | 0 | 0 | 0 | 0 | 0 | 0 | 7.3463 | 9849.01 | 0 | 0 | 0 | 0 | 0 | 0 | 0 | 7.3463 | 7.3463 | 7.3463
[20 empty] | 2020-05-17 | 3265 | 5 | 17 | 1 | 0 | 0 | 7.3463 | 9849.01 | 0 | 0 | 0 | 0 | 0 | 0 | 0 | 7.3463 | 9849.01 | 0 | 0 | 0 | 0 | 0 | 0 | 0 | 7.3463 | 9849.01 | 0 | 0 | 0 | 0 | 0 | 0 | 0 | 7.3463 | 7.3463 | 7.3463
[20 empty] | 2020-05-17 01:00 | 3266 | 5 | 17 | 2 | 0 | 0 | 20.8421 | 9849.01 | 9.7808 | 33.3721 | 0 | 0 | 0 | 74628.2 | 0 | 20.8421 | 9849.01 | 9.7808 | 33.3722 | 0 | 0 | 0 | 74628.3 | 0 | 20.8421 | 9849.01 | 9.7808 | 33.372 | 0 | 0 | 0 | 74627.9 | 0 | 20.8421 | 20.8421 | 20.8421
[20 empty] | 2020-05-17 02:00 | 3267 | 5 | 17 | 3 | 0 | 0 | 7.3463 | 10069 | 0 | 0 | 0 | 0 | 0 | 0 | 0 | 7.3463 | 10069 | 0 | 0 | 0 | 0 | 0 | 0 | 0 | 7.3463 | 10069 | 0 | 0 | 0 | 0 | 0 | 0 | 0 | 7.3463 | 7.3463 | 7.3463
[20 empty] | 2020-05-17 03:00 | 3268 | 5 | 17 | 4 | 0 | 0 | 7.3463 | 10069 | 0 | 0 | 0 | 0 | 0 | 0 | 0 | 7.3463 | 10069 | 0 | 0 | 0 | 0 | 0 | 0 | 0 | 7.3463 | 10069 | 0 | 0 | 0 | 0 | 0 | 0 | 0 | 7.3463 | 7.3463 | 7.3463
[20 empty] | 2020-05-17 04:00 | 3269 | 5 | 17 | 5 | 0 | 0 | 8.8655 | 10069 | 0 | 0 | 0 | 0 | 0 | 0 | 0 | 8.8655 | 10069 | 0 | 0 | 0 | 0 | 0 | 0 | 0 | 8.8655 | 10069 | 0 | 0 | 0 | 0 | 0 | 0 | 0 | 8.8655 | 8.8655 | 8.8655
[20 empty] | 2020-05-17 05:00 | 3270 | 5 | 17 | 6 | 16962.721 | 16.9627 | 11.0361 | 32504.3 | 0 | 0 | 0 | 0 | 0 | 0 | 0 | 11.0361 | 32504.3 | 0 | 0 | 0 | 0 | 0 | 0 | 0 | 11.0361 | 32504.3 | 0 | 0 | 0 | 0 | 0 | 0 | 0 | -5.9266 | -5.9266 | -5.9266
[20 empty] | 2020-05-17 06:00 | 3271 | 5 | 17 | 7 | 75192.824 | 75.1928 | 88.2285 | 82140.3 | 0.14282 | 0.48729 | 0 | 0 | 0 | 1091.32 | -2583.47 | 88.4135 | 82140.3 | 0.24492 | 0.83566 | 0 | 0 | 0 | 1871.53 | -2570.56 | 88.7794 | 82140.3 | 0.29978 | 1.0228 | 0 | 0 | 0 | 2290.7 | -2565.42 | 13.0357 | 13.2207 | 13.5866
[20 empty] | 2020-05-17 07:00 | 3272 | 5 | 17 | 8 | 146455.15 | 146.4552 | 115.558 | 82066.9 | 0.3052 | 1.0413 | 0 | 0 | 0 | 2332.16 | -2375.58 | 115.879 | 82066.9 | 0.4155 | 1.4177 | 0 | 0 | 0 | 3175 | -2464.72 | 116.279 | 82066.9 | 0.47239 | 1.6118 | 0 | 0 | 0 | 3609.71 | -2566.45 | -30.8971 | -30.5761 | -30.1762
[20 empty] | 2020-05-17 08:00 | 3273 | 5 | 17 | 9 | 205434.741 | 205.4347 | 126.305 | 57062.7 | 4.5353 | 15.4745 | 0 | 0 | 0 | 34656.2 | -1419.17 | 126.858 | 57062.7 | 4.7869 | 16.3328 | 0 | 0 | 0 | 36578.4 | -1620.13 | 127.485 | 57062.7 | 4.9323 | 16.829 | 0 | 0 | 0 | 37689.8 | -1857.36 | -79.1297 | -78.5767 | -77.9497
[20 empty] | 2020-05-17 09:00 | 3274 | 5 | 17 | 10 | 163682.318 | 163.6823 | 130.633 | 56916 | 7.506 | 25.6105 | 0 | 0 | 0 | 57356.5 | -926.58 | 131.419 | 56916 | 7.8167 | 26.6704 | 0 | 0 | 0 | 59730.2 | -1114.12 | 132.304 | 56916 | 8.0989 | 27.6335 | 0 | 0 | 0 | 61887 | -1344.37 | -33.0493 | -32.2633 | -31.3783
[20 empty] | 2020-05-17 10:00 | 3275 | 5 | 17 | 11 | 169960.024 | 169.96 | 107.242 | 126659 | 4.1113 | 14.0277 | 0 | 0 | 0 | 31415.9 | -142.834 | 108.162 | 126659 | 4.4766 | 15.274 | 0 | 0 | 0 | 34207.2 | -221.087 | 109.093 | 126659 | 4.7779 | 16.3023 | 0 | 0 | 0 | 36510 | -342.785 | -62.718 | -61.798 | -60.867
[20 empty] | 2020-05-17 11:00 | 3276 | 5 | 17 | 12 | 46151.446 | 46.1514 | 141.827 | 126659 | 13.1677 | 44.9282 | 0 | 0 | 0 | 100620 | -1434.48 | 143.147 | 126659 | 13.9343 | 47.5438 | 0 | 0 | 0 | 106477 | -1679.45 | 144.476 | 126659 | 14.6335 | 49.9295 | 0 | 0 | 0 | 111821 | -1985.83 | 95.6756 | 96.9956 | 98.3246
[20 empty] | 2020-05-17 12:00 | 3277 | 5 | 17 | 13 | 292881.276 | 292.8813 | 96.8326 | 90583 | 16.7701 | 57.2196 | 0 | 0 | 0 | 128147 | -100.422 | 98.3994 | 90583 | 17.7657 | 60.6166 | 0 | 0 | 0 | 135755 | -131.165 | 99.9105 | 90583 | 18.6435 | 63.6116 | 0 | 0 | 0 | 142463 | -179.276 | -196.0487 | -194.4819 | -192.9708
[20 empty] | 2020-05-17 13:00 | 3278 | 5 | 17 | 14 | 265559.736 | 265.5597 | 88.7055 | 56696 | 15.0349 | 51.2991 | 0 | 0 | 0 | 114876 | -153.007 | 90.2936 | 56696 | 16.0283 | 54.6886 | 0 | 0 | 0 | 122466 | -230.165 | 91.8766 | 56696 | 16.9481 | 57.8269 | 0 | 0 | 0 | 129493 | -327.429 | -176.8542 | -175.2661 | -173.6831
[20 empty] | 2020-05-17 14:00 | 3279 | 5 | 17 | 15 | 189470.938 | 189.4709 | 78.8663 | 56549.2 | 19.2261 | 65.5995 | 0 | 0 | 0 | 146899 | -14.4406 | 80.6259 | 56549.2 | 20.3869 | 69.5601 | 0 | 0 | 0 | 155768 | -35.0771 | 82.5364 | 56549.2 | 21.6426 | 73.8446 | 0 | 0 | 0 | 165363 | -66.4071 | -110.6046 | -108.845 | -106.9345
[20 empty] | 2020-05-17 15:00 | 3280 | 5 | 17 | 16 | 179205.545 | 179.2055 | 72.0646 | 31770.9 | 14.4627 | 49.3467 | 0 | 0 | 0 | 110438 | -105.578 | 73.5284 | 31770.9 | 15.3304 | 52.3073 | 0 | 0 | 0 | 117064 | -191.368 | 75.1149 | 31770.9 | 16.266 | 55.4996 | 0 | 0 | 0 | 124208 | -297.085 | -107.1409 | -105.6771 | -104.0906
[20 empty] | 2020-05-17 16:00 | 3281 | 5 | 17 | 17 | 92159.648 | 92.1596 | 14.694 | 31770.9 | 0 | 0 | 0 | 0 | 0 | 0 | 0 | 14.694 | 31770.9 | 0 | 0 | 0 | 0 | 0 | 0 | 0 | 14.694 | 31770.9 | 0 | 0 | 0 | 0 | 0 | 0 | 0 | -77.4656 | -77.4656 | -77.4656
[20 empty] | 2020-05-17 17:00 | 3282 | 5 | 17 | 18 | 54783.797 | 54.7838 | 13.7827 | 31697.5 | 0 | 0 | 0 | 0 | 0 | 0 | 0 | 13.7827 | 31697.5 | 0 | 0 | 0 | 0 | 0 | 0 | 0 | 13.7827 | 31697.5 | 0 | 0 | 0 | 0 | 0 | 0 | 0 | -41.0011 | -41.0011 | -41.0011
[20 empty] | 2020-05-17 18:00 | 3283 | 5 | 17 | 19 | 7762.091 | 7.7621 | 10.3847 | 31697.5 | 0 | 0 | 0 | 0 | 0 | 0 | 0 | 10.3847 | 31697.5 | 0 | 0 | 0 | 0 | 0 | 0 | 0 | 10.3847 | 31697.5 | 0 | 0 | 0 | 0 | 0 | 0 | 0 | 2.6226 | 2.6226 | 2.6226
[20 empty] | 2020-05-17 19:00 | 3284 | 5 | 17 | 20 | 0 | 0 | 8.8655 | 9335.73 | 0 | 0 | 0 | 0 | 0 | 0 | 0 | 8.8655 | 9335.73 | 0 | 0 | 0 | 0 | 0 | 0 | 0 | 8.8655 | 9335.73 | 0 | 0 | 0 | 0 | 0 | 0 | 0 | 8.8655 | 8.8655 | 8.8655
[20 empty] | 2020-05-17 20:00 | 3285 | 5 | 17 | 21 | 0 | 0 | 21.3228 | 9555.71 | 10.2615 | 35.0122 | 0 | 0 | 0 | 78399.7 | 0 | 21.3228 | 9555.71 | 10.2615 | 35.0122 | 0 | 0 | 0 | 78400.4 | 0 | 21.3227 | 9555.71 | 10.2614 | 35.0119 | 0 | 0 | 0 | 78399.5 | 0 | 21.3228 | 21.3228 | 21.3227
[20 empty] | 2020-05-17 21:00 | 3286 | 5 | 17 | 22 | 0 | 0 | 7.3463 | 9629.03 | 0 | 0 | 0 | 0 | 0 | 0 | 0 | 7.3463 | 9629.03 | 0 | 0 | 0 | 0 | 0 | 0 | 0 | 7.3463 | 9629.03 | 0 | 0 | 0 | 0 | 0 | 0 | 0 | 7.3463 | 7.3463 | 7.3463
[20 empty] | 2020-05-17 22:00 | 3287 | 5 | 17 | 23 | 0 | 0 | 7.3463 | 9629.03 | 0 | 0 | 0 | 0 | 0 | 0 | 0 | 7.3463 | 9629.03 | 0 | 0 | 0 | 0 | 0 | 0 | 0 | 7.3463 | 9629.03 | 0 | 0 | 0 | 0 | 0 | 0 | 0 | 7.3463 | 7.3463 | 7.3463
[20 empty] | 2020-05-17 23:00 | 3288 | 5 | 17 | 24 | 0 | 0 | 7.3463 | 9629.03 | 0 | 0 | 0 | 0 | 0 | 0 | 0 | 7.3463 | 9629.03 | 0 | 0 | 0 | 0 | 0 | 0 | 0 | 7.3463 | 9629.03 | 0 | 0 | 0 | 0 | 0 | 0 | 0 | 7.3463 | 7.3463 | 7.3463
[20 empty] | 2020-05-18 | 3289 | 5 | 18 | 1 | 0 | 0 | 7.3463 | 9555.71 | 0 | 0 | 0 | 0 | 0 | 0 | 0 | 7.3463 | 9555.71 | 0 | 0 | 0 | 0 | 0 | 0 | 0 | 7.3463 | 9555.71 | 0 | 0 | 0 | 0 | 0 | 0 | 0 | 7.3463 | 7.3463 | 7.3463
[20 empty] | 2020-05-18 01:00 | 3290 | 5 | 18 | 2 | 0 | 0 | 20.9916 | 9555.71 | 9.9303 | 33.8821 | 0 | 0 | 0 | 75773.3 | 0 | 20.9917 | 9555.71 | 9.9304 | 33.8824 | 0 | 0 | 0 | 75773.8 | 0 | 20.9915 | 9555.71 | 9.9302 | 33.882 | 0 | 0 | 0 | 75773 | 0 | 20.9916 | 20.9917 | 20.9915
[20 empty] | 2020-05-18 02:00 | 3291 | 5 | 18 | 3 | 0 | 0 | 7.3463 | 9409.05 | 0 | 0 | 0 | 0 | 0 | 0 | 0 | 7.3463 | 9409.05 | 0 | 0 | 0 | 0 | 0 | 0 | 0 | 7.3463 | 9409.05 | 0 | 0 | 0 | 0 | 0 | 0 | 0 | 7.3463 | 7.3463 | 7.3463
[20 empty] | 2020-05-18 03:00 | 3292 | 5 | 18 | 4 | 0 | 0 | 7.3463 | 9409.05 | 0 | 0 | 0 | 0 | 0 | 0 | 0 | 7.3463 | 9409.05 | 0 | 0 | 0 | 0 | 0 | 0 | 0 | 7.3463 | 9409.05 | 0 | 0 | 0 | 0 | 0 | 0 | 0 | 7.3463 | 7.3463 | 7.3463
[20 empty] | 2020-05-18 04:00 | 3293 | 5 | 18 | 5 | 0 | 0 | 8.8655 | 9409.05 | 0 | 0 | 0 | 0 | 0 | 0 | 0 | 8.8655 | 9409.05 | 0 | 0 | 0 | 0 | 0 | 0 | 0 | 8.8655 | 9409.05 | 0 | 0 | 0 | 0 | 0 | 0 | 0 | 8.8655 | 8.8655 | 8.8655
[20 empty] | 2020-05-18 05:00 | 3294 | 5 | 18 | 6 | 17663.83 | 17.6638 | 11.0361 | 31770.9 | 0 | 0 | 0 | 0 | 0 | 0 | 0 | 11.0361 | 31770.9 | 0 | 0 | 0 | 0 | 0 | 0 | 0 | 11.0361 | 31770.9 | 0 | 0 | 0 | 0 | 0 | 0 | 0 | -6.6277 | -6.6277 | -6.6277
[20 empty] | 2020-05-18 06:00 | 3295 | 5 | 18 | 7 | 74947.77 | 74.9478 | 106.454 | 81553.3 | 17.2473 | 58.8478 | 0 | 0 | 0 | 131709 | -365.281 | 107.679 | 81553.3 | 18.3287 | 62.5375 | 0 | 0 | 0 | 139967 | -302.047 | 108.991 | 81553.3 | 19.2673 | 65.74 | 0 | 0 | 0 | 147134 | -291.054 | 31.5062 | 32.7312 | 34.0432
[20 empty] | 2020-05-18 07:00 | 3296 | 5 | 18 | 8 | 145612.52 | 145.6125 | 131.963 | 81553.3 | 16.343 | 55.7623 | 0 | 0 | 0 | 124803 | -1506 | 133.331 | 81553.3 | 17.4064 | 59.3906 | 0 | 0 | 0 | 132924 | -1647.64 | 134.913 | 81553.3 | 18.5026 | 63.1309 | 0 | 0 | 0 | 141295 | -1815.88 | -13.6495 | -12.2815 | -10.6995
[20 empty] | 2020-05-18 08:00 | 3297 | 5 | 18 | 9 | 203526.813 | 203.5268 | 151.084 | 56549.2 | 28.2939 | 96.5388 | 0 | 0 | 0 | 216066 | -1035.81 | 152.847 | 56549.2 | 29.8168 | 101.7349 | 0 | 0 | 0 | 227696 | -1138.82 | 154.756 | 56549.2 | 31.3062 | 106.8168 | 0 | 0 | 0 | 239069 | -1233.93 | -52.4428 | -50.6798 | -48.7708
[20 empty] | 2020-05-18 09:00 | 3298 | 5 | 18 | 10 | 248851.117 | 248.8511 | 152.555 | 56549.2 | 28.8944 | 98.5877 | 0 | 0 | 0 | 220509 | -775.807 | 154.781 | 56549.2 | 30.5157 | 104.1196 | 0 | 0 | 0 | 232883 | -943.121 | 157.023 | 56549.2 | 32.0599 | 109.3884 | 0 | 0 | 0 | 244667 | -1083.16 | -96.2961 | -94.0701 | -91.8281
[20 empty] | 2020-05-18 10:00 | 3299 | 5 | 18 | 11 | 281663.556 | 281.6636 | 139.62 | 126659 | 35.8099 | 122.1834 | 0 | 0 | 0 | 273285 | -473.993 | 142.629 | 126659 | 38.1706 | 130.2381 | 0 | 0 | 0 | 291302 | -659.974 | 145.878 | 126659 | 40.6424 | 138.6719 | 0 | 0 | 0 | 310165 | -908.878 | -142.0436 | -139.0346 | -135.7856
[20 empty] | 2020-05-18 11:00 | 3300 | 5 | 18 | 12 | 297950.463 | 297.9505 | 177.664 | 126659 | 47.8049 | 163.1103 | 0 | 0 | 0 | 365572 | -1211.5 | 181.726 | 126659 | 51.0369 | 174.1379 | 0 | 0 | 0 | 390237 | -1324.94 | 186.53 | 126659 | 54.7985 | 186.9725 | 0 | 0 | 0 | 418943 | -1550.58 | -120.2865 | -116.2245 | -111.4205
[20 empty] | 2020-05-18 12:00 | 3301 | 5 | 18 | 13 | 296489.435 | 296.4894 | 118.627 | 88892.4 | 37.2572 | 127.1216 | 0 | 0 | 0 | 284402 | -132.65 | 122.117 | 88892.4 | 39.8427 | 135.9433 | 0 | 0 | 0 | 304139 | -168.175 | 125.857 | 88892.4 | 42.5847 | 145.299 | 0 | 0 | 0 | 325070 | -210.044 | -177.8624 | -174.3724 | -170.6324
[20 empty] | 2020-05-18 13:00 | 3302 | 5 | 18 | 14 | 276668.829 | 276.6688 | 108.818 | 56255.8 | 34.0166 | 116.0646 | 0 | 0 | 0 | 259549 | -150.521 | 112.297 | 56255.8 | 36.6283 | 124.9758 | 0 | 0 | 0 | 279477 | -136.354 | 116.075 | 56255.8 | 39.4221 | 134.5082 | 0 | 0 | 0 | 300794 | -128.902 | -167.8508 | -164.3718 | -160.5938
[20 empty] | 2020-05-18 14:00 | 3303 | 5 | 18 | 15 | 170471.981 | 170.472 | 84.6101 | 56549.2 | 24.9217 | 85.0328 | 0 | 0 | 0 | 190155 | 0 | 86.2981 | 56549.2 | 26.3118 | 89.7759 | 0 | 0 | 0 | 200761 | 0 | 88.7368 | 56549.2 | 28.1221 | 95.9526 | 0 | 0 | 0 | 214574 | 0 | -85.8619 | -84.1739 | -81.7352
[20 empty] | 2020-05-18 15:00 | 3304 | 5 | 18 | 16 | 169621.378 | 169.6214 | 73.3751 | 31844.2 | 15.5254 | 52.9727 | 0 | 0 | 0 | 118460 | 0 | 74.5988 | 31844.2 | 16.5441 | 56.4485 | 0 | 0 | 0 | 126232 | 0 | 75.8071 | 31844.2 | 17.3406 | 59.1661 | 0 | 0 | 0 | 132310 | 0 | -96.2463 | -95.0226 | -93.8143
[20 empty] | 2020-05-18 16:00 | 3305 | 5 | 18 | 17 | 108975.149 | 108.9751 | 14.694 | 31844.2 | 0 | 0 | 0 | 0 | 0 | 0 | 0 | 14.694 | 31844.2 | 0 | 0 | 0 | 0 | 0 | 0 | 0 | 14.694 | 31844.2 | 0 | 0 | 0 | 0 | 0 | 0 | 0 | -94.2811 | -94.2811 | -94.2811
[20 empty] | 2020-05-18 17:00 | 3306 | 5 | 18 | 18 | 361.52 | 0.36152 | 13.7827 | 31770.9 | 0 | 0 | 0 | 0 | 0 | 0 | 0 | 13.7827 | 31770.9 | 0 | 0 | 0 | 0 | 0 | 0 | 0 | 13.7827 | 31770.9 | 0 | 0 | 0 | 0 | 0 | 0 | 0 | 13.4212 | 13.4212 | 13.4212
[20 empty] | 2020-05-18 18:00 | 3307 | 5 | 18 | 19 | 4546.153 | 4.5462 | 10.3847 | 31770.9 | 0 | 0 | 0 | 0 | 0 | 0 | 0 | 10.3847 | 31770.9 | 0 | 0 | 0 | 0 | 0 | 0 | 0 | 10.3847 | 31770.9 | 0 | 0 | 0 | 0 | 0 | 0 | 0 | 5.8385 | 5.8385 | 5.8385
[20 empty] | 2020-05-18 19:00 | 3308 | 5 | 18 | 20 | 0 | 0 | 22.7596 | 9409.05 | 10.1791 | 34.7311 | 0 | 0 | 0 | 77881.2 | 0 | 22.7597 | 9409.05 | 10.1792 | 34.7314 | 0 | 0 | 0 | 77881.8 | 0 | 22.7596 | 9409.05 | 10.1791 | 34.7311 | 0 | 0 | 0 | 77881.5 | 0 | 22.7596 | 22.7597 | 22.7596
[20 empty] | 2020-05-18 20:00 | 3309 | 5 | 18 | 21 | 0 | 0 | 7.3463 | 9409.05 | 0 | 0 | 0 | 0 | 0 | 0 | 0 | 7.3463 | 9409.05 | 0 | 0 | 0 | 0 | 0 | 0 | 0 | 7.3463 | 9409.05 | 0 | 0 | 0 | 0 | 0 | 0 | 0 | 7.3463 | 7.3463 | 7.3463
[20 empty] | 2020-05-18 21:00 | 3310 | 5 | 18 | 22 | 0 | 0 | 7.3463 | 9409.05 | 0 | 0 | 0 | 0 | 0 | 0 | 0 | 7.3463 | 9409.05 | 0 | 0 | 0 | 0 | 0 | 0 | 0 | 7.3463 | 9409.05 | 0 | 0 | 0 | 0 | 0 | 0 | 0 | 7.3463 | 7.3463 | 7.3463
[20 empty] | 2020-05-18 22:00 | 3311 | 5 | 18 | 23 | 0 | 0 | 7.3463 | 9482.38 | 0 | 0 | 0 | 0 | 0 | 0 | 0 | 7.3463 | 9482.38 | 0 | 0 | 0 | 0 | 0 | 0 | 0 | 7.3463 | 9482.38 | 0 | 0 | 0 | 0 | 0 | 0 | 0 | 7.3463 | 7.3463 | 7.3463
[20 empty] | 2020-05-18 23:00 | 3312 | 5 | 18 | 24 | 0 | 0 | 7.3463 | 9482.38 | 0 | 0 | 0 | 0 | 0 | 0 | 0 | 7.3463 | 9482.38 | 0 | 0 | 0 | 0 | 0 | 0 | 0 | 7.3463 | 9482.38 | 0 | 0 | 0 | 0 | 0 | 0 | 0 | 7.3463 | 7.3463 | 7.3463
[20 empty] | 2020-05-19 | 3313 | 5 | 19 | 1 | 0 | 0 | 21.0914 | 9555.71 | 10.0301 | 34.2227 | 0 | 0 | 0 | 76539.3 | 0 | 21.0915 | 9555.71 | 10.0302 | 34.223 | 0 | 0 | 0 | 76540 | 0 | 21.0915 | 9555.71 | 10.0302 | 34.223 | 0 | 0 | 0 | 76539.8 | 0 | 21.0914 | 21.0915 | 21.0915
[20 empty] | 2020-05-19 01:00 | 3314 | 5 | 19 | 2 | 0 | 0 | 7.3463 | 9555.71 | 0 | 0 | 0 | 0 | 0 | 0 | 0 | 7.3463 | 9555.71 | 0 | 0 | 0 | 0 | 0 | 0 | 0 | 7.3463 | 9555.71 | 0 | 0 | 0 | 0 | 0 | 0 | 0 | 7.3463 | 7.3463 | 7.3463
[20 empty] | 2020-05-19 02:00 | 3315 | 5 | 19 | 3 | 0 | 0 | 7.3463 | 9555.71 | 0 | 0 | 0 | 0 | 0 | 0 | 0 | 7.3463 | 9555.71 | 0 | 0 | 0 | 0 | 0 | 0 | 0 | 7.3463 | 9555.71 | 0 | 0 | 0 | 0 | 0 | 0 | 0 | 7.3463 | 7.3463 | 7.3463
[20 empty] | 2020-05-19 03:00 | 3316 | 5 | 19 | 4 | 0 | 0 | 7.3463 | 9555.71 | 0 | 0 | 0 | 0 | 0 | 0 | 0 | 7.3463 | 9555.71 | 0 | 0 | 0 | 0 | 0 | 0 | 0 | 7.3463 | 9555.71 | 0 | 0 | 0 | 0 | 0 | 0 | 0 | 7.3463 | 7.3463 | 7.3463
[20 empty] | 2020-05-19 04:00 | 3317 | 5 | 19 | 5 | 0 | 0 | 8.8655 | 9555.71 | 0 | 0 | 0 | 0 | 0 | 0 | 0 | 8.8655 | 9555.71 | 0 | 0 | 0 | 0 | 0 | 0 | 0 | 8.8655 | 9555.71 | 0 | 0 | 0 | 0 | 0 | 0 | 0 | 8.8655 | 8.8655 | 8.8655
[20 empty] | 2020-05-19 05:00 | 3318 | 5 | 19 | 6 | 11087.561 | 11.0876 | 24.7566 | 31770.9 | 10.0055 | 34.1388 | 0 | 0 | 0 | 76356.9 | 0 | 24.7567 | 31770.9 | 10.0056 | 34.1391 | 0 | 0 | 0 | 76357.7 | 0 | 24.7567 | 31770.9 | 10.0055 | 34.1388 | 0 | 0 | 0 | 76357.4 | 0 | 13.669 | 13.6691 | 13.6691
[20 empty] | 2020-05-19 06:00 | 3319 | 5 | 19 | 7 | 50388.889 | 50.3889 | 109.746 | 81479.9 | 21.1729 | 72.2419 | 0 | 0 | 0 | 161629 | -271.049 | 111.134 | 81479.9 | 22.4358 | 76.5509 | 0 | 0 | 0 | 171269 | -191.363 | 112.583 | 81479.9 | 23.6924 | 80.8385 | 0 | 0 | 0 | 180860 | -168.338 | 59.3571 | 60.7451 | 62.1941
[20 empty] | 2020-05-19 07:00 | 3320 | 5 | 19 | 8 | 89042.251 | 89.0423 | 139.19 | 81479.9 | 21.9358 | 74.8449 | 0 | 0 | 0 | 167429 | -1353.08 | 140.722 | 81479.9 | 23.3728 | 79.748 | 0 | 0 | 0 | 178397 | -1435.33 | 142.358 | 81479.9 | 24.7578 | 84.4736 | 0 | 0 | 0 | 188968 | -1523.41 | 50.1477 | 51.6797 | 53.3157
[20 empty] | 2020-05-19 08:00 | 3321 | 5 | 19 | 9 | 33768.27 | 33.7683 | 156.909 | 56549.2 | 33.5066 | 114.3245 | 0 | 0 | 0 | 255745 | -797.847 | 158.871 | 56549.2 | 35.2778 | 120.3679 | 0 | 0 | 0 | 269264 | -858.755 | 161.054 | 56549.2 | 37.0626 | 126.4576 | 0 | 0 | 0 | 282887 | -933.151 | 123.1407 | 125.1027 | 127.2857
[20 empty] | 2020-05-19 09:00 | 3322 | 5 | 19 | 10 | 63210.462 | 63.2105 | 163.812 | 56402.5 | 39.4213 | 134.5055 | 0 | 0 | 0 | 300786 | -757.173 | 166.683 | 56402.5 | 41.746 | 142.4374 | 0 | 0 | 0 | 318524 | -897.158 | 169.572 | 56402.5 | 44.0231 | 150.2068 | 0 | 0 | 0 | 335898 | -1061.09 | 100.6015 | 103.4725 | 106.3615
[20 empty] | 2020-05-19 10:00 | 3323 | 5 | 19 | 11 | 22648.968 | 22.649 | 142.852 | 126659 | 38.4128 | 131.0645 | 0 | 0 | 0 | 293111 | -306.307 | 145.837 | 126659 | 40.7667 | 139.096 | 0 | 0 | 0 | 311072 | -465.532 | 149.11 | 126659 | 43.3207 | 147.8102 | 0 | 0 | 0 | 330561 | -668.211 | 120.203 | 123.188 | 126.461
[20 empty] | 2020-05-19 11:00 | 3324 | 5 | 19 | 12 | 294792.925 | 294.7929 | 184.157 | 126659 | 53.1992 | 181.5157 | 0 | 0 | 0 | 408248 | -1071.37 | 188.082 | 126659 | 56.4545 | 192.6228 | 0 | 0 | 0 | 433092 | -1269.44 | 192.362 | 126659 | 59.9874 | 204.677 | 0 | 0 | 0 | 460052 | -1546.37 | -110.6359 | -106.7109 | -102.4309
[20 empty] | 2020-05-19 12:00 | 3325 | 5 | 19 | 13 | 224042.936 | 224.0429 | 133.465 | 88745.6 | 50.9969 | 174.0014 | 0 | 0 | 0 | 390206 | -294.232 | 137.814 | 88745.6 | 54.5231 | 186.0328 | 0 | 0 | 0 | 417129 | -435.756 | 142.486 | 88745.6 | 58.3341 | 199.0359 | 0 | 0 | 0 | 446212 | -615.466 | -90.5779 | -86.2289 | -81.5569
[20 empty] | 2020-05-19 13:00 | 3326 | 5 | 19 | 14 | 205445.994 | 205.446 | 119.498 | 56182.4 | 43.6186 | 148.8267 | 0 | 0 | 0 | 333019 | -318.793 | 123.503 | 56182.4 | 46.7325 | 159.4513 | 0 | 0 | 0 | 356792 | -414.499 | 127.727 | 56182.4 | 50.0162 | 170.6553 | 0 | 0 | 0 | 381861 | -525.316 | -85.948 | -81.943 | -77.719
[20 empty] | 2020-05-19 14:00 | 3327 | 5 | 19 | 15 | 101432.509 | 101.4325 | 89.9155 | 56402.5 | 29.8715 | 101.9216 | 0 | 0 | 0 | 227987 | 0 | 92.6695 | 56402.5 | 31.8657 | 108.7258 | 0 | 0 | 0 | 243208 | 0 | 95.6544 | 56402.5 | 34.0222 | 116.0837 | 0 | 0 | 0 | 259666 | 0 | -11.517 | -8.763 | -5.7781
[20 empty] | 2020-05-19 15:00 | 3328 | 5 | 19 | 16 | 157524.246 | 157.5242 | 91.072 | 31550.8 | 31.9858 | 109.1355 | 0 | 0 | 0 | 244060 | -97.531 | 94.2207 | 31550.8 | 34.3074 | 117.0568 | 0 | 0 | 0 | 261775 | -127.261 | 97.6022 | 31550.8 | 36.7943 | 125.5422 | 0 | 0 | 0 | 280750 | -175.104 | -66.4522 | -63.3035 | -59.922
[20 empty] | 2020-05-19 16:00 | 3329 | 5 | 19 | 17 | 130091.736 | 130.0917 | 14.694 | 31550.8 | 0 | 0 | 0 | 0 | 0 | 0 | 0 | 14.694 | 31550.8 | 0 | 0 | 0 | 0 | 0 | 0 | 0 | 14.694 | 31550.8 | 0 | 0 | 0 | 0 | 0 | 0 | 0 | -115.3977 | -115.3977 | -115.3977
[20 empty] | 2020-05-19 17:00 | 3330 | 5 | 19 | 18 | 3003.712 | 3.0037 | 13.7827 | 31624.2 | 0 | 0 | 0 | 0 | 0 | 0 | 0 | 13.7827 | 31624.2 | 0 | 0 | 0 | 0 | 0 | 0 | 0 | 13.7827 | 31624.2 | 0 | 0 | 0 | 0 | 0 | 0 | 0 | 10.779 | 10.779 | 10.779
[20 empty] | 2020-05-19 18:00 | 3331 | 5 | 19 | 19 | 0 | 0 | 10.3847 | 31697.5 | 0 | 0 | 0 | 0 | 0 | 0 | 0 | 10.3847 | 31697.5 | 0 | 0 | 0 | 0 | 0 | 0 | 0 | 10.3847 | 31697.5 | 0 | 0 | 0 | 0 | 0 | 0 | 0 | 10.3847 | 10.3847 | 10.3847
[20 empty] | 2020-05-19 19:00 | 3332 | 5 | 19 | 20 | 0 | 0 | 8.8655 | 9335.73 | 0 | 0 | 0 | 0 | 0 | 0 | 0 | 8.8655 | 9335.73 | 0 | 0 | 0 | 0 | 0 | 0 | 0 | 8.8655 | 9335.73 | 0 | 0 | 0 | 0 | 0 | 0 | 0 | 8.8655 | 8.8655 | 8.8655
[20 empty] | 2020-05-19 20:00 | 3333 | 5 | 19 | 21 | 0 | 0 | 7.3463 | 9629.03 | 0 | 0 | 0 | 0 | 0 | 0 | 0 | 7.3463 | 9629.03 | 0 | 0 | 0 | 0 | 0 | 0 | 0 | 7.3463 | 9629.03 | 0 | 0 | 0 | 0 | 0 | 0 | 0 | 7.3463 | 7.3463 | 7.3463
[20 empty] | 2020-05-19 21:00 | 3334 | 5 | 19 | 22 | 0 | 0 | 21.1704 | 9629.03 | 10.1091 | 34.4922 | 0 | 0 | 0 | 77314.8 | 0 | 21.1704 | 9629.03 | 10.1091 | 34.4922 | 0 | 0 | 0 | 77315.3 | 0 | 21.1704 | 9629.03 | 10.1091 | 34.4922 | 0 | 0 | 0 | 77315.1 | 0 | 21.1704 | 21.1704 | 21.1704
[20 empty] | 2020-05-19 22:00 | 3335 | 5 | 19 | 23 | 0 | 0 | 7.3463 | 9629.03 | 0 | 0 | 0 | 0 | 0 | 0 | 0 | 7.3463 | 9629.03 | 0 | 0 | 0 | 0 | 0 | 0 | 0 | 7.3463 | 9629.03 | 0 | 0 | 0 | 0 | 0 | 0 | 0 | 7.3463 | 7.3463 | 7.3463
[20 empty] | 2020-05-19 23:00 | 3336 | 5 | 19 | 24 | 0 | 0 | 7.3463 | 9555.71 | 0 | 0 | 0 | 0 | 0 | 0 | 0 | 7.3463 | 9555.71 | 0 | 0 | 0 | 0 | 0 | 0 | 0 | 7.3463 | 9555.71 | 0 | 0 | 0 | 0 | 0 | 0 | 0 | 7.3463 | 7.3463 | 7.3463
[20 empty] | 2020-05-20 | 3337 | 5 | 20 | 1 | 0 | 0 | 7.3463 | 9702.36 | 0 | 0 | 0 | 0 | 0 | 0 | 0 | 7.3463 | 9702.36 | 0 | 0 | 0 | 0 | 0 | 0 | 0 | 7.3463 | 9702.36 | 0 | 0 | 0 | 0 | 0 | 0 | 0 | 7.3463 | 7.3463 | 7.3463
[20 empty] | 2020-05-20 01:00 | 3338 | 5 | 20 | 2 | 0 | 0 | 7.3463 | 9702.36 | 0 | 0 | 0 | 0 | 0 | 0 | 0 | 7.3463 | 9702.36 | 0 | 0 | 0 | 0 | 0 | 0 | 0 | 7.3463 | 9702.36 | 0 | 0 | 0 | 0 | 0 | 0 | 0 | 7.3463 | 7.3463 | 7.3463
[20 empty] | 2020-05-20 02:00 | 3339 | 5 | 20 | 3 | 0 | 0 | 21.1393 | 9702.36 | 10.078 | 34.3861 | 0 | 0 | 0 | 76899.9 | 0 | 21.1393 | 9702.36 | 10.078 | 34.3861 | 0 | 0 | 0 | 76900.4 | 0 | 21.1393 | 9702.36 | 10.078 | 34.3861 | 0 | 0 | 0 | 76900.3 | 0 | 21.1393 | 21.1393 | 21.1393
[20 empty] | 2020-05-20 03:00 | 3340 | 5 | 20 | 4 | 0 | 0 | 7.3463 | 9702.36 | 0 | 0 | 0 | 0 | 0 | 0 | 0 | 7.3463 | 9702.36 | 0 | 0 | 0 | 0 | 0 | 0 | 0 | 7.3463 | 9702.36 | 0 | 0 | 0 | 0 | 0 | 0 | 0 | 7.3463 | 7.3463 | 7.3463
[20 empty] | 2020-05-20 04:00 | 3341 | 5 | 20 | 5 | 0 | 0 | 8.8655 | 9702.36 | 0 | 0 | 0 | 0 | 0 | 0 | 0 | 8.8655 | 9702.36 | 0 | 0 | 0 | 0 | 0 | 0 | 0 | 8.8655 | 9702.36 | 0 | 0 | 0 | 0 | 0 | 0 | 0 | 8.8655 | 8.8655 | 8.8655
[20 empty] | 2020-05-20 05:00 | 3342 | 5 | 20 | 6 | 18189.249 | 18.1892 | 11.0361 | 32210.9 | 0 | 0 | 0 | 0 | 0 | 0 | 0 | 11.0361 | 32210.9 | 0 | 0 | 0 | 0 | 0 | 0 | 0 | 11.0361 | 32210.9 | 0 | 0 | 0 | 0 | 0 | 0 | 0 | -7.1531 | -7.1531 | -7.1531
[20 empty] | 2020-05-20 06:00 | 3343 | 5 | 20 | 7 | 25324.605 | 25.3246 | 100.398 | 81773.4 | 9.7851 | 33.3866 | 0 | 0 | 0 | 74771.6 | -187.724 | 101.381 | 81773.4 | 10.5703 | 36.0659 | 0 | 0 | 0 | 80772.2 | -147.94 | 102.421 | 81773.4 | 11.1957 | 38.1997 | 0 | 0 | 0 | 85550.5 | -144.713 | 75.0734 | 76.0564 | 77.0964
[20 empty] | 2020-05-20 07:00 | 3344 | 5 | 20 | 8 | 56681.479 | 56.6815 | 129.423 | 81700 | 12.1304 | 41.3889 | 0 | 0 | 0 | 92693.4 | -1400.24 | 130.731 | 81700 | 13.0779 | 44.6218 | 0 | 0 | 0 | 99933.2 | -1609.03 | 132.186 | 81700 | 13.9545 | 47.6128 | 0 | 0 | 0 | 106632 | -1859.22 | 72.7415 | 74.0495 | 75.5045
[20 empty] | 2020-05-20 08:00 | 3345 | 5 | 20 | 9 | 148099.545 | 148.0995 | 141.441 | 56769.3 | 17.7235 | 60.4726 | 0 | 0 | 0 | 135433 | -993.783 | 142.988 | 56769.3 | 18.666 | 63.6884 | 0 | 0 | 0 | 142634 | -1172.63 | 144.637 | 56769.3 | 19.5025 | 66.5425 | 0 | 0 | 0 | 149027 | -1395.08 | -6.6585 | -5.1115 | -3.4625
[20 empty] | 2020-05-20 09:00 | 3346 | 5 | 20 | 10 | 66590.426 | 66.5904 | 147.234 | 56696 | 21.73 | 74.1428 | 0 | 0 | 0 | 166048 | -427.323 | 149.051 | 56696 | 22.876 | 78.0529 | 0 | 0 | 0 | 174804 | -481.94 | 151.03 | 56696 | 24.0368 | 82.0136 | 0 | 0 | 0 | 183675 | -532.558 | 80.6436 | 82.4606 | 84.4396
[20 empty] | 2020-05-20 10:00 | 3347 | 5 | 20 | 11 | 116989.126 | 116.9891 | 126.128 | 126659 | 18.6334 | 63.5772 | 0 | 0 | 0 | 142385 | -87.8424 | 127.881 | 126659 | 19.6253 | 66.9615 | 0 | 0 | 0 | 149965 | -106.427 | 129.757 | 126659 | 20.6443 | 70.4384 | 0 | 0 | 0 | 157751 | -133.163 | 9.1389 | 10.8919 | 12.7679
[20 empty] | 2020-05-20 11:00 | 3348 | 5 | 20 | 12 | 212092.834 | 212.0928 | 159.636 | 126659 | 27.3053 | 93.1657 | 0 | 0 | 0 | 208650 | -791.207 | 162.178 | 126659 | 29.0121 | 98.9893 | 0 | 0 | 0 | 221693 | -853.766 | 164.982 | 126659 | 30.8692 | 105.3257 | 0 | 0 | 0 | 235884 | -939.875 | -52.4568 | -49.9148 | -47.1108
[20 empty] | 2020-05-20 12:00 | 3349 | 5 | 20 | 13 | 296540.138 | 296.5401 | 99.8675 | 90310.4 | 16.4425 | 56.1018 | 0 | 0 | 0 | 125644 | -59.7072 | 101.538 | 90310.4 | 17.261 | 58.8945 | 0 | 0 | 0 | 131898 | -60.892 | 103.409 | 90310.4 | 18.1927 | 62.0735 | 0 | 0 | 0 | 139018 | -68.912 | -196.6726 | -195.0021 | -193.1311
[20 empty] | 2020-05-20 13:00 | 3350 | 5 | 20 | 14 | 278048.792 | 278.0488 | 93.4208 | 56769.3 | 16.907 | 57.6867 | 0 | 0 | 0 | 129193 | -21.8844 | 95.1431 | 56769.3 | 17.7867 | 60.6882 | 0 | 0 | 0 | 135915 | -21.4973 | 97.0478 | 56769.3 | 18.7707 | 64.0456 | 0 | 0 | 0 | 143435 | -25.3357 | -184.628 | -182.9057 | -181.001
[20 empty] | 2020-05-20 14:00 | 3351 | 5 | 20 | 15 | 207160.221 | 207.1602 | 74.3773 | 56769.3 | 13.6454 | 46.5581 | 0 | 0 | 0 | 104270 | 0 | 75.492 | 56769.3 | 14.088 | 48.0683 | 0 | 0 | 0 | 107652 | 0 | 76.9839 | 56769.3 | 14.8405 | 50.6358 | 0 | 0 | 0 | 113402 | 0 | -132.7829 | -131.6682 | -130.1763
[20 empty] | 2020-05-20 15:00 | 3352 | 5 | 20 | 16 | 191977.387 | 191.9774 | 71.9527 | 31917.6 | 12.433 | 42.4214 | 0 | 0 | 0 | 95005.2 | -156.607 | 73.5847 | 31917.6 | 13.2075 | 45.064 | 0 | 0 | 0 | 100924 | -260.374 | 75.0128 | 31917.6 | 13.7084 | 46.7731 | 0 | 0 | 0 | 104751 | -395.97 | -120.0247 | -118.3927 | -116.9646
[20 empty] | 2020-05-20 16:00 | 3353 | 5 | 20 | 17 | 21866.814 | 21.8668 | 14.694 | 31844.2 | 0 | 0 | 0 | 0 | 0 | 0 | 0 | 14.694 | 31844.2 | 0 | 0 | 0 | 0 | 0 | 0 | 0 | 14.694 | 31844.2 | 0 | 0 | 0 | 0 | 0 | 0 | 0 | -7.1728 | -7.1728 | -7.1728
[20 empty] | 2020-05-20 17:00 | 3354 | 5 | 20 | 18 | 59266.834 | 59.2668 | 13.7827 | 32064.2 | 0 | 0 | 0 | 0 | 0 | 0 | 0 | 13.7827 | 32064.2 | 0 | 0 | 0 | 0 | 0 | 0 | 0 | 13.7827 | 32064.2 | 0 | 0 | 0 | 0 | 0 | 0 | 0 | -45.4841 | -45.4841 | -45.4841
[20 empty] | 2020-05-20 18:00 | 3355 | 5 | 20 | 19 | 7163.233 | 7.1632 | 10.3847 | 31990.9 | 0 | 0 | 0 | 0 | 0 | 0 | 0 | 10.3847 | 31990.9 | 0 | 0 | 0 | 0 | 0 | 0 | 0 | 10.3847 | 31990.9 | 0 | 0 | 0 | 0 | 0 | 0 | 0 | 3.2215 | 3.2215 | 3.2215
[20 empty] | 2020-05-20 19:00 | 3356 | 5 | 20 | 20 | 0 | 0 | 8.8655 | 9629.03 | 0 | 0 | 0 | 0 | 0 | 0 | 0 | 8.8655 | 9629.03 | 0 | 0 | 0 | 0 | 0 | 0 | 0 | 8.8655 | 9629.03 | 0 | 0 | 0 | 0 | 0 | 0 | 0 | 8.8655 | 8.8655 | 8.8655
[20 empty] | 2020-05-20 20:00 | 3357 | 5 | 20 | 21 | 0 | 0 | 21.4444 | 9849.01 | 10.3831 | 35.4271 | 0 | 0 | 0 | 79337.1 | 0 | 21.4444 | 9849.01 | 10.3831 | 35.4271 | 0 | 0 | 0 | 79337.5 | 0 | 21.4444 | 9849.01 | 10.3831 | 35.4271 | 0 | 0 | 0 | 79337.1 | 0 | 21.4444 | 21.4444 | 21.4444
[20 empty] | 2020-05-20 21:00 | 3358 | 5 | 20 | 22 | 0 | 0 | 7.3463 | 9775.69 | 0 | 0 | 0 | 0 | 0 | 0 | 0 | 7.3463 | 9775.69 | 0 | 0 | 0 | 0 | 0 | 0 | 0 | 7.3463 | 9775.69 | 0 | 0 | 0 | 0 | 0 | 0 | 0 | 7.3463 | 7.3463 | 7.3463
[20 empty] | 2020-05-20 22:00 | 3359 | 5 | 20 | 23 | 0 | 0 | 7.3463 | 9775.69 | 0 | 0 | 0 | 0 | 0 | 0 | 0 | 7.3463 | 9775.69 | 0 | 0 | 0 | 0 | 0 | 0 | 0 | 7.3463 | 9775.69 | 0 | 0 | 0 | 0 | 0 | 0 | 0 | 7.3463 | 7.3463 | 7.3463
[20 empty] | 2020-05-20 23:00 | 3360 | 5 | 20 | 24 | 0 | 0 | 7.3463 | 9922.34 | 0 | 0 | 0 | 0 | 0 | 0 | 0 | 7.3463 | 9922.34 | 0 | 0 | 0 | 0 | 0 | 0 | 0 | 7.3463 | 9922.34 | 0 | 0 | 0 | 0 | 0 | 0 | 0 | 7.3463 | 7.3463 | 7.3463
[20 empty] | 2020-05-21 | 3361 | 5 | 21 | 1 | 0 | 0 | 7.3463 | 9922.34 | 0 | 0 | 0 | 0 | 0 | 0 | 0 | 7.3463 | 9922.34 | 0 | 0 | 0 | 0 | 0 | 0 | 0 | 7.3463 | 9922.34 | 0 | 0 | 0 | 0 | 0 | 0 | 0 | 7.3463 | 7.3463 | 7.3463
[20 empty] | 2020-05-21 01:00 | 3362 | 5 | 21 | 2 | 0 | 0 | 21.1953 | 9922.34 | 10.134 | 34.5772 | 0 | 0 | 0 | 77323 | 0 | 21.1953 | 9922.34 | 10.134 | 34.5772 | 0 | 0 | 0 | 77323.4 | 0 | 21.1953 | 9922.34 | 10.134 | 34.5772 | 0 | 0 | 0 | 77322.9 | 0 | 21.1953 | 21.1953 | 21.1953
[20 empty] | 2020-05-21 02:00 | 3363 | 5 | 21 | 3 | 0 | 0 | 7.3463 | 10069 | 0 | 0 | 0 | 0 | 0 | 0 | 0 | 7.3463 | 10069 | 0 | 0 | 0 | 0 | 0 | 0 | 0 | 7.3463 | 10069 | 0 | 0 | 0 | 0 | 0 | 0 | 0 | 7.3463 | 7.3463 | 7.3463
[20 empty] | 2020-05-21 03:00 | 3364 | 5 | 21 | 4 | 0 | 0 | 7.3463 | 9995.67 | 0 | 0 | 0 | 0 | 0 | 0 | 0 | 7.3463 | 9995.67 | 0 | 0 | 0 | 0 | 0 | 0 | 0 | 7.3463 | 9995.67 | 0 | 0 | 0 | 0 | 0 | 0 | 0 | 7.3463 | 7.3463 | 7.3463
[20 empty] | 2020-05-21 04:00 | 3365 | 5 | 21 | 5 | 0 | 0 | 8.8655 | 9922.34 | 0 | 0 | 0 | 0 | 0 | 0 | 0 | 8.8655 | 9922.34 | 0 | 0 | 0 | 0 | 0 | 0 | 0 | 8.8655 | 9922.34 | 0 | 0 | 0 | 0 | 0 | 0 | 0 | 8.8655 | 8.8655 | 8.8655
[20 empty] | 2020-05-21 05:00 | 3366 | 5 | 21 | 6 | 16554.052 | 16.5541 | 24.8234 | 32210.9 | 10.0722 | 34.3663 | 0 | 0 | 0 | 76855.6 | 0 | 24.8234 | 32210.9 | 10.0723 | 34.3667 | 0 | 0 | 0 | 76855.9 | 0 | 24.8234 | 32210.9 | 10.0722 | 34.3663 | 0 | 0 | 0 | 76855.6 | 0 | 8.2693 | 8.2693 | 8.2693
[20 empty] | 2020-05-21 06:00 | 3367 | 5 | 21 | 7 | 47032.595 | 47.0326 | 97.3179 | 81920.1 | 6.9752 | 23.7993 | 0 | 0 | 0 | 53297.2 | -108.502 | 98.3297 | 81920.1 | 7.7786 | 26.5406 | 0 | 0 | 0 | 59436.6 | -101.545 | 98.9118 | 81920.1 | 7.9266 | 27.0456 | 0 | 0 | 0 | 60567.4 | -89.8158 | 50.2853 | 51.2971 | 51.8792
[20 empty] | 2020-05-21 07:00 | 3368 | 5 | 21 | 8 | 158989.608 | 158.9896 | 129.75 | 81773.4 | 12.3063 | 41.9891 | 0 | 0 | 0 | 94037.3 | -1597.49 | 131.317 | 81773.4 | 13.497 | 46.0518 | 0 | 0 | 0 | 103136 | -1838.01 | 133.047 | 81773.4 | 14.6968 | 50.1455 | 0 | 0 | 0 | 112304 | -2131.07 | -29.2396 | -27.6726 | -25.9426
[20 empty] | 2020-05-21 08:00 | 3369 | 5 | 21 | 9 | 218935.284 | 218.9353 | 162.365 | 56255.8 | 37.5981 | 128.2847 | 0 | 0 | 0 | 287302 | -1468.41 | 165.229 | 56255.8 | 39.9341 | 136.2551 | 0 | 0 | 0 | 305153 | -1678.12 | 168.327 | 56255.8 | 42.39 | 144.6347 | 0 | 0 | 0 | 323919 | -2016.41 | -56.5703 | -53.7063 | -50.6083
[20 empty] | 2020-05-21 09:00 | 3370 | 5 | 21 | 10 | 265438.984 | 265.439 | 173.79 | 56035.7 | 46.9243 | 160.1057 | 0 | 0 | 0 | 353797 | -802.247 | 177.518 | 56035.7 | 50.0301 | 170.7027 | 0 | 0 | 0 | 377214 | -953.614 | 181.889 | 56035.7 | 53.561 | 182.7501 | 0 | 0 | 0 | 403835 | -1119.36 | -91.649 | -87.921 | -83.55
[20 empty] | 2020-05-21 10:00 | 3371 | 5 | 21 | 11 | 244871.385 | 244.8714 | 155.052 | 126659 | 46.0752 | 157.2086 | 0 | 0 | 0 | 347315 | -268.528 | 158.917 | 126659 | 49.2025 | 167.8789 | 0 | 0 | 0 | 370888 | -353.719 | 163.395 | 126659 | 52.698 | 179.8056 | 0 | 0 | 0 | 397237 | -443.999 | -89.8194 | -85.9544 | -81.4764
[20 empty] | 2020-05-21 11:00 | 3372 | 5 | 21 | 12 | 307263.62 | 307.2636 | 175.95 | 126659 | 42.5819 | 145.2894 | 0 | 0 | 0 | 324955 | -528.566 | 180.04 | 126659 | 45.6287 | 155.6851 | 0 | 0 | 0 | 348205 | -559.547 | 184.387 | 126659 | 48.8597 | 166.7093 | 0 | 0 | 0 | 372862 | -609.906 | -131.3136 | -127.2236 | -122.8766
[20 empty] | 2020-05-21 12:00 | 3373 | 5 | 21 | 13 | 16712.699 | 16.7127 | 130.48 | 88753.2 | 45.753 | 156.1092 | 0 | 0 | 0 | 349308 | -286.98 | 134.828 | 88753.2 | 49.059 | 167.3893 | 0 | 0 | 0 | 374548 | -406.629 | 139.537 | 88753.2 | 52.6242 | 179.5538 | 0 | 0 | 0 | 401767 | -552.749 | 113.7673 | 118.1153 | 122.8243
[20 empty] | 2020-05-21 13:00 | 3374 | 5 | 21 | 14 | 16758.477 | 16.7585 | 120.668 | 56109.1 | 42.5502 | 145.1813 | 0 | 0 | 0 | 324755 | -278.385 | 124.993 | 56109.1 | 45.7975 | 156.2611 | 0 | 0 | 0 | 349540 | -352.499 | 129.811 | 56109.1 | 49.3943 | 168.5334 | 0 | 0 | 0 | 376992 | -434.848 | 103.9095 | 108.2345 | 113.0525
[20 empty] | 2020-05-21 14:00 | 3375 | 5 | 21 | 15 | 19541.92 | 19.5419 | 104.663 | 56035.7 | 40.895 | 139.5337 | 0 | 0 | 0 | 308278 | -93.8735 | 109.294 | 56035.7 | 44.3311 | 151.2577 | 0 | 0 | 0 | 334180 | -159.963 | 114.443 | 56035.7 | 48.1385 | 164.2486 | 0 | 0 | 0 | 362881 | -247.854 | 85.1211 | 89.7521 | 94.9011
[20 empty] | 2020-05-21 15:00 | 3376 | 5 | 21 | 16 | 44977.743 | 44.9777 | 94.4276 | 31404.2 | 32.6137 | 111.2779 | 0 | 0 | 0 | 248884 | -113.065 | 98.9003 | 31404.2 | 35.6952 | 121.792 | 0 | 0 | 0 | 272400 | -173.749 | 103.86 | 31404.2 | 39.0873 | 133.3659 | 0 | 0 | 0 | 298286 | -190.872 | 49.4499 | 53.9226 | 58.8823
[20 empty] | 2020-05-21 16:00 | 3377 | 5 | 21 | 17 | 89110.864 | 89.1109 | 14.694 | 31404.2 | 0 | 0 | 0 | 0 | 0 | 0 | 0 | 14.694 | 31404.2 | 0 | 0 | 0 | 0 | 0 | 0 | 0 | 14.694 | 31404.2 | 0 | 0 | 0 | 0 | 0 | 0 | 0 | -74.4169 | -74.4169 | -74.4169
[20 empty] | 2020-05-21 17:00 | 3378 | 5 | 21 | 18 | 12357.794 | 12.3578 | 13.7827 | 31917.6 | 0 | 0 | 0 | 0 | 0 | 0 | 0 | 13.7827 | 31917.6 | 0 | 0 | 0 | 0 | 0 | 0 | 0 | 13.7827 | 31917.6 | 0 | 0 | 0 | 0 | 0 | 0 | 0 | 1.4249 | 1.4249 | 1.4249
[20 empty] | 2020-05-21 18:00 | 3379 | 5 | 21 | 19 | 6620.501 | 6.6205 | 10.3847 | 32137.6 | 0 | 0 | 0 | 0 | 0 | 0 | 0 | 10.3847 | 32137.6 | 0 | 0 | 0 | 0 | 0 | 0 | 0 | 10.3847 | 32137.6 | 0 | 0 | 0 | 0 | 0 | 0 | 0 | 3.7642 | 3.7642 | 3.7642
[20 empty] | 2020-05-21 19:00 | 3380 | 5 | 21 | 20 | 0 | 0 | 8.8655 | 9775.69 | 0 | 0 | 0 | 0 | 0 | 0 | 0 | 8.8655 | 9775.69 | 0 | 0 | 0 | 0 | 0 | 0 | 0 | 8.8655 | 9775.69 | 0 | 0 | 0 | 0 | 0 | 0 | 0 | 8.8655 | 8.8655 | 8.8655
[20 empty] | 2020-05-21 20:00 | 3381 | 5 | 21 | 21 | 0 | 0 | 7.3463 | 9849.01 | 0 | 0 | 0 | 0 | 0 | 0 | 0 | 7.3463 | 9849.01 | 0 | 0 | 0 | 0 | 0 | 0 | 0 | 7.3463 | 9849.01 | 0 | 0 | 0 | 0 | 0 | 0 | 0 | 7.3463 | 7.3463 | 7.3463
[20 empty] | 2020-05-21 21:00 | 3382 | 5 | 21 | 22 | 0 | 0 | 21.2511 | 9922.34 | 10.1898 | 34.7676 | 0 | 0 | 0 | 77801.4 | 0 | 21.2512 | 9922.34 | 10.1899 | 34.7679 | 0 | 0 | 0 | 77801.4 | 0 | 21.2512 | 9922.34 | 10.1899 | 34.7679 | 0 | 0 | 0 | 77801.5 | 0 | 21.2511 | 21.2512 | 21.2512
[20 empty] | 2020-05-21 22:00 | 3383 | 5 | 21 | 23 | 0 | 0 | 7.3463 | 9922.34 | 0 | 0 | 0 | 0 | 0 | 0 | 0 | 7.3463 | 9922.34 | 0 | 0 | 0 | 0 | 0 | 0 | 0 | 7.3463 | 9922.34 | 0 | 0 | 0 | 0 | 0 | 0 | 0 | 7.3463 | 7.3463 | 7.3463
[20 empty] | 2020-05-21 23:00 | 3384 | 5 | 21 | 24 | 0 | 0 | 7.7516 | 9922.34 | 0 | 0 | 0 | 0 | 0 | 0 | 0 | 7.7516 | 9922.34 | 0 | 0 | 0 | 0 | 0 | 0 | 0 | 7.7516 | 9922.34 | 0 | 0 | 0 | 0 | 0 | 0 | 0 | 7.7516 | 7.7516 | 7.7516
[20 empty] | 2020-05-22 | 3385 | 5 | 22 | 1 | 0 | 0 | 7.7516 | 9922.34 | 0 | 0 | 0 | 0 | 0 | 0 | 0 | 7.7516 | 9922.34 | 0 | 0 | 0 | 0 | 0 | 0 | 0 | 7.7516 | 9922.34 | 0 | 0 | 0 | 0 | 0 | 0 | 0 | 7.7516 | 7.7516 | 7.7516
[20 empty] | 2020-05-22 01:00 | 3386 | 5 | 22 | 2 | 0 | 0 | 7.7516 | 9922.34 | 0 | 0 | 0 | 0 | 0 | 0 | 0 | 7.7516 | 9922.34 | 0 | 0 | 0 | 0 | 0 | 0 | 0 | 7.7516 | 9922.34 | 0 | 0 | 0 | 0 | 0 | 0 | 0 | 7.7516 | 7.7516 | 7.7516
[20 empty] | 2020-05-22 02:00 | 3387 | 5 | 22 | 3 | 0 | 0 | 21.6088 | 9995.67 | 10.1422 | 34.6052 | 0 | 0 | 0 | 77386 | 0 | 21.6088 | 9995.67 | 10.1422 | 34.6052 | 0 | 0 | 0 | 77386 | 0 | 21.6088 | 9995.67 | 10.1422 | 34.6052 | 0 | 0 | 0 | 77386 | 0 | 21.6088 | 21.6088 | 21.6088
[20 empty] | 2020-05-22 03:00 | 3388 | 5 | 22 | 4 | 0 | 0 | 7.7516 | 9995.67 | 0 | 0 | 0 | 0 | 0 | 0 | 0 | 7.7516 | 9995.67 | 0 | 0 | 0 | 0 | 0 | 0 | 0 | 7.7516 | 9995.67 | 0 | 0 | 0 | 0 | 0 | 0 | 0 | 7.7516 | 7.7516 | 7.7516
[20 empty] | 2020-05-22 04:00 | 3389 | 5 | 22 | 5 | 0 | 0 | 7.7516 | 9995.67 | 0 | 0 | 0 | 0 | 0 | 0 | 0 | 7.7516 | 9995.67 | 0 | 0 | 0 | 0 | 0 | 0 | 0 | 7.7516 | 9995.67 | 0 | 0 | 0 | 0 | 0 | 0 | 0 | 7.7516 | 7.7516 | 7.7516
[20 empty] | 2020-05-22 05:00 | 3390 | 5 | 22 | 6 | 18150.559 | 18.1506 | 7.7516 | 9995.67 | 0 | 0 | 0 | 0 | 0 | 0 | 0 | 7.7516 | 9995.67 | 0 | 0 | 0 | 0 | 0 | 0 | 0 | 7.7516 | 9995.67 | 0 | 0 | 0 | 0 | 0 | 0 | 0 | -10.399 | -10.399 | -10.399
[20 empty] | 2020-05-22 06:00 | 3391 | 5 | 22 | 7 | 84365.362 | 84.3654 | 7.4884 | 9995.67 | 0 | 0 | 0 | 0 | 0 | 0 | 0 | 7.4828 | 9995.67 | 0 | 0 | 0 | 0 | 0 | 0 | 0 | 7.4766 | 9995.67 | 0 | 0 | 0 | 0 | 0 | 0 | 0 | -76.877 | -76.8826 | -76.8888
[20 empty] | 2020-05-22 07:00 | 3392 | 5 | 22 | 8 | 163284.24 | 163.2842 | 21.276 | 9849.01 | 10.0904 | 34.4284 | 0 | 0 | 0 | 76991.1 | 0 | 21.2733 | 9849.01 | 10.0904 | 34.4284 | 0 | 0 | 0 | 76991.1 | 0 | 21.2733 | 9849.01 | 10.0904 | 34.4284 | 0 | 0 | 0 | 76991.2 | 0 | -142.0082 | -142.0109 | -142.0109
[20 empty] | 2020-05-22 08:00 | 3393 | 5 | 22 | 9 | 225489.614 | 225.4896 | 7.4819 | 9922.34 | 0 | 0 | 0 | 0 | 0 | 0 | 0 | 7.4744 | 9922.34 | 0 | 0 | 0 | 0 | 0 | 0 | 0 | 7.4679 | 9922.34 | 0 | 0 | 0 | 0 | 0 | 0 | 0 | -218.0078 | -218.0153 | -218.0217
[20 empty] | 2020-05-22 09:00 | 3394 | 5 | 22 | 10 | 273690.075 | 273.6901 | 7.4735 | 9995.67 | 0 | 0 | 0 | 0 | 0 | 0 | 0 | 7.4679 | 9995.67 | 0 | 0 | 0 | 0 | 0 | 0 | 0 | 7.4679 | 9995.67 | 0 | 0 | 0 | 0 | 0 | 0 | 0 | -266.2166 | -266.2222 | -266.2222
[20 empty] | 2020-05-22 10:00 | 3395 | 5 | 22 | 11 | 304143.563 | 304.1436 | 7.4701 | 9922.34 | 0 | 0 | 0 | 0 | 0 | 0 | 0 | 7.4679 | 9922.34 | 0 | 0 | 0 | 0 | 0 | 0 | 0 | 7.4679 | 9922.34 | 0 | 0 | 0 | 0 | 0 | 0 | 0 | -296.6734 | -296.6757 | -296.6757
[20 empty] | 2020-05-22 11:00 | 3396 | 5 | 22 | 12 | 317193.452 | 317.1935 | 7.4679 | 9922.34 | 0 | 0 | 0 | 0 | 0 | 0 | 0 | 7.4679 | 9922.34 | 0 | 0 | 0 | 0 | 0 | 0 | 0 | 7.4679 | 9922.34 | 0 | 0 | 0 | 0 | 0 | 0 | 0 | -309.7256 | -309.7256 | -309.7256
[20 empty] | 2020-05-22 12:00 | 3397 | 5 | 22 | 13 | 311196.816 | 311.1968 | 21.2239 | 9922.34 | 10.041 | 34.2599 | 0 | 0 | 0 | 76614.6 | 0 | 21.2239 | 9922.34 | 10.041 | 34.2599 | 0 | 0 | 0 | 76614.5 | 0 | 21.2239 | 9922.34 | 10.041 | 34.2599 | 0 | 0 | 0 | 76614.5 | 0 | -289.9729 | -289.9729 | -289.9729
[20 empty] | 2020-05-22 13:00 | 3398 | 5 | 22 | 14 | 289692.898 | 289.6929 | 7.4679 | 9922.34 | 0 | 0 | 0 | 0 | 0 | 0 | 0 | 7.4679 | 9922.34 | 0 | 0 | 0 | 0 | 0 | 0 | 0 | 7.4679 | 9922.34 | 0 | 0 | 0 | 0 | 0 | 0 | 0 | -282.225 | -282.225 | -282.225
[20 empty] | 2020-05-22 14:00 | 3399 | 5 | 22 | 15 | 251776.508 | 251.7765 | 7.473 | 9995.67 | 0 | 0 | 0 | 0 | 0 | 0 | 0 | 7.4679 | 9995.67 | 0 | 0 | 0 | 0 | 0 | 0 | 0 | 7.4679 | 9995.67 | 0 | 0 | 0 | 0 | 0 | 0 | 0 | -244.3035 | -244.3086 | -244.3086
[20 empty] | 2020-05-22 15:00 | 3400 | 5 | 22 | 16 | 201914.765 | 201.9148 | 7.4714 | 9995.67 | 0 | 0 | 0 | 0 | 0 | 0 | 0 | 7.4679 | 9995.67 | 0 | 0 | 0 | 0 | 0 | 0 | 0 | 7.4679 | 9995.67 | 0 | 0 | 0 | 0 | 0 | 0 | 0 | -194.4433 | -194.4469 | -194.4469
[20 empty] | 2020-05-22 16:00 | 3401 | 5 | 22 | 17 | 135576.347 | 135.5763 | 7.4819 | 9995.67 | 0 | 0 | 0 | 0 | 0 | 0 | 0 | 7.4742 | 9995.67 | 0 | 0 | 0 | 0 | 0 | 0 | 0 | 7.4679 | 9995.67 | 0 | 0 | 0 | 0 | 0 | 0 | 0 | -128.0944 | -128.1021 | -128.1085
[20 empty] | 2020-05-22 17:00 | 3402 | 5 | 22 | 18 | 61009.348 | 61.0093 | 7.4854 | 10069 | 0 | 0 | 0 | 0 | 0 | 0 | 0 | 7.4787 | 10069 | 0 | 0 | 0 | 0 | 0 | 0 | 0 | 7.4705 | 10069 | 0 | 0 | 0 | 0 | 0 | 0 | 0 | -53.524 | -53.5307 | -53.5389
[20 empty] | 2020-05-22 18:00 | 3403 | 5 | 22 | 19 | 8647.829 | 8.6478 | 21.2694 | 10069 | 10.0193 | 34.1859 | 0 | 0 | 0 | 76448.6 | 0 | 21.233 | 10069 | 10.0192 | 34.1855 | 0 | 0 | 0 | 76448.3 | 0 | 21.2139 | 10069 | 10.0193 | 34.1859 | 0 | 0 | 0 | 76448.5 | 0 | 12.6216 | 12.5852 | 12.5661
[20 empty] | 2020-05-22 19:00 | 3404 | 5 | 22 | 20 | 0 | 0 | 7.7516 | 10069 | 0 | 0 | 0 | 0 | 0 | 0 | 0 | 7.7516 | 10069 | 0 | 0 | 0 | 0 | 0 | 0 | 0 | 7.7516 | 10069 | 0 | 0 | 0 | 0 | 0 | 0 | 0 | 7.7516 | 7.7516 | 7.7516
[20 empty] | 2020-05-22 20:00 | 3405 | 5 | 22 | 21 | 0 | 0 | 7.7516 | 10069 | 0 | 0 | 0 | 0 | 0 | 0 | 0 | 7.7516 | 10069 | 0 | 0 | 0 | 0 | 0 | 0 | 0 | 7.7516 | 10069 | 0 | 0 | 0 | 0 | 0 | 0 | 0 | 7.7516 | 7.7516 | 7.7516
[20 empty] | 2020-05-22 21:00 | 3406 | 5 | 22 | 22 | 0 | 0 | 7.7516 | 9995.67 | 0 | 0 | 0 | 0 | 0 | 0 | 0 | 7.7516 | 9995.67 | 0 | 0 | 0 | 0 | 0 | 0 | 0 | 7.7516 | 9995.67 | 0 | 0 | 0 | 0 | 0 | 0 | 0 | 7.7516 | 7.7516 | 7.7516
[20 empty] | 2020-05-22 22:00 | 3407 | 5 | 22 | 23 | 0 | 0 | 7.7516 | 9995.67 | 0 | 0 | 0 | 0 | 0 | 0 | 0 | 7.7516 | 9995.67 | 0 | 0 | 0 | 0 | 0 | 0 | 0 | 7.7516 | 9995.67 | 0 | 0 | 0 | 0 | 0 | 0 | 0 | 7.7516 | 7.7516 | 7.7516
[20 empty] | 2020-05-22 23:00 | 3408 | 5 | 22 | 24 | 0 | 0 | 21.4303 | 9995.67 | 9.9637 | 33.9961 | 0 | 0 | 0 | 76024.1 | 0 | 21.4303 | 9995.67 | 9.9637 | 33.996 | 0 | 0 | 0 | 76023.9 | 0 | 21.4303 | 9995.67 | 9.9637 | 33.996 | 0 | 0 | 0 | 76023.9 | 0 | 21.4303 | 21.4303 | 21.4303
[20 empty] | 2020-05-23 | 3409 | 5 | 23 | 1 | 0 | 0 | 7.7516 | 9922.34 | 0 | 0 | 0 | 0 | 0 | 0 | 0 | 7.7516 | 9922.34 | 0 | 0 | 0 | 0 | 0 | 0 | 0 | 7.7516 | 9922.34 | 0 | 0 | 0 | 0 | 0 | 0 | 0 | 7.7516 | 7.7516 | 7.7516
[20 empty] | 2020-05-23 01:00 | 3410 | 5 | 23 | 2 | 0 | 0 | 7.7516 | 9922.34 | 0 | 0 | 0 | 0 | 0 | 0 | 0 | 7.7516 | 9922.34 | 0 | 0 | 0 | 0 | 0 | 0 | 0 | 7.7516 | 9922.34 | 0 | 0 | 0 | 0 | 0 | 0 | 0 | 7.7516 | 7.7516 | 7.7516
[20 empty] | 2020-05-23 02:00 | 3411 | 5 | 23 | 3 | 0 | 0 | 7.7516 | 9922.34 | 0 | 0 | 0 | 0 | 0 | 0 | 0 | 7.7516 | 9922.34 | 0 | 0 | 0 | 0 | 0 | 0 | 0 | 7.7516 | 9922.34 | 0 | 0 | 0 | 0 | 0 | 0 | 0 | 7.7516 | 7.7516 | 7.7516
[20 empty] | 2020-05-23 03:00 | 3412 | 5 | 23 | 4 | 0 | 0 | 7.7516 | 9922.34 | 0 | 0 | 0 | 0 | 0 | 0 | 0 | 7.7516 | 9922.34 | 0 | 0 | 0 | 0 | 0 | 0 | 0 | 7.7516 | 9922.34 | 0 | 0 | 0 | 0 | 0 | 0 | 0 | 7.7516 | 7.7516 | 7.7516
[20 empty] | 2020-05-23 04:00 | 3413 | 5 | 23 | 5 | 0 | 0 | 21.3862 | 9922.34 | 9.9196 | 33.8457 | 0 | 0 | 0 | 75687.3 | 0 | 21.3862 | 9922.34 | 9.9196 | 33.8457 | 0 | 0 | 0 | 75687.2 | 0 | 21.3862 | 9922.34 | 9.9196 | 33.8457 | 0 | 0 | 0 | 75687.2 | 0 | 21.3862 | 21.3862 | 21.3862
[20 empty] | 2020-05-23 05:00 | 3414 | 5 | 23 | 6 | 18845.072 | 18.8451 | 7.4815 | 9849.01 | 0 | 0 | 0 | 0 | 0 | 0 | 0 | 7.4679 | 9849.01 | 0 | 0 | 0 | 0 | 0 | 0 | 0 | 7.4679 | 9849.01 | 0 | 0 | 0 | 0 | 0 | 0 | 0 | -11.3636 | -11.3772 | -11.3772
[20 empty] | 2020-05-23 06:00 | 3415 | 5 | 23 | 7 | 85053.735 | 85.0537 | 7.4907 | 9702.36 | 0 | 0 | 0 | 0 | 0 | 0 | 0 | 7.4858 | 9702.36 | 0 | 0 | 0 | 0 | 0 | 0 | 0 | 7.4803 | 9702.36 | 0 | 0 | 0 | 0 | 0 | 0 | 0 | -77.5631 | -77.568 | -77.5735
[20 empty] | 2020-05-23 07:00 | 3416 | 5 | 23 | 8 | 162807.015 | 162.807 | 7.4679 | 9702.36 | 0 | 0 | 0 | 0 | 0 | 0 | 0 | 7.4679 | 9702.36 | 0 | 0 | 0 | 0 | 0 | 0 | 0 | 7.4679 | 9702.36 | 0 | 0 | 0 | 0 | 0 | 0 | 0 | -155.3391 | -155.3391 | -155.3391
[20 empty] | 2020-05-23 08:00 | 3417 | 5 | 23 | 9 | 223911.674 | 223.9117 | 7.4679 | 9702.36 | 0 | 0 | 0 | 0 | 0 | 0 | 0 | 7.4679 | 9702.36 | 0 | 0 | 0 | 0 | 0 | 0 | 0 | 7.4679 | 9702.36 | 0 | 0 | 0 | 0 | 0 | 0 | 0 | -216.4438 | -216.4438 | -216.4438
[20 empty] | 2020-05-23 09:00 | 3418 | 5 | 23 | 10 | 271515.056 | 271.5151 | 7.4679 | 9555.71 | 0 | 0 | 0 | 0 | 0 | 0 | 0 | 7.4679 | 9555.71 | 0 | 0 | 0 | 0 | 0 | 0 | 0 | 7.4679 | 9555.71 | 0 | 0 | 0 | 0 | 0 | 0 | 0 | -264.0472 | -264.0472 | -264.0472
[20 empty] | 2020-05-23 10:00 | 3419 | 5 | 23 | 11 | 303627.029 | 303.627 | 21.0865 | 9629.03 | 9.9036 | 33.7912 | 0 | 0 | 0 | 75568.1 | 0 | 21.0865 | 9629.03 | 9.9036 | 33.7912 | 0 | 0 | 0 | 75568.2 | 0 | 21.0865 | 9629.03 | 9.9036 | 33.7912 | 0 | 0 | 0 | 75568.1 | 0 | -282.5405 | -282.5405 | -282.5405
[20 empty] | 2020-05-23 11:00 | 3420 | 5 | 23 | 12 | 317116.127 | 317.1161 | 7.4801 | 9555.71 | 0 | 0 | 0 | 0 | 0 | 0 | 0 | 7.4722 | 9555.71 | 0 | 0 | 0 | 0 | 0 | 0 | 0 | 7.4679 | 9555.71 | 0 | 0 | 0 | 0 | 0 | 0 | 0 | -309.636 | -309.644 | -309.6482
[20 empty] | 2020-05-23 12:00 | 3421 | 5 | 23 | 13 | 311565.299 | 311.5653 | 7.4881 | 9555.71 | 0 | 0 | 0 | 0 | 0 | 0 | 0 | 7.4825 | 9555.71 | 0 | 0 | 0 | 0 | 0 | 0 | 0 | 7.4759 | 9555.71 | 0 | 0 | 0 | 0 | 0 | 0 | 0 | -304.0772 | -304.0828 | -304.0894
[20 empty] | 2020-05-23 13:00 | 3422 | 5 | 23 | 14 | 288930.252 | 288.9303 | 7.4817 | 9555.71 | 0 | 0 | 0 | 0 | 0 | 0 | 0 | 7.4741 | 9555.71 | 0 | 0 | 0 | 0 | 0 | 0 | 0 | 7.4679 | 9555.71 | 0 | 0 | 0 | 0 | 0 | 0 | 0 | -281.4486 | -281.4562 | -281.4624
[20 empty] | 2020-05-23 14:00 | 3423 | 5 | 23 | 15 | 252342.281 | 252.3423 | 7.4751 | 9409.05 | 0 | 0 | 0 | 0 | 0 | 0 | 0 | 7.4679 | 9409.05 | 0 | 0 | 0 | 0 | 0 | 0 | 0 | 7.4679 | 9409.05 | 0 | 0 | 0 | 0 | 0 | 0 | 0 | -244.8672 | -244.8744 | -244.8744
[20 empty] | 2020-05-23 15:00 | 3424 | 5 | 23 | 16 | 200616.603 | 200.6166 | 21.0416 | 9409.05 | 9.8518 | 33.6144 | 0 | 0 | 0 | 75179.5 | 0 | 21.0347 | 9409.05 | 9.8518 | 33.6144 | 0 | 0 | 0 | 75179.4 | 0 | 21.0347 | 9409.05 | 9.8518 | 33.6144 | 0 | 0 | 0 | 75179.4 | 0 | -179.575 | -179.5819 | -179.5819
[20 empty] | 2020-05-23 16:00 | 3425 | 5 | 23 | 17 | 136697.506 | 136.6975 | 7.4754 | 9409.05 | 0 | 0 | 0 | 0 | 0 | 0 | 0 | 7.4679 | 9409.05 | 0 | 0 | 0 | 0 | 0 | 0 | 0 | 7.4679 | 9409.05 | 0 | 0 | 0 | 0 | 0 | 0 | 0 | -129.2221 | -129.2296 | -129.2296
[20 empty] | 2020-05-23 17:00 | 3426 | 5 | 23 | 18 | 61731.216 | 61.7312 | 7.4784 | 9482.38 | 0 | 0 | 0 | 0 | 0 | 0 | 0 | 7.4695 | 9482.38 | 0 | 0 | 0 | 0 | 0 | 0 | 0 | 7.4679 | 9482.38 | 0 | 0 | 0 | 0 | 0 | 0 | 0 | -54.2528 | -54.2617 | -54.2633
[20 empty] | 2020-05-23 18:00 | 3427 | 5 | 23 | 19 | 7989.571 | 7.9896 | 7.5224 | 9482.38 | 0 | 0 | 0 | 0 | 0 | 0 | 0 | 7.485 | 9482.38 | 0 | 0 | 0 | 0 | 0 | 0 | 0 | 7.4785 | 9482.38 | 0 | 0 | 0 | 0 | 0 | 0 | 0 | -0.46713 | -0.50459 | -0.51104
[20 empty] | 2020-05-23 19:00 | 3428 | 5 | 23 | 20 | 0 | 0 | 7.7516 | 9482.38 | 0 | 0 | 0 | 0 | 0 | 0 | 0 | 7.7516 | 9482.38 | 0 | 0 | 0 | 0 | 0 | 0 | 0 | 7.7516 | 9482.38 | 0 | 0 | 0 | 0 | 0 | 0 | 0 | 7.7516 | 7.7516 | 7.7516
[20 empty] | 2020-05-23 20:00 | 3429 | 5 | 23 | 21 | 0 | 0 | 7.7516 | 9409.05 | 0 | 0 | 0 | 0 | 0 | 0 | 0 | 7.7516 | 9409.05 | 0 | 0 | 0 | 0 | 0 | 0 | 0 | 7.7516 | 9409.05 | 0 | 0 | 0 | 0 | 0 | 0 | 0 | 7.7516 | 7.7516 | 7.7516
[20 empty] | 2020-05-23 21:00 | 3430 | 5 | 23 | 22 | 0 | 0 | 21.3045 | 9409.05 | 9.8379 | 33.5669 | 0 | 0 | 0 | 75073.1 | 0 | 21.3045 | 9409.05 | 9.8379 | 33.5669 | 0 | 0 | 0 | 75073.1 | 0 | 21.3045 | 9409.05 | 9.8379 | 33.5669 | 0 | 0 | 0 | 75073.3 | 0 | 21.3045 | 21.3045 | 21.3045
[20 empty] | 2020-05-23 22:00 | 3431 | 5 | 23 | 23 | 0 | 0 | 7.7516 | 9409.05 | 0 | 0 | 0 | 0 | 0 | 0 | 0 | 7.7516 | 9409.05 | 0 | 0 | 0 | 0 | 0 | 0 | 0 | 7.7516 | 9409.05 | 0 | 0 | 0 | 0 | 0 | 0 | 0 | 7.7516 | 7.7516 | 7.7516
[20 empty] | 2020-05-23 23:00 | 3432 | 5 | 23 | 24 | 0 | 0 | 7.3463 | 9409.05 | 0 | 0 | 0 | 0 | 0 | 0 | 0 | 7.3463 | 9409.05 | 0 | 0 | 0 | 0 | 0 | 0 | 0 | 7.3463 | 9409.05 | 0 | 0 | 0 | 0 | 0 | 0 | 0 | 7.3463 | 7.3463 | 7.3463
[20 empty] | 2020-05-24 | 3433 | 5 | 24 | 1 | 0 | 0 | 7.3463 | 9409.05 | 0 | 0 | 0 | 0 | 0 | 0 | 0 | 7.3463 | 9409.05 | 0 | 0 | 0 | 0 | 0 | 0 | 0 | 7.3463 | 9409.05 | 0 | 0 | 0 | 0 | 0 | 0 | 0 | 7.3463 | 7.3463 | 7.3463
[20 empty] | 2020-05-24 01:00 | 3434 | 5 | 24 | 2 | 0 | 0 | 7.3463 | 9409.05 | 0 | 0 | 0 | 0 | 0 | 0 | 0 | 7.3463 | 9409.05 | 0 | 0 | 0 | 0 | 0 | 0 | 0 | 7.3463 | 9409.05 | 0 | 0 | 0 | 0 | 0 | 0 | 0 | 7.3463 | 7.3463 | 7.3463
[20 empty] | 2020-05-24 02:00 | 3435 | 5 | 24 | 3 | 0 | 0 | 20.8499 | 9409.05 | 9.7886 | 33.3986 | 0 | 0 | 0 | 74698.1 | 0 | 20.8499 | 9409.05 | 9.7886 | 33.3986 | 0 | 0 | 0 | 74698.1 | 0 | 20.8499 | 9409.05 | 9.7886 | 33.3986 | 0 | 0 | 0 | 74698.1 | 0 | 20.8499 | 20.8499 | 20.8499
[20 empty] | 2020-05-24 03:00 | 3436 | 5 | 24 | 4 | 0 | 0 | 7.3463 | 9555.71 | 0 | 0 | 0 | 0 | 0 | 0 | 0 | 7.3463 | 9555.71 | 0 | 0 | 0 | 0 | 0 | 0 | 0 | 7.3463 | 9555.71 | 0 | 0 | 0 | 0 | 0 | 0 | 0 | 7.3463 | 7.3463 | 7.3463
[20 empty] | 2020-05-24 04:00 | 3437 | 5 | 24 | 5 | 0 | 0 | 8.8655 | 9555.71 | 0 | 0 | 0 | 0 | 0 | 0 | 0 | 8.8655 | 9555.71 | 0 | 0 | 0 | 0 | 0 | 0 | 0 | 8.8655 | 9555.71 | 0 | 0 | 0 | 0 | 0 | 0 | 0 | 8.8655 | 8.8655 | 8.8655
[20 empty] | 2020-05-24 05:00 | 3438 | 5 | 24 | 6 | 18328.217 | 18.3282 | 11.0361 | 31770.9 | 0 | 0 | 0 | 0 | 0 | 0 | 0 | 11.0361 | 31770.9 | 0 | 0 | 0 | 0 | 0 | 0 | 0 | 11.0361 | 31770.9 | 0 | 0 | 0 | 0 | 0 | 0 | 0 | -7.2921 | -7.2921 | -7.2921
[20 empty] | 2020-05-24 06:00 | 3439 | 5 | 24 | 7 | 82832.12 | 82.8321 | 107.955 | 81479.9 | 19.7353 | 67.3368 | 0 | 0 | 0 | 150633 | -609.706 | 109.214 | 81479.9 | 20.8243 | 71.0525 | 0 | 0 | 0 | 158945 | -516.511 | 110.753 | 81479.9 | 22.024 | 75.1459 | 0 | 0 | 0 | 168102 | -456.169 | 25.1229 | 26.3819 | 27.9209
[20 empty] | 2020-05-24 07:00 | 3440 | 5 | 24 | 8 | 157987.478 | 157.9875 | 135.604 | 81479.9 | 20.5917 | 70.2589 | 0 | 0 | 0 | 157170 | -1821.64 | 137.081 | 81479.9 | 21.7868 | 74.3366 | 0 | 0 | 0 | 166292 | -2096.83 | 138.888 | 81479.9 | 23.1028 | 78.8268 | 0 | 0 | 0 | 176336 | -2433.06 | -22.3835 | -20.9065 | -19.0995
[20 empty] | 2020-05-24 08:00 | 3441 | 5 | 24 | 9 | 215307.818 | 215.3078 | 150.614 | 56549.2 | 29.1165 | 99.3455 | 0 | 0 | 0 | 222165 | -1295.45 | 152.607 | 56549.2 | 30.6489 | 104.574 | 0 | 0 | 0 | 233858 | -1537.58 | 154.875 | 56549.2 | 32.319 | 110.2724 | 0 | 0 | 0 | 246601 | -1828.23 | -64.6938 | -62.7008 | -60.4328
[20 empty] | 2020-05-24 09:00 | 3442 | 5 | 24 | 10 | 257604.413 | 257.6044 | 193.79 | 55595.6 | 70.5806 | 240.821 | 0 | 0 | 0 | 528039 | -1726.12 | 198.637 | 55595.6 | 74.8759 | 255.4766 | 0 | 0 | 0 | 558174 | -2184.69 | 203.859 | 55595.6 | 79.4485 | 271.0783 | 0 | 0 | 0 | 590255 | -2756.52 | -63.8144 | -58.9674 | -53.7454
[20 empty] | 2020-05-24 10:00 | 3443 | 5 | 24 | 11 | 285166 | 285.166 | 169.323 | 126659 | 65.923 | 224.9293 | 0 | 0 | 0 | 479301 | -302.345 | 173.973 | 126659 | 70.0099 | 238.8738 | 0 | 0 | 0 | 508796 | -391.616 | 179.022 | 126659 | 74.4085 | 253.8818 | 0 | 0 | 0 | 540481 | -496.483 | -115.843 | -111.193 | -106.144
[20 empty] | 2020-05-24 11:00 | 3444 | 5 | 24 | 12 | 297846.9 | 297.8469 | 206.026 | 126659 | 76.9239 | 262.4643 | 0 | 0 | 0 | 569939 | -1808.27 | 211.341 | 126659 | 81.6313 | 278.526 | 0 | 0 | 0 | 602550 | -2096.04 | 216.672 | 126659 | 86.2831 | 294.3979 | 0 | 0 | 0 | 634693 | -2550.75 | -91.8209 | -86.5059 | -81.1749
[20 empty] | 2020-05-24 12:00 | 3445 | 5 | 24 | 13 | 293596.132 | 293.5961 | 149.867 | 86685.5 | 69.3915 | 236.7638 | 0 | 0 | 0 | 496699 | -503.703 | 154.885 | 86685.5 | 73.7268 | 251.5558 | 0 | 0 | 0 | 526389 | -708.127 | 160.149 | 86685.5 | 78.215 | 266.8696 | 0 | 0 | 0 | 556930 | -951.493 | -143.7291 | -138.7111 | -133.4471
[20 empty] | 2020-05-24 13:00 | 3446 | 5 | 24 | 14 | 274306.513 | 274.3065 | 141.167 | 55302.2 | 67.0719 | 228.8493 | 0 | 0 | 0 | 458030 | -1037.92 | 146.272 | 55302.2 | 71.466 | 243.842 | 0 | 0 | 0 | 487856 | -1236.1 | 151.997 | 55302.2 | 76.3143 | 260.3844 | 0 | 0 | 0 | 520646 | -1516.73 | -133.1395 | -128.0345 | -122.3095
[20 empty] | 2020-05-24 14:00 | 3447 | 5 | 24 | 15 | 239606.274 | 239.6063 | 125.413 | 55375.5 | 65.4235 | 223.225 | 0 | 0 | 0 | 451072 | -77.8929 | 130.584 | 55375.5 | 69.883 | 238.4408 | 0 | 0 | 0 | 481651 | -141.364 | 136.102 | 55375.5 | 74.5666 | 254.4212 | 0 | 0 | 0 | 513669 | -222.355 | -114.1933 | -109.0223 | -103.5043
[20 empty] | 2020-05-24 15:00 | 3448 | 5 | 24 | 16 | 192629.722 | 192.6297 | 123.226 | 30524.1 | 65.2364 | 222.5866 | 0 | 0 | 0 | 450104 | -580.072 | 128.525 | 30524.1 | 69.8028 | 238.1672 | 0 | 0 | 0 | 481493 | -581.611 | 134.965 | 30524.1 | 75.2241 | 256.6646 | 0 | 0 | 0 | 518597 | -646.995 | -69.4037 | -64.1047 | -57.6647
[20 empty] | 2020-05-24 16:00 | 3449 | 5 | 24 | 17 | 131967.879 | 131.9679 | 14.694 | 30524.1 | 0 | 0 | 0 | 0 | 0 | 0 | 0 | 14.694 | 30524.1 | 0 | 0 | 0 | 0 | 0 | 0 | 0 | 14.694 | 30524.1 | 0 | 0 | 0 | 0 | 0 | 0 | 0 | -117.2739 | -117.2739 | -117.2739
[20 empty] | 2020-05-24 17:00 | 3450 | 5 | 24 | 18 | 60580.855 | 60.5809 | 13.7827 | 30670.8 | 0 | 0 | 0 | 0 | 0 | 0 | 0 | 13.7827 | 30670.8 | 0 | 0 | 0 | 0 | 0 | 0 | 0 | 13.7827 | 30670.8 | 0 | 0 | 0 | 0 | 0 | 0 | 0 | -46.7982 | -46.7982 | -46.7982
[20 empty] | 2020-05-24 18:00 | 3451 | 5 | 24 | 19 | 8480.197 | 8.4802 | 10.3847 | 30890.8 | 0 | 0 | 0 | 0 | 0 | 0 | 0 | 10.3847 | 30890.8 | 0 | 0 | 0 | 0 | 0 | 0 | 0 | 10.3847 | 30890.8 | 0 | 0 | 0 | 0 | 0 | 0 | 0 | 1.9045 | 1.9045 | 1.9045
[20 empty] | 2020-05-24 19:00 | 3452 | 5 | 24 | 20 | 0 | 0 | 8.8655 | 8529.14 | 0 | 0 | 0 | 0 | 0 | 0 | 0 | 8.8655 | 8529.14 | 0 | 0 | 0 | 0 | 0 | 0 | 0 | 8.8655 | 8529.14 | 0 | 0 | 0 | 0 | 0 | 0 | 0 | 8.8655 | 8.8655 | 8.8655
[20 empty] | 2020-05-24 20:00 | 3453 | 5 | 24 | 21 | 0 | 0 | 21.1797 | 9042.42 | 10.1184 | 34.524 | 0 | 0 | 0 | 77302.8 | 0 | 21.1798 | 9042.42 | 10.1185 | 34.5243 | 0 | 0 | 0 | 77303.1 | 0 | 21.1798 | 9042.42 | 10.1185 | 34.5243 | 0 | 0 | 0 | 77302.9 | 0 | 21.1797 | 21.1798 | 21.1798
[20 empty] | 2020-05-24 21:00 | 3454 | 5 | 24 | 22 | 0 | 0 | 7.3463 | 9189.07 | 0 | 0 | 0 | 0 | 0 | 0 | 0 | 7.3463 | 9189.07 | 0 | 0 | 0 | 0 | 0 | 0 | 0 | 7.3463 | 9189.07 | 0 | 0 | 0 | 0 | 0 | 0 | 0 | 7.3463 | 7.3463 | 7.3463
[20 empty] | 2020-05-24 22:00 | 3455 | 5 | 24 | 23 | 0 | 0 | 7.3463 | 9189.07 | 0 | 0 | 0 | 0 | 0 | 0 | 0 | 7.3463 | 9189.07 | 0 | 0 | 0 | 0 | 0 | 0 | 0 | 7.3463 | 9189.07 | 0 | 0 | 0 | 0 | 0 | 0 | 0 | 7.3463 | 7.3463 | 7.3463
[20 empty] | 2020-05-24 23:00 | 3456 | 5 | 24 | 24 | 0 | 0 | 7.3463 | 9189.07 | 0 | 0 | 0 | 0 | 0 | 0 | 0 | 7.3463 | 9189.07 | 0 | 0 | 0 | 0 | 0 | 0 | 0 | 7.3463 | 9189.07 | 0 | 0 | 0 | 0 | 0 | 0 | 0 | 7.3463 | 7.3463 | 7.3463
[20 empty] | 2020-05-25 | 3457 | 5 | 25 | 1 | 0 | 0 | 7.3463 | 9115.75 | 0 | 0 | 0 | 0 | 0 | 0 | 0 | 7.3463 | 9115.75 | 0 | 0 | 0 | 0 | 0 | 0 | 0 | 7.3463 | 9115.75 | 0 | 0 | 0 | 0 | 0 | 0 | 0 | 7.3463 | 7.3463 | 7.3463
[20 empty] | 2020-05-25 01:00 | 3458 | 5 | 25 | 2 | 0 | 0 | 21.017 | 9115.75 | 9.9557 | 33.9687 | 0 | 0 | 0 | 75976.6 | 0 | 21.017 | 9115.75 | 9.9557 | 33.9689 | 0 | 0 | 0 | 75976.9 | 0 | 21.017 | 9115.75 | 9.9557 | 33.9687 | 0 | 0 | 0 | 75976.6 | 0 | 21.017 | 21.017 | 21.017
[20 empty] | 2020-05-25 02:00 | 3459 | 5 | 25 | 3 | 0 | 0 | 7.3463 | 9189.07 | 0 | 0 | 0 | 0 | 0 | 0 | 0 | 7.3463 | 9189.07 | 0 | 0 | 0 | 0 | 0 | 0 | 0 | 7.3463 | 9189.07 | 0 | 0 | 0 | 0 | 0 | 0 | 0 | 7.3463 | 7.3463 | 7.3463
[20 empty] | 2020-05-25 03:00 | 3460 | 5 | 25 | 4 | 0 | 0 | 7.3463 | 9189.07 | 0 | 0 | 0 | 0 | 0 | 0 | 0 | 7.3463 | 9189.07 | 0 | 0 | 0 | 0 | 0 | 0 | 0 | 7.3463 | 9189.07 | 0 | 0 | 0 | 0 | 0 | 0 | 0 | 7.3463 | 7.3463 | 7.3463
[20 empty] | 2020-05-25 04:00 | 3461 | 5 | 25 | 5 | 0 | 0 | 8.8655 | 9189.07 | 0 | 0 | 0 | 0 | 0 | 0 | 0 | 8.8655 | 9189.07 | 0 | 0 | 0 | 0 | 0 | 0 | 0 | 8.8655 | 9189.07 | 0 | 0 | 0 | 0 | 0 | 0 | 0 | 8.8655 | 8.8655 | 8.8655
[20 empty] | 2020-05-25 05:00 | 3462 | 5 | 25 | 6 | 18651.767 | 18.6518 | 11.0361 | 31477.5 | 0 | 0 | 0 | 0 | 0 | 0 | 0 | 11.0361 | 31477.5 | 0 | 0 | 0 | 0 | 0 | 0 | 0 | 11.0361 | 31477.5 | 0 | 0 | 0 | 0 | 0 | 0 | 0 | -7.6157 | -7.6157 | -7.6157
[20 empty] | 2020-05-25 06:00 | 3463 | 5 | 25 | 7 | 78443.286 | 78.4433 | 122.4 | 80966.3 | 31.6251 | 107.9048 | 0 | 0 | 0 | 241536 | -380.332 | 125.416 | 80966.3 | 34.1419 | 116.4922 | 0 | 0 | 0 | 260758 | -267.472 | 129.292 | 80966.3 | 37.1207 | 126.6558 | 0 | 0 | 0 | 283508 | -250.018 | 43.9567 | 46.9727 | 50.8487
[20 empty] | 2020-05-25 07:00 | 3464 | 5 | 25 | 8 | 148193.691 | 148.1937 | 149.492 | 80966.3 | 31.4702 | 107.3763 | 0 | 0 | 0 | 240353 | -1197.83 | 153.372 | 80966.3 | 34.4344 | 117.4902 | 0 | 0 | 0 | 262992 | -1237.76 | 158.04 | 80966.3 | 37.8863 | 129.2681 | 0 | 0 | 0 | 289355 | -1328.15 | 1.2983 | 5.1783 | 9.8463
[20 empty] | 2020-05-25 08:00 | 3465 | 5 | 25 | 9 | 171247.371 | 171.2474 | 175.841 | 55742.3 | 50.1603 | 171.1469 | 0 | 0 | 0 | 359648 | -758.099 | 181.663 | 55742.3 | 54.7525 | 186.8155 | 0 | 0 | 0 | 392574 | -871.884 | 188.132 | 55742.3 | 59.8081 | 204.0652 | 0 | 0 | 0 | 428823 | -1008.92 | 4.5936 | 10.4156 | 16.8846
[20 empty] | 2020-05-25 09:00 | 3466 | 5 | 25 | 10 | 246960.333 | 246.9603 | 190.628 | 55668.9 | 62.641 | 213.7311 | 0 | 0 | 0 | 447390 | -633.296 | 197.912 | 55668.9 | 68.5561 | 233.9134 | 0 | 0 | 0 | 489325 | -695.311 | 206.163 | 55668.9 | 75.1517 | 256.4176 | 0 | 0 | 0 | 536084 | -743.094 | -56.3323 | -49.0483 | -40.7973
[20 empty] | 2020-05-25 10:00 | 3467 | 5 | 25 | 11 | 277798.568 | 277.7986 | 166.041 | 126659 | 57.8346 | 197.3317 | 0 | 0 | 0 | 411109 | -250.16 | 173.472 | 126659 | 63.882 | 217.9654 | 0 | 0 | 0 | 454081 | -256.909 | 181.892 | 126659 | 70.5343 | 240.663 | 0 | 0 | 0 | 501345 | -299.157 | -111.7576 | -104.3266 | -95.9066
[20 empty] | 2020-05-25 11:00 | 3468 | 5 | 25 | 12 | 255142.003 | 255.142 | 201.368 | 126659 | 65.9431 | 224.9979 | 0 | 0 | 0 | 478222 | -543.049 | 209.513 | 126659 | 72.4875 | 247.3273 | 0 | 0 | 0 | 525264 | -591.294 | 218.594 | 126659 | 79.6865 | 271.8903 | 0 | 0 | 0 | 577011 | -465.831 | -53.774 | -45.629 | -36.548
[20 empty] | 2020-05-25 12:00 | 3469 | 5 | 25 | 13 | 188886.177 | 188.8862 | 146.546 | 87552.8 | 59.9777 | 204.6439 | 0 | 0 | 0 | 437339 | -178.579 | 154.689 | 87552.8 | 66.4337 | 226.6718 | 0 | 0 | 0 | 484289 | -191.351 | 163.731 | 87552.8 | 73.4055 | 250.4596 | 0 | 0 | 0 | 534986 | -194.981 | -42.3402 | -34.1972 | -25.1552
[20 empty] | 2020-05-25 13:00 | 3470 | 5 | 25 | 14 | 143879.711 | 143.8797 | 137.268 | 55815.7 | 56.8931 | 194.1193 | 0 | 0 | 0 | 413755 | -294.576 | 145.32 | 55815.7 | 63.0904 | 215.2644 | 0 | 0 | 0 | 458843 | -312.627 | 154.828 | 55815.7 | 70.3161 | 239.9185 | 0 | 0 | 0 | 511393 | -190.22 | -6.6117 | 1.4403 | 10.9483
[20 empty] | 2020-05-25 14:00 | 3471 | 5 | 25 | 15 | 177874.014 | 177.874 | 126.647 | 55595.6 | 60.9009 | 207.7939 | 0 | 0 | 0 | 427326 | -101.186 | 135.835 | 55595.6 | 67.9678 | 231.9061 | 0 | 0 | 0 | 476912 | -114.955 | 147.242 | 55595.6 | 76.6947 | 261.6823 | 0 | 0 | 0 | 538146 | -64.0618 | -51.227 | -42.039 | -30.632
[20 empty] | 2020-05-25 15:00 | 3472 | 5 | 25 | 16 | 142203.864 | 142.2039 | 118.097 | 30817.4 | 54.0387 | 184.38 | 0 | 0 | 0 | 383967 | -195.71 | 127.497 | 30817.4 | 61.0067 | 208.1549 | 0 | 0 | 0 | 433478 | -99.5628 | 139.01 | 30817.4 | 69.4833 | 237.077 | 0 | 0 | 0 | 493707 | -111.555 | -24.1069 | -14.7069 | -3.1939
[20 empty] | 2020-05-25 16:00 | 3473 | 5 | 25 | 17 | 79553.997 | 79.554 | 14.694 | 30817.4 | 0 | 0 | 0 | 0 | 0 | 0 | 0 | 14.694 | 30817.4 | 0 | 0 | 0 | 0 | 0 | 0 | 0 | 25.0787 | 30817.4 | 7.3948 | 25.2312 | 0 | 0 | 0 | 52425.2 | -1343.22 | -64.86 | -64.86 | -54.4753
[20 empty] | 2020-05-25 17:00 | 3474 | 5 | 25 | 18 | 44177.038 | 44.177 | 13.7827 | 31110.8 | 0 | 0 | 0 | 0 | 0 | 0 | 0 | 13.7827 | 31110.8 | 0 | 0 | 0 | 0 | 0 | 0 | 0 | 24.0259 | 31110.8 | 7.2532 | 24.7481 | 0 | 0 | 0 | 54005.3 | -169.947 | -30.3943 | -30.3943 | -20.1511
[20 empty] | 2020-05-25 18:00 | 3475 | 5 | 25 | 19 | 9307.239 | 9.3072 | 10.3847 | 31330.8 | 0 | 0 | 0 | 0 | 0 | 0 | 0 | 18.5694 | 31330.8 | 6.6372 | 22.6462 | 0 | 0 | 0 | 50642.3 | 0 | 20.4557 | 31330.8 | 7.081 | 24.1603 | 0 | 0 | 0 | 54037.3 | -30.8365 | 1.0775 | 9.2622 | 11.1485
[20 empty] | 2020-05-25 19:00 | 3476 | 5 | 25 | 20 | 0 | 0 | 22.7451 | 8969.09 | 10.1646 | 34.6816 | 0 | 0 | 0 | 77578.9 | 0 | 22.7452 | 8969.09 | 10.1646 | 34.6816 | 0 | 0 | 0 | 77579.1 | 0 | 22.7452 | 8969.09 | 10.1647 | 34.682 | 0 | 0 | 0 | 77579.2 | 0 | 22.7451 | 22.7452 | 22.7452
[20 empty] | 2020-05-25 20:00 | 3477 | 5 | 25 | 21 | 0 | 0 | 7.3463 | 9189.07 | 0 | 0 | 0 | 0 | 0 | 0 | 0 | 7.3463 | 9189.07 | 0 | 0 | 0 | 0 | 0 | 0 | 0 | 7.3463 | 9189.07 | 0 | 0 | 0 | 0 | 0 | 0 | 0 | 7.3463 | 7.3463 | 7.3463
[20 empty] | 2020-05-25 21:00 | 3478 | 5 | 25 | 22 | 0 | 0 | 7.3463 | 9262.4 | 0 | 0 | 0 | 0 | 0 | 0 | 0 | 7.3463 | 9262.4 | 0 | 0 | 0 | 0 | 0 | 0 | 0 | 7.3463 | 9262.4 | 0 | 0 | 0 | 0 | 0 | 0 | 0 | 7.3463 | 7.3463 | 7.3463
[20 empty] | 2020-05-25 22:00 | 3479 | 5 | 25 | 23 | 0 | 0 | 7.3463 | 9262.4 | 0 | 0 | 0 | 0 | 0 | 0 | 0 | 7.3463 | 9262.4 | 0 | 0 | 0 | 0 | 0 | 0 | 0 | 7.3463 | 9262.4 | 0 | 0 | 0 | 0 | 0 | 0 | 0 | 7.3463 | 7.3463 | 7.3463
[20 empty] | 2020-05-25 23:00 | 3480 | 5 | 25 | 24 | 0 | 0 | 21.0849 | 9335.73 | 10.0236 | 34.2005 | 0 | 0 | 0 | 76492.8 | 0 | 21.0849 | 9335.73 | 10.0236 | 34.2005 | 0 | 0 | 0 | 76493 | 0 | 21.0849 | 9335.73 | 10.0236 | 34.2005 | 0 | 0 | 0 | 76493.2 | 0 | 21.0849 | 21.0849 | 21.0849
[20 empty] | 2020-05-26 | 3481 | 5 | 26 | 1 | 0 | 0 | 7.3463 | 9482.38 | 0 | 0 | 0 | 0 | 0 | 0 | 0 | 7.3463 | 9482.38 | 0 | 0 | 0 | 0 | 0 | 0 | 0 | 7.3463 | 9482.38 | 0 | 0 | 0 | 0 | 0 | 0 | 0 | 7.3463 | 7.3463 | 7.3463
[20 empty] | 2020-05-26 01:00 | 3482 | 5 | 26 | 2 | 0 | 0 | 7.3463 | 9482.38 | 0 | 0 | 0 | 0 | 0 | 0 | 0 | 7.3463 | 9482.38 | 0 | 0 | 0 | 0 | 0 | 0 | 0 | 7.3463 | 9482.38 | 0 | 0 | 0 | 0 | 0 | 0 | 0 | 7.3463 | 7.3463 | 7.3463
[20 empty] | 2020-05-26 02:00 | 3483 | 5 | 26 | 3 | 0 | 0 | 7.3463 | 9482.38 | 0 | 0 | 0 | 0 | 0 | 0 | 0 | 7.3463 | 9482.38 | 0 | 0 | 0 | 0 | 0 | 0 | 0 | 7.3463 | 9482.38 | 0 | 0 | 0 | 0 | 0 | 0 | 0 | 7.3463 | 7.3463 | 7.3463
[20 empty] | 2020-05-26 03:00 | 3484 | 5 | 26 | 4 | 0 | 0 | 7.3463 | 9482.38 | 0 | 0 | 0 | 0 | 0 | 0 | 0 | 7.3463 | 9482.38 | 0 | 0 | 0 | 0 | 0 | 0 | 0 | 7.3463 | 9482.38 | 0 | 0 | 0 | 0 | 0 | 0 | 0 | 7.3463 | 7.3463 | 7.3463
[20 empty] | 2020-05-26 04:00 | 3485 | 5 | 26 | 5 | 0 | 0 | 22.5804 | 9482.38 | 9.9999 | 34.1196 | 0 | 0 | 0 | 76311.6 | 0 | 22.5804 | 9482.38 | 9.9999 | 34.1196 | 0 | 0 | 0 | 76311.6 | 0 | 22.5804 | 9482.38 | 9.9999 | 34.1197 | 0 | 0 | 0 | 76311.9 | 0 | 22.5804 | 22.5804 | 22.5804
[20 empty] | 2020-05-26 05:00 | 3486 | 5 | 26 | 6 | 9355.174 | 9.3552 | 11.0361 | 31770.9 | 0 | 0 | 0 | 0 | 0 | 0 | 0 | 11.0361 | 31770.9 | 0 | 0 | 0 | 0 | 0 | 0 | 0 | 11.0361 | 31770.9 | 0 | 0 | 0 | 0 | 0 | 0 | 0 | 1.6809 | 1.6809 | 1.6809
[20 empty] | 2020-05-26 06:00 | 3487 | 5 | 26 | 7 | 55021.653 | 55.0217 | 127.823 | 81479.9 | 33.4833 | 114.245 | 0 | 0 | 0 | 255567 | -81.0205 | 131.445 | 81479.9 | 36.0866 | 123.1275 | 0 | 0 | 0 | 275437 | -60.5888 | 135.916 | 81479.9 | 39.728 | 135.5519 | 0 | 0 | 0 | 303231 | -48.8496 | 72.8013 | 76.4233 | 80.8943
[20 empty] | 2020-05-26 07:00 | 3488 | 5 | 26 | 8 | 105464.43 | 105.4644 | 155.048 | 81479.9 | 33.7079 | 115.0114 | 0 | 0 | 0 | 257281 | -721.88 | 159.241 | 81479.9 | 36.7993 | 125.5592 | 0 | 0 | 0 | 280877 | -700.02 | 162.876 | 81479.9 | 39.2834 | 134.035 | 0 | 0 | 0 | 299837 | -738.908 | 49.5836 | 53.7766 | 57.4116
[20 empty] | 2020-05-26 08:00 | 3489 | 5 | 26 | 9 | 155536.469 | 155.5365 | 196.372 | 56255.8 | 67.228 | 229.3819 | 0 | 0 | 0 | 515558 | -517.639 | 205.08 | 56255.8 | 74.5274 | 254.2875 | 0 | 0 | 0 | 571272 | -529.037 | 213.293 | 56255.8 | 80.882 | 275.9694 | 0 | 0 | 0 | 619775 | -505.07 | 40.8355 | 49.5435 | 57.7565
[20 empty] | 2020-05-26 09:00 | 3490 | 5 | 26 | 10 | 155049.254 | 155.0493 | 201.142 | 56182.4 | 69.7727 | 238.0645 | 0 | 0 | 0 | 532801 | -318.91 | 210.349 | 56182.4 | 77.3329 | 263.8599 | 0 | 0 | 0 | 590489 | -289.357 | 219.109 | 56182.4 | 84.0842 | 286.8953 | 0 | 0 | 0 | 642022 | -337.786 | 46.0927 | 55.2997 | 64.0597
[20 empty] | 2020-05-26 10:00 | 3491 | 5 | 26 | 11 | 217317.465 | 217.3175 | 174.223 | 126659 | 63.1744 | 215.5511 | 0 | 0 | 0 | 482287 | -89.3939 | 182.692 | 126659 | 69.7758 | 238.075 | 0 | 0 | 0 | 532648 | -93.1564 | 191.401 | 126659 | 76.4587 | 260.8771 | 0 | 0 | 0 | 583651 | -105.65 | -43.0945 | -34.6255 | -25.9165
[20 empty] | 2020-05-26 11:00 | 3492 | 5 | 26 | 12 | 125574.217 | 125.5742 | 225.862 | 126659 | 87.4538 | 298.3924 | 0 | 0 | 0 | 668802 | -310.958 | 236.334 | 126659 | 95.7819 | 326.8078 | 0 | 0 | 0 | 731617 | -233.39 | 246.498 | 126659 | 103.804 | 354.1792 | 0 | 0 | 0 | 792123 | -191.662 | 100.2878 | 110.7598 | 120.9238
[20 empty] | 2020-05-26 12:00 | 3493 | 5 | 26 | 13 | 91042.8 | 91.0428 | 179.467 | 88459.9 | 89.8398 | 306.5334 | 0 | 0 | 0 | 683838 | -101.139 | 190.657 | 88459.9 | 98.7315 | 336.8719 | 0 | 0 | 0 | 750161 | -88.0788 | 201.679 | 88459.9 | 107.366 | 366.3328 | 0 | 0 | 0 | 814544 | -87.375 | 88.4242 | 99.6142 | 110.6362
[20 empty] | 2020-05-26 13:00 | 3494 | 5 | 26 | 14 | 43530.837 | 43.5308 | 169.973 | 55962.4 | 86.7785 | 296.0882 | 0 | 0 | 0 | 649726 | -99.4324 | 181.759 | 55962.4 | 96.1045 | 327.9086 | 0 | 0 | 0 | 719351 | -87.94 | 193.384 | 55962.4 | 105.207 | 358.9663 | 0 | 0 | 0 | 787264 | -73.5816 | 126.4422 | 138.2282 | 149.8532
[20 empty] | 2020-05-26 14:00 | 3495 | 5 | 26 | 15 | 129021.394 | 129.0214 | 131.33 | 56109.1 | 64.7474 | 220.9181 | 0 | 0 | 0 | 495517 | 0 | 141.165 | 56109.1 | 72.2978 | 246.6801 | 0 | 0 | 0 | 553191 | 0 | 151.01 | 56109.1 | 79.7776 | 272.2012 | 0 | 0 | 0 | 610305 | 0 | 2.3086 | 12.1436 | 21.9886
[20 empty] | 2020-05-26 15:00 | 3496 | 5 | 26 | 16 | 132995.605 | 132.9956 | 127.412 | 31330.8 | 62.1185 | 211.9483 | 0 | 0 | 0 | 474553 | 0 | 137.093 | 31330.8 | 69.5075 | 237.1596 | 0 | 0 | 0 | 530944 | -1.1141 | 146.861 | 31330.8 | 76.8999 | 262.3825 | 0 | 0 | 0 | 587344 | -1.6364 | -5.5836 | 4.0974 | 13.8654
[20 empty] | 2020-05-26 16:00 | 3497 | 5 | 26 | 17 | 114652.353 | 114.6524 | 14.694 | 31330.8 | 0 | 0 | 0 | 0 | 0 | 0 | 0 | 14.694 | 31330.8 | 0 | 0 | 0 | 0 | 0 | 0 | 0 | 14.694 | 31330.8 | 0 | 0 | 0 | 0 | 0 | 0 | 0 | -99.9584 | -99.9584 | -99.9584
[20 empty] | 2020-05-26 17:00 | 3498 | 5 | 26 | 18 | 55247.893 | 55.2479 | 13.7827 | 31257.5 | 0 | 0 | 0 | 0 | 0 | 0 | 0 | 13.7827 | 31257.5 | 0 | 0 | 0 | 0 | 0 | 0 | 0 | 13.7827 | 31257.5 | 0 | 0 | 0 | 0 | 0 | 0 | 0 | -41.4652 | -41.4652 | -41.4652
[20 empty] | 2020-05-26 18:00 | 3499 | 5 | 26 | 19 | 10222.872 | 10.2229 | 10.3847 | 31404.2 | 0 | 0 | 0 | 0 | 0 | 0 | 0 | 10.3847 | 31404.2 | 0 | 0 | 0 | 0 | 0 | 0 | 0 | 10.3847 | 31404.2 | 0 | 0 | 0 | 0 | 0 | 0 | 0 | 0.16183 | 0.16183 | 0.16183
[20 empty] | 2020-05-26 19:00 | 3500 | 5 | 26 | 20 | 0 | 0 | 8.8655 | 9115.75 | 0 | 0 | 0 | 0 | 0 | 0 | 0 | 8.8655 | 9115.75 | 0 | 0 | 0 | 0 | 0 | 0 | 0 | 8.8655 | 9115.75 | 0 | 0 | 0 | 0 | 0 | 0 | 0 | 8.8655 | 8.8655 | 8.8655
[20 empty] | 2020-05-26 20:00 | 3501 | 5 | 26 | 21 | 0 | 0 | 7.3463 | 9115.75 | 0 | 0 | 0 | 0 | 0 | 0 | 0 | 7.3463 | 9115.75 | 0 | 0 | 0 | 0 | 0 | 0 | 0 | 7.3463 | 9115.75 | 0 | 0 | 0 | 0 | 0 | 0 | 0 | 7.3463 | 7.3463 | 7.3463
[20 empty] | 2020-05-26 21:00 | 3502 | 5 | 26 | 22 | 0 | 0 | 21.3129 | 9115.75 | 10.2516 | 34.9785 | 0 | 0 | 0 | 78495.5 | 0 | 21.3129 | 9115.75 | 10.2516 | 34.9785 | 0 | 0 | 0 | 78495.5 | 0 | 21.313 | 9115.75 | 10.2516 | 34.9785 | 0 | 0 | 0 | 78495.7 | 0 | 21.3129 | 21.3129 | 21.313
[20 empty] | 2020-05-26 22:00 | 3503 | 5 | 26 | 23 | 0 | 0 | 7.3463 | 9115.75 | 0 | 0 | 0 | 0 | 0 | 0 | 0 | 7.3463 | 9115.75 | 0 | 0 | 0 | 0 | 0 | 0 | 0 | 7.3463 | 9115.75 | 0 | 0 | 0 | 0 | 0 | 0 | 0 | 7.3463 | 7.3463 | 7.3463
[20 empty] | 2020-05-26 23:00 | 3504 | 5 | 26 | 24 | 0 | 0 | 7.3463 | 9189.07 | 0 | 0 | 0 | 0 | 0 | 0 | 0 | 7.3463 | 9189.07 | 0 | 0 | 0 | 0 | 0 | 0 | 0 | 7.3463 | 9189.07 | 0 | 0 | 0 | 0 | 0 | 0 | 0 | 7.3463 | 7.3463 | 7.3463
[20 empty] | 2020-05-27 | 3505 | 5 | 27 | 1 | 0 | 0 | 7.3463 | 9189.07 | 0 | 0 | 0 | 0 | 0 | 0 | 0 | 7.3463 | 9189.07 | 0 | 0 | 0 | 0 | 0 | 0 | 0 | 7.3463 | 9189.07 | 0 | 0 | 0 | 0 | 0 | 0 | 0 | 7.3463 | 7.3463 | 7.3463
[20 empty] | 2020-05-27 01:00 | 3506 | 5 | 27 | 2 | 0 | 0 | 7.3463 | 9189.07 | 0 | 0 | 0 | 0 | 0 | 0 | 0 | 7.3463 | 9189.07 | 0 | 0 | 0 | 0 | 0 | 0 | 0 | 7.3463 | 9189.07 | 0 | 0 | 0 | 0 | 0 | 0 | 0 | 7.3463 | 7.3463 | 7.3463
[20 empty] | 2020-05-27 02:00 | 3507 | 5 | 27 | 3 | 0 | 0 | 21.1477 | 9335.73 | 10.0864 | 34.4148 | 0 | 0 | 0 | 76981.6 | 0 | 21.1477 | 9335.73 | 10.0864 | 34.4148 | 0 | 0 | 0 | 76981.7 | 0 | 21.1477 | 9335.73 | 10.0864 | 34.4148 | 0 | 0 | 0 | 76981.9 | 0 | 21.1477 | 21.1477 | 21.1477
[20 empty] | 2020-05-27 03:00 | 3508 | 5 | 27 | 4 | 0 | 0 | 7.3463 | 9335.73 | 0 | 0 | 0 | 0 | 0 | 0 | 0 | 7.3463 | 9335.73 | 0 | 0 | 0 | 0 | 0 | 0 | 0 | 7.3463 | 9335.73 | 0 | 0 | 0 | 0 | 0 | 0 | 0 | 7.3463 | 7.3463 | 7.3463
[20 empty] | 2020-05-27 04:00 | 3509 | 5 | 27 | 5 | 0 | 0 | 8.8655 | 9335.73 | 0 | 0 | 0 | 0 | 0 | 0 | 0 | 8.8655 | 9335.73 | 0 | 0 | 0 | 0 | 0 | 0 | 0 | 8.8655 | 9335.73 | 0 | 0 | 0 | 0 | 0 | 0 | 0 | 8.8655 | 8.8655 | 8.8655
[20 empty] | 2020-05-27 05:00 | 3510 | 5 | 27 | 6 | 19024.38 | 19.0244 | 11.0361 | 31624.2 | 0 | 0 | 0 | 0 | 0 | 0 | 0 | 28.0279 | 31624.2 | 13.47 | 45.9596 | 0 | 0 | 0 | 102856 | 0 | 45.0941 | 31624.2 | 26.5837 | 90.7036 | 0 | 0 | 0 | 202978 | 0 | -7.9883 | 9.0035 | 26.0697
[20 empty] | 2020-05-27 06:00 | 3511 | 5 | 27 | 7 | 68613.833 | 68.6138 | 162.5 | 80966.3 | 67.1512 | 229.1199 | 0 | 0 | 0 | 513244 | -71.0048 | 164.924 | 80966.3 | 69.193 | 236.0865 | 0 | 0 | 0 | 528804 | -187.459 | 167.572 | 80966.3 | 71.2231 | 243.0132 | 0 | 0 | 0 | 544260 | -367.638 | 93.8862 | 96.3102 | 98.9582
[20 empty] | 2020-05-27 07:00 | 3512 | 5 | 27 | 8 | 93566.926 | 93.5669 | 190.277 | 80966.3 | 67.5618 | 230.5209 | 0 | 0 | 0 | 515922 | -607.709 | 196.397 | 80966.3 | 72.6209 | 247.7825 | 0 | 0 | 0 | 554543 | -592.792 | 201.945 | 80966.3 | 77.0214 | 262.797 | 0 | 0 | 0 | 588128 | -637.329 | 96.7101 | 102.8301 | 108.3781
[20 empty] | 2020-05-27 08:00 | 3513 | 5 | 27 | 9 | 126270.419 | 126.2704 | 229.502 | 55742.3 | 98.6852 | 336.7139 | 0 | 0 | 0 | 735904 | -294.015 | 238.306 | 55742.3 | 106.053 | 361.8528 | 0 | 0 | 0 | 788208 | -348.791 | 246.743 | 55742.3 | 112.948 | 385.3786 | 0 | 0 | 0 | 837177 | -356.91 | 103.2316 | 112.0356 | 120.4726
[20 empty] | 2020-05-27 09:00 | 3514 | 5 | 27 | 10 | 230736.328 | 230.7363 | 238.305 | 55742.3 | 104.959 | 358.1201 | 0 | 0 | 0 | 787097 | -243.615 | 247.633 | 55742.3 | 112.826 | 384.9623 | 0 | 0 | 0 | 842989 | -234.566 | 257.961 | 55742.3 | 121.4 | 414.2168 | 0 | 0 | 0 | 902537 | -182.846 | 7.5687 | 16.8967 | 27.2247
[20 empty] | 2020-05-27 10:00 | 3515 | 5 | 27 | 11 | 256747.779 | 256.7478 | 218.074 | 126659 | 102.947 | 351.2552 | 0 | 0 | 0 | 774203 | -111.254 | 227.441 | 126659 | 110.517 | 377.084 | 0 | 0 | 0 | 828140 | -93.3463 | 237.827 | 126659 | 118.789 | 405.3081 | 0 | 0 | 0 | 887660 | -75.4701 | -38.6738 | -29.3068 | -18.9208
[20 empty] | 2020-05-27 11:00 | 3516 | 5 | 27 | 12 | 268688.194 | 268.6882 | 244.592 | 126659 | 103.621 | 353.5549 | 0 | 0 | 0 | 794772 | -142.131 | 255.577 | 126659 | 112.716 | 384.587 | 0 | 0 | 0 | 860930 | -81.5555 | 267.277 | 126659 | 122.508 | 417.9973 | 0 | 0 | 0 | 931701 | -44.0719 | -24.0962 | -13.1112 | -1.4112
[20 empty] | 2020-05-27 12:00 | 3517 | 5 | 27 | 13 | 153088.96 | 153.089 | 199.729 | 87689.1 | 107.873 | 368.0627 | 0 | 0 | 0 | 815606 | -85.5675 | 210.556 | 87689.1 | 116.559 | 397.6993 | 0 | 0 | 0 | 877852 | -109.509 | 222.535 | 87689.1 | 126.225 | 430.6797 | 0 | 0 | 0 | 946111 | -11.674 | 46.64 | 57.467 | 69.446
[20 empty] | 2020-05-27 13:00 | 3518 | 5 | 27 | 14 | 252229.973 | 252.23 | 192.049 | 55742.3 | 106.397 | 363.0266 | 0 | 0 | 0 | 781338 | -78.1669 | 203.597 | 55742.3 | 115.555 | 394.2737 | 0 | 0 | 0 | 847327 | -76.0569 | 216.949 | 55742.3 | 126.286 | 430.8878 | 0 | 0 | 0 | 923864 | -20.6064 | -60.181 | -48.633 | -35.281
[20 empty] | 2020-05-27 14:00 | 3519 | 5 | 27 | 15 | 218894.494 | 218.8945 | 171.197 | 55668.9 | 101.184 | 345.2398 | 0 | 0 | 0 | 730423 | 0 | 183.012 | 55668.9 | 110.429 | 376.7837 | 0 | 0 | 0 | 796353 | 0 | 195.539 | 55668.9 | 120.225 | 410.2077 | 0 | 0 | 0 | 866218 | 0 | -47.6975 | -35.8825 | -23.3555
[20 empty] | 2020-05-27 15:00 | 3520 | 5 | 27 | 16 | 174669.145 | 174.6691 | 167.353 | 30817.4 | 97.7549 | 333.5397 | 0 | 0 | 0 | 702862 | -25.9458 | 180.012 | 30817.4 | 107.341 | 366.2475 | 0 | 0 | 0 | 771058 | -23.6488 | 193.463 | 30817.4 | 117.635 | 401.3706 | 0 | 0 | 0 | 844309 | -10.0984 | -7.3161 | 5.3429 | 18.7939
[20 empty] | 2020-05-27 16:00 | 3521 | 5 | 27 | 17 | 119657.873 | 119.6579 | 14.694 | 30817.4 | 0 | 0 | 0 | 0 | 0 | 0 | 0 | 14.694 | 30817.4 | 0 | 0 | 0 | 0 | 0 | 0 | 0 | 14.694 | 30817.4 | 0 | 0 | 0 | 0 | 0 | 0 | 0 | -104.9639 | -104.9639 | -104.9639
[20 empty] | 2020-05-27 17:00 | 3522 | 5 | 27 | 18 | 56351.312 | 56.3513 | 13.7827 | 31037.5 | 0 | 0 | 0 | 0 | 0 | 0 | 0 | 13.7827 | 31037.5 | 0 | 0 | 0 | 0 | 0 | 0 | 0 | 24.7173 | 31037.5 | 7.9447 | 27.1072 | 0 | 0 | 0 | 58595.8 | -31.0787 | -42.5686 | -42.5686 | -31.634
[20 empty] | 2020-05-27 18:00 | 3523 | 5 | 27 | 19 | 9971.111 | 9.9711 | 10.3847 | 31404.2 | 0 | 0 | 0 | 0 | 0 | 0 | 0 | 10.3847 | 31404.2 | 0 | 0 | 0 | 0 | 0 | 0 | 0 | 20.8675 | 31404.2 | 7.4928 | 25.5656 | 0 | 0 | 0 | 57171.6 | -4.078 | 0.41359 | 0.41359 | 10.8964
[20 empty] | 2020-05-27 19:00 | 3524 | 5 | 27 | 20 | 0 | 0 | 8.8655 | 9042.42 | 0 | 0 | 0 | 0 | 0 | 0 | 0 | 8.8655 | 9042.42 | 0 | 0 | 0 | 0 | 0 | 0 | 0 | 8.8655 | 9042.42 | 0 | 0 | 0 | 0 | 0 | 0 | 0 | 8.8655 | 8.8655 | 8.8655
[20 empty] | 2020-05-27 20:00 | 3525 | 5 | 27 | 21 | 0 | 0 | 21.2665 | 9115.75 | 10.2052 | 34.8201 | 0 | 0 | 0 | 78082.8 | 0 | 21.2666 | 9115.75 | 10.2053 | 34.8205 | 0 | 0 | 0 | 78083.2 | 0 | 21.2665 | 9115.75 | 10.2052 | 34.8201 | 0 | 0 | 0 | 78082.8 | 0 | 21.2665 | 21.2666 | 21.2665
[20 empty] | 2020-05-27 21:00 | 3526 | 5 | 27 | 22 | 0 | 0 | 7.3463 | 9115.75 | 0 | 0 | 0 | 0 | 0 | 0 | 0 | 7.3463 | 9115.75 | 0 | 0 | 0 | 0 | 0 | 0 | 0 | 7.3463 | 9115.75 | 0 | 0 | 0 | 0 | 0 | 0 | 0 | 7.3463 | 7.3463 | 7.3463
[20 empty] | 2020-05-27 22:00 | 3527 | 5 | 27 | 23 | 0 | 0 | 7.3463 | 9115.75 | 0 | 0 | 0 | 0 | 0 | 0 | 0 | 7.3463 | 9115.75 | 0 | 0 | 0 | 0 | 0 | 0 | 0 | 7.3463 | 9115.75 | 0 | 0 | 0 | 0 | 0 | 0 | 0 | 7.3463 | 7.3463 | 7.3463
[20 empty] | 2020-05-27 23:00 | 3528 | 5 | 27 | 24 | 0 | 0 | 7.3463 | 9189.07 | 0 | 0 | 0 | 0 | 0 | 0 | 0 | 7.3463 | 9189.07 | 0 | 0 | 0 | 0 | 0 | 0 | 0 | 7.3463 | 9189.07 | 0 | 0 | 0 | 0 | 0 | 0 | 0 | 7.3463 | 7.3463 | 7.3463
[20 empty] | 2020-05-28 | 3529 | 5 | 28 | 1 | 0 | 0 | 21.1772 | 9262.4 | 10.1159 | 34.5155 | 0 | 0 | 0 | 77212.4 | 0 | 21.1773 | 9262.4 | 10.116 | 34.5158 | 0 | 0 | 0 | 77212.7 | 0 | 21.1772 | 9262.4 | 10.1159 | 34.5155 | 0 | 0 | 0 | 77212.3 | 0 | 21.1772 | 21.1773 | 21.1772
[20 empty] | 2020-05-28 01:00 | 3530 | 5 | 28 | 2 | 0 | 0 | 7.3463 | 9262.4 | 0 | 0 | 0 | 0 | 0 | 0 | 0 | 7.3463 | 9262.4 | 0 | 0 | 0 | 0 | 0 | 0 | 0 | 7.3463 | 9262.4 | 0 | 0 | 0 | 0 | 0 | 0 | 0 | 7.3463 | 7.3463 | 7.3463
[20 empty] | 2020-05-28 02:00 | 3531 | 5 | 28 | 3 | 0 | 0 | 7.3463 | 9335.73 | 0 | 0 | 0 | 0 | 0 | 0 | 0 | 7.3463 | 9335.73 | 0 | 0 | 0 | 0 | 0 | 0 | 0 | 7.3463 | 9335.73 | 0 | 0 | 0 | 0 | 0 | 0 | 0 | 7.3463 | 7.3463 | 7.3463
[20 empty] | 2020-05-28 03:00 | 3532 | 5 | 28 | 4 | 0 | 0 | 7.3463 | 9335.73 | 0 | 0 | 0 | 0 | 0 | 0 | 0 | 7.3463 | 9335.73 | 0 | 0 | 0 | 0 | 0 | 0 | 0 | 7.3463 | 9335.73 | 0 | 0 | 0 | 0 | 0 | 0 | 0 | 7.3463 | 7.3463 | 7.3463
[20 empty] | 2020-05-28 04:00 | 3533 | 5 | 28 | 5 | 0 | 0 | 8.8655 | 9335.73 | 0 | 0 | 0 | 0 | 0 | 0 | 0 | 8.8655 | 9335.73 | 0 | 0 | 0 | 0 | 0 | 0 | 0 | 8.8655 | 9335.73 | 0 | 0 | 0 | 0 | 0 | 0 | 0 | 8.8655 | 8.8655 | 8.8655
[20 empty] | 2020-05-28 05:00 | 3534 | 5 | 28 | 6 | 19183.41 | 19.1834 | 60.1219 | 31550.8 | 37.2801 | 127.1997 | 0 | 0 | 0 | 284632 | 0 | 63.4445 | 31550.8 | 40.0725 | 136.7274 | 0 | 0 | 0 | 305949 | 0 | 65.4508 | 31550.8 | 41.9748 | 143.218 | 0 | 0 | 0 | 320428 | 0 | 40.9385 | 44.2611 | 46.2674
[20 empty] | 2020-05-28 06:00 | 3535 | 5 | 28 | 7 | 64286.632 | 64.2866 | 159.623 | 81259.8 | 63.0685 | 215.1897 | 0 | 0 | 0 | 481530 | -60.6137 | 168.978 | 81259.8 | 71.5654 | 244.1811 | 0 | 0 | 0 | 546390 | -72.94 | 178.103 | 81259.8 | 79.9595 | 272.8218 | 0 | 0 | 0 | 610455 | -136.598 | 95.3364 | 104.6914 | 113.8164
[20 empty] | 2020-05-28 07:00 | 3536 | 5 | 28 | 8 | 145617.675 | 145.6177 | 189.847 | 81259.8 | 65.4161 | 223.1997 | 0 | 0 | 0 | 499396 | -416.021 | 199.35 | 81259.8 | 73.8696 | 252.0431 | 0 | 0 | 0 | 563914 | -424.713 | 206.231 | 81259.8 | 79.8481 | 272.4417 | 0 | 0 | 0 | 609557 | -460.116 | 44.2293 | 53.7323 | 60.6133
[20 empty] | 2020-05-28 08:00 | 3537 | 5 | 28 | 9 | 201026.616 | 201.0266 | 228.603 | 55962.4 | 95.5649 | 326.0674 | 0 | 0 | 0 | 722473 | -246.745 | 239.099 | 55962.4 | 104.599 | 356.8918 | 0 | 0 | 0 | 789810 | -276.308 | 247.976 | 55962.4 | 112.263 | 383.0414 | 0 | 0 | 0 | 846957 | -193.791 | 27.5764 | 38.0724 | 46.9494
[20 empty] | 2020-05-28 09:00 | 3538 | 5 | 28 | 10 | 243906.338 | 243.9063 | 256.327 | 55668.9 | 120.288 | 410.4227 | 0 | 0 | 0 | 907087 | -210.784 | 267.729 | 55668.9 | 130.071 | 443.8023 | 0 | 0 | 0 | 979501 | -223.887 | 279.141 | 55668.9 | 139.775 | 476.9123 | 0 | 0 | 0 | 1053780 | -108.275 | 12.4207 | 23.8227 | 35.2347
[20 empty] | 2020-05-28 10:00 | 3539 | 5 | 28 | 11 | 270107.314 | 270.1073 | 235.63 | 126659 | 117.949 | 402.442 | 0 | 0 | 0 | 891162 | -102.333 | 247.469 | 126659 | 127.977 | 436.6575 | 0 | 0 | 0 | 964439 | -2.8716 | 259.841 | 126659 | 138.051 | 471.03 | 0 | 0 | 0 | 1042530 | -2.8718 | -34.4773 | -22.6383 | -10.2663
[20 empty] | 2020-05-28 11:00 | 3540 | 5 | 28 | 12 | 281711.43 | 281.7114 | 273.642 | 126659 | 129.785 | 442.8264 | 0 | 0 | 0 | 996090 | -50.8448 | 286.33 | 126659 | 140.282 | 478.6422 | 0 | 0 | 0 | 1072310 | -37.7463 | 298.489 | 126659 | 150.181 | 512.4176 | 0 | 0 | 0 | 1153750 | -37.6017 | -8.0694 | 4.6186 | 16.7776
[20 empty] | 2020-05-28 12:00 | 3541 | 5 | 28 | 13 | 276468.543 | 276.4685 | 211.351 | 87264.6 | 116.942 | 399.0061 | 0 | 0 | 0 | 876318 | -103.96 | 224.431 | 87264.6 | 127.773 | 435.9615 | 0 | 0 | 0 | 956402 | -4.1772 | 236.848 | 87264.6 | 137.774 | 470.0849 | 0 | 0 | 0 | 1032490 | -4.1772 | -65.1175 | -52.0375 | -39.6205
[20 empty] | 2020-05-28 13:00 | 3542 | 5 | 28 | 14 | 256790.299 | 256.7903 | 203.645 | 55668.9 | 115.572 | 394.3317 | 0 | 0 | 0 | 842598 | -66.8755 | 217.244 | 55668.9 | 126.59 | 431.9251 | 0 | 0 | 0 | 926497 | -20.8027 | 230.249 | 55668.9 | 136.951 | 467.2768 | 0 | 0 | 0 | 1005830 | -20.8968 | -53.1453 | -39.5463 | -26.5413
[20 empty] | 2020-05-28 14:00 | 3543 | 5 | 28 | 15 | 225899.605 | 225.8996 | 176.412 | 55742.3 | 104.574 | 356.8065 | 0 | 0 | 0 | 761702 | 0 | 189.533 | 55742.3 | 114.912 | 392.0797 | 0 | 0 | 0 | 836147 | 0 | 202.39 | 55742.3 | 124.898 | 426.152 | 0 | 0 | 0 | 912081 | 0 | -49.4876 | -36.3666 | -23.5096
[20 empty] | 2020-05-28 15:00 | 3544 | 5 | 28 | 16 | 180963.211 | 180.9632 | 170.656 | 30964.1 | 99.4269 | 339.2446 | 0 | 0 | 0 | 729079 | -12.8655 | 184.342 | 30964.1 | 109.893 | 374.9549 | 0 | 0 | 0 | 805314 | -3.3908 | 198.14 | 30964.1 | 120.503 | 411.1562 | 0 | 0 | 0 | 883617 | -3.3908 | -10.3072 | 3.3788 | 17.1768
[20 empty] | 2020-05-28 16:00 | 3545 | 5 | 28 | 17 | 121889.136 | 121.8891 | 14.694 | 30964.1 | 0 | 0 | 0 | 0 | 0 | 0 | 0 | 14.694 | 30964.1 | 0 | 0 | 0 | 0 | 0 | 0 | 0 | 25.3807 | 30964.1 | 7.6968 | 26.2616 | 0 | 0 | 0 | 56224.7 | -1527.85 | -107.1951 | -107.1951 | -96.5084
[20 empty] | 2020-05-28 17:00 | 3546 | 5 | 28 | 18 | 60189.221 | 60.1892 | 13.7827 | 31184.1 | 0 | 0 | 0 | 0 | 0 | 0 | 0 | 23.5938 | 31184.1 | 7.0469 | 24.044 | 0 | 0 | 0 | 53193.3 | -25.2031 | 24.4209 | 31184.1 | 7.6482 | 26.0958 | 0 | 0 | 0 | 57652.7 | -208.375 | -46.4065 | -36.5954 | -35.7683
[20 empty] | 2020-05-28 18:00 | 3547 | 5 | 28 | 19 | 11925.584 | 11.9256 | 10.3847 | 31330.8 | 0 | 0 | 0 | 0 | 0 | 0 | 0 | 19.9554 | 31330.8 | 6.8064 | 23.2234 | 0 | 0 | 0 | 51933.8 | -30.7473 | 20.8883 | 31330.8 | 7.5136 | 25.6364 | 0 | 0 | 0 | 57330.4 | -43.3866 | -1.5409 | 8.0298 | 8.9627
[20 empty] | 2020-05-28 19:00 | 3548 | 5 | 28 | 20 | 0 | 0 | 8.8655 | 8969.09 | 0 | 0 | 0 | 0 | 0 | 0 | 0 | 8.8655 | 8969.09 | 0 | 0 | 0 | 0 | 0 | 0 | 0 | 18.0782 | 8969.09 | 7.5091 | 25.6212 | 0 | 0 | 0 | 57296.9 | 0 | 8.8655 | 8.8655 | 18.0782
[20 empty] | 2020-05-28 20:00 | 3549 | 5 | 28 | 21 | 0 | 0 | 21.214 | 9115.75 | 10.1527 | 34.641 | 0 | 0 | 0 | 77734.9 | 0 | 21.214 | 9115.75 | 10.1527 | 34.641 | 0 | 0 | 0 | 77734.8 | 0 | 21.214 | 9115.75 | 10.1527 | 34.641 | 0 | 0 | 0 | 77734.8 | 0 | 21.214 | 21.214 | 21.214
[20 empty] | 2020-05-28 21:00 | 3550 | 5 | 28 | 22 | 0 | 0 | 7.3463 | 9115.75 | 0 | 0 | 0 | 0 | 0 | 0 | 0 | 7.3463 | 9115.75 | 0 | 0 | 0 | 0 | 0 | 0 | 0 | 7.3463 | 9115.75 | 0 | 0 | 0 | 0 | 0 | 0 | 0 | 7.3463 | 7.3463 | 7.3463
[20 empty] | 2020-05-28 22:00 | 3551 | 5 | 28 | 23 | 0 | 0 | 7.3463 | 9115.75 | 0 | 0 | 0 | 0 | 0 | 0 | 0 | 7.3463 | 9115.75 | 0 | 0 | 0 | 0 | 0 | 0 | 0 | 7.3463 | 9115.75 | 0 | 0 | 0 | 0 | 0 | 0 | 0 | 7.3463 | 7.3463 | 7.3463
[20 empty] | 2020-05-28 23:00 | 3552 | 5 | 28 | 24 | 0 | 0 | 7.7516 | 9189.07 | 0 | 0 | 0 | 0 | 0 | 0 | 0 | 7.7516 | 9189.07 | 0 | 0 | 0 | 0 | 0 | 0 | 0 | 7.7516 | 9189.07 | 0 | 0 | 0 | 0 | 0 | 0 | 0 | 7.7516 | 7.7516 | 7.7516
[20 empty] | 2020-05-29 | 3553 | 5 | 29 | 1 | 0 | 0 | 7.7516 | 9189.07 | 0 | 0 | 0 | 0 | 0 | 0 | 0 | 7.7516 | 9189.07 | 0 | 0 | 0 | 0 | 0 | 0 | 0 | 7.7516 | 9189.07 | 0 | 0 | 0 | 0 | 0 | 0 | 0 | 7.7516 | 7.7516 | 7.7516
[20 empty] | 2020-05-29 01:00 | 3554 | 5 | 29 | 2 | 0 | 0 | 21.613 | 9189.07 | 10.1464 | 34.6195 | 0 | 0 | 0 | 77452.8 | 0 | 21.613 | 9189.07 | 10.1464 | 34.6195 | 0 | 0 | 0 | 77452.7 | 0 | 21.613 | 9189.07 | 10.1464 | 34.6195 | 0 | 0 | 0 | 77452.6 | 0 | 21.613 | 21.613 | 21.613
[20 empty] | 2020-05-29 02:00 | 3555 | 5 | 29 | 3 | 0 | 0 | 7.7516 | 9262.4 | 0 | 0 | 0 | 0 | 0 | 0 | 0 | 7.7516 | 9262.4 | 0 | 0 | 0 | 0 | 0 | 0 | 0 | 7.7516 | 9262.4 | 0 | 0 | 0 | 0 | 0 | 0 | 0 | 7.7516 | 7.7516 | 7.7516
[20 empty] | 2020-05-29 03:00 | 3556 | 5 | 29 | 4 | 0 | 0 | 7.7516 | 9262.4 | 0 | 0 | 0 | 0 | 0 | 0 | 0 | 7.7516 | 9262.4 | 0 | 0 | 0 | 0 | 0 | 0 | 0 | 7.7516 | 9262.4 | 0 | 0 | 0 | 0 | 0 | 0 | 0 | 7.7516 | 7.7516 | 7.7516
[20 empty] | 2020-05-29 04:00 | 3557 | 5 | 29 | 5 | 0 | 0 | 7.7516 | 9335.73 | 0 | 0 | 0 | 0 | 0 | 0 | 0 | 7.7516 | 9335.73 | 0 | 0 | 0 | 0 | 0 | 0 | 0 | 7.7516 | 9335.73 | 0 | 0 | 0 | 0 | 0 | 0 | 0 | 7.7516 | 7.7516 | 7.7516
[20 empty] | 2020-05-29 05:00 | 3558 | 5 | 29 | 6 | 17952.805 | 17.9528 | 7.4941 | 9189.07 | 0 | 0 | 0 | 0 | 0 | 0 | 0 | 7.4866 | 9189.07 | 0 | 0 | 0 | 0 | 0 | 0 | 0 | 7.4814 | 9189.07 | 0 | 0 | 0 | 0 | 0 | 0 | 0 | -10.4587 | -10.4662 | -10.4714
[20 empty] | 2020-05-29 06:00 | 3559 | 5 | 29 | 7 | 74790.842 | 74.7908 | 21.2789 | 9189.07 | 10.096 | 34.4476 | 0 | 0 | 0 | 77074.7 | 0 | 21.2789 | 9189.07 | 10.096 | 34.4476 | 0 | 0 | 0 | 77074.7 | 0 | 21.2789 | 9189.07 | 10.096 | 34.4476 | 0 | 0 | 0 | 77074.5 | 0 | -53.5119 | -53.5119 | -53.5119
[20 empty] | 2020-05-29 07:00 | 3560 | 5 | 29 | 8 | 138816.129 | 138.8161 | 7.4679 | 9189.07 | 0 | 0 | 0 | 0 | 0 | 0 | 0 | 7.4679 | 9189.07 | 0 | 0 | 0 | 0 | 0 | 0 | 0 | 7.4679 | 9189.07 | 0 | 0 | 0 | 0 | 0 | 0 | 0 | -131.3482 | -131.3482 | -131.3482
[20 empty] | 2020-05-29 08:00 | 3561 | 5 | 29 | 9 | 193759.672 | 193.7597 | 7.4679 | 8895.77 | 0 | 0 | 0 | 0 | 0 | 0 | 0 | 7.4679 | 8895.77 | 0 | 0 | 0 | 0 | 0 | 0 | 0 | 7.4679 | 8895.77 | 0 | 0 | 0 | 0 | 0 | 0 | 0 | -186.2918 | -186.2918 | -186.2918
[20 empty] | 2020-05-29 09:00 | 3562 | 5 | 29 | 10 | 235046.633 | 235.0466 | 7.4679 | 8675.79 | 0 | 0 | 0 | 0 | 0 | 0 | 0 | 7.4679 | 8675.79 | 0 | 0 | 0 | 0 | 0 | 0 | 0 | 7.4679 | 8675.79 | 0 | 0 | 0 | 0 | 0 | 0 | 0 | -227.5788 | -227.5788 | -227.5788
[20 empty] | 2020-05-29 10:00 | 3563 | 5 | 29 | 11 | 261987.268 | 261.9873 | 7.4679 | 8675.79 | 0 | 0 | 0 | 0 | 0 | 0 | 0 | 7.4679 | 8675.79 | 0 | 0 | 0 | 0 | 0 | 0 | 0 | 7.4679 | 8675.79 | 0 | 0 | 0 | 0 | 0 | 0 | 0 | -254.5194 | -254.5194 | -254.5194
[20 empty] | 2020-05-29 11:00 | 3564 | 5 | 29 | 12 | 273610.271 | 273.6103 | 21.9428 | 8455.81 | 10.7599 | 36.7128 | 0 | 0 | 0 | 76703.9 | 0 | 21.9428 | 8455.81 | 10.7599 | 36.7128 | 0 | 0 | 0 | 76704 | 0 | 21.9428 | 8455.81 | 10.7599 | 36.7128 | 0 | 0 | 0 | 76703.7 | 0 | -251.6675 | -251.6675 | -251.6675
[20 empty] | 2020-05-29 12:00 | 3565 | 5 | 29 | 13 | 272333.435 | 272.3334 | 7.4679 | 8602.46 | 0 | 0 | 0 | 0 | 0 | 0 | 0 | 7.4679 | 8602.46 | 0 | 0 | 0 | 0 | 0 | 0 | 0 | 7.4679 | 8602.46 | 0 | 0 | 0 | 0 | 0 | 0 | 0 | -264.8656 | -264.8656 | -264.8656
[20 empty] | 2020-05-29 13:00 | 3566 | 5 | 29 | 14 | 200014.858 | 200.0149 | 7.4679 | 8602.46 | 0 | 0 | 0 | 0 | 0 | 0 | 0 | 7.4679 | 8602.46 | 0 | 0 | 0 | 0 | 0 | 0 | 0 | 7.4679 | 8602.46 | 0 | 0 | 0 | 0 | 0 | 0 | 0 | -192.547 | -192.547 | -192.547
[20 empty] | 2020-05-29 14:00 | 3567 | 5 | 29 | 15 | 216432.817 | 216.4328 | 7.4679 | 8455.81 | 0 | 0 | 0 | 0 | 0 | 0 | 0 | 7.4679 | 8455.81 | 0 | 0 | 0 | 0 | 0 | 0 | 0 | 7.4679 | 8455.81 | 0 | 0 | 0 | 0 | 0 | 0 | 0 | -208.9649 | -208.9649 | -208.9649
[20 empty] | 2020-05-29 15:00 | 3568 | 5 | 29 | 16 | 171194.71 | 171.1947 | 7.4679 | 8529.14 | 0 | 0 | 0 | 0 | 0 | 0 | 0 | 16.5686 | 8529.14 | 7.5532 | 25.7716 | 0 | 0 | 0 | 54482.5 | 0 | 17.6245 | 8529.14 | 8.453 | 28.8416 | 0 | 0 | 0 | 61023.7 | 0 | -163.7268 | -154.6261 | -153.5702
[20 empty] | 2020-05-29 16:00 | 3569 | 5 | 29 | 17 | 114541.817 | 114.5418 | 7.4679 | 8529.14 | 0 | 0 | 0 | 0 | 0 | 0 | 0 | 17.6835 | 8529.14 | 7.4514 | 25.4243 | 0 | 0 | 0 | 53540.5 | -25.2287 | 19.1543 | 8529.14 | 8.6077 | 29.3693 | 0 | 0 | 0 | 61857.1 | -37.9092 | -107.0739 | -96.8583 | -95.3875
[20 empty] | 2020-05-29 17:00 | 3570 | 5 | 29 | 18 | 1686.288 | 1.6863 | 29.4216 | 8749.11 | 16.835 | 57.441 | 0 | 0 | 0 | 125674 | 0 | 31.5766 | 8749.11 | 17.5788 | 59.9789 | 0 | 0 | 0 | 131063 | -30.2148 | 32.9321 | 8749.11 | 18.6342 | 63.5799 | 0 | 0 | 0 | 138926 | -42.9197 | 27.7353 | 29.8903 | 31.2458
[20 empty] | 2020-05-29 18:00 | 3571 | 5 | 29 | 19 | 11346.064 | 11.3461 | 15.1306 | 8895.77 | 6.2553 | 21.3429 | 0 | 0 | 0 | 47728.1 | 0 | 17.2835 | 8895.77 | 7.0191 | 23.9491 | 0 | 0 | 0 | 53556.4 | -8.5311 | 18.5628 | 8895.77 | 8.0078 | 27.3226 | 0 | 0 | 0 | 61100.2 | -12.8069 | 3.7845 | 5.9374 | 7.2167
[20 empty] | 2020-05-29 19:00 | 3572 | 5 | 29 | 20 | 0 | 0 | 7.7516 | 8895.77 | 0 | 0 | 0 | 0 | 0 | 0 | 0 | 16.1608 | 8895.77 | 6.8617 | 23.4122 | 0 | 0 | 0 | 52356.2 | 0 | 17.0962 | 8895.77 | 7.6367 | 26.0562 | 0 | 0 | 0 | 58268.7 | 0 | 7.7516 | 16.1608 | 17.0962
[20 empty] | 2020-05-29 20:00 | 3573 | 5 | 29 | 21 | 0 | 0 | 7.7516 | 9042.42 | 0 | 0 | 0 | 0 | 0 | 0 | 0 | 7.7516 | 9042.42 | 0 | 0 | 0 | 0 | 0 | 0 | 0 | 16.9972 | 9042.42 | 7.542 | 25.7333 | 0 | 0 | 0 | 57546.7 | 0 | 7.7516 | 7.7516 | 16.9972
[20 empty] | 2020-05-29 21:00 | 3574 | 5 | 29 | 22 | 0 | 0 | 7.7516 | 9042.42 | 0 | 0 | 0 | 0 | 0 | 0 | 0 | 7.7516 | 9042.42 | 0 | 0 | 0 | 0 | 0 | 0 | 0 | 7.7516 | 9042.42 | 0 | 0 | 0 | 0 | 0 | 0 | 0 | 7.7516 | 7.7516 | 7.7516
[20 empty] | 2020-05-29 22:00 | 3575 | 5 | 29 | 23 | 0 | 0 | 21.4384 | 9042.42 | 9.9718 | 34.0236 | 0 | 0 | 0 | 76122.2 | 0 | 21.4384 | 9042.42 | 9.9718 | 34.0236 | 0 | 0 | 0 | 76122.2 | 0 | 21.4383 | 9042.42 | 9.9717 | 34.0235 | 0 | 0 | 0 | 76121.9 | 0 | 21.4384 | 21.4384 | 21.4383
[20 empty] | 2020-05-29 23:00 | 3576 | 5 | 29 | 24 | 0 | 0 | 7.7516 | 9262.4 | 0 | 0 | 0 | 0 | 0 | 0 | 0 | 7.7516 | 9262.4 | 0 | 0 | 0 | 0 | 0 | 0 | 0 | 7.7516 | 9262.4 | 0 | 0 | 0 | 0 | 0 | 0 | 0 | 7.7516 | 7.7516 | 7.7516
[20 empty] | 2020-05-30 | 3577 | 5 | 30 | 1 | 0 | 0 | 7.7516 | 9115.75 | 0 | 0 | 0 | 0 | 0 | 0 | 0 | 7.7516 | 9115.75 | 0 | 0 | 0 | 0 | 0 | 0 | 0 | 7.7516 | 9115.75 | 0 | 0 | 0 | 0 | 0 | 0 | 0 | 7.7516 | 7.7516 | 7.7516
[20 empty] | 2020-05-30 01:00 | 3578 | 5 | 30 | 2 | 0 | 0 | 7.7516 | 9115.75 | 0 | 0 | 0 | 0 | 0 | 0 | 0 | 7.7516 | 9115.75 | 0 | 0 | 0 | 0 | 0 | 0 | 0 | 7.7516 | 9115.75 | 0 | 0 | 0 | 0 | 0 | 0 | 0 | 7.7516 | 7.7516 | 7.7516
[20 empty] | 2020-05-30 02:00 | 3579 | 5 | 30 | 3 | 0 | 0 | 7.7516 | 9042.42 | 0 | 0 | 0 | 0 | 0 | 0 | 0 | 7.7516 | 9042.42 | 0 | 0 | 0 | 0 | 0 | 0 | 0 | 7.7516 | 9042.42 | 0 | 0 | 0 | 0 | 0 | 0 | 0 | 7.7516 | 7.7516 | 7.7516
[20 empty] | 2020-05-30 03:00 | 3580 | 5 | 30 | 4 | 0 | 0 | 7.7516 | 9115.75 | 0 | 0 | 0 | 0 | 0 | 0 | 0 | 7.7516 | 9115.75 | 0 | 0 | 0 | 0 | 0 | 0 | 0 | 7.7516 | 9115.75 | 0 | 0 | 0 | 0 | 0 | 0 | 0 | 7.7516 | 7.7516 | 7.7516
[20 empty] | 2020-05-30 04:00 | 3581 | 5 | 30 | 5 | 0 | 0 | 21.4206 | 9115.75 | 9.954 | 33.963 | 0 | 0 | 0 | 75986.4 | 0 | 21.4206 | 9115.75 | 9.954 | 33.9629 | 0 | 0 | 0 | 75986.2 | 0 | 21.4206 | 9115.75 | 9.954 | 33.9629 | 0 | 0 | 0 | 75986.2 | 0 | 21.4206 | 21.4206 | 21.4206
[20 empty] | 2020-05-30 05:00 | 3582 | 5 | 30 | 6 | 20557.547 | 20.5575 | 7.7516 | 9042.42 | 0 | 0 | 0 | 0 | 0 | 0 | 0 | 7.7516 | 9042.42 | 0 | 0 | 0 | 0 | 0 | 0 | 0 | 7.7516 | 9042.42 | 0 | 0 | 0 | 0 | 0 | 0 | 0 | -12.8059 | -12.8059 | -12.8059
[20 empty] | 2020-05-30 06:00 | 3583 | 5 | 30 | 7 | 73540.857 | 73.5409 | 7.5145 | 8749.11 | 0 | 0 | 0 | 0 | 0 | 0 | 0 | 7.4911 | 8749.11 | 0 | 0 | 0 | 0 | 0 | 0 | 0 | 7.4837 | 8749.11 | 0 | 0 | 0 | 0 | 0 | 0 | 0 | -66.0263 | -66.0498 | -66.0571
[20 empty] | 2020-05-30 07:00 | 3584 | 5 | 30 | 8 | 135068.183 | 135.0682 | 7.4679 | 8822.44 | 0 | 0 | 0 | 0 | 0 | 0 | 0 | 7.4679 | 8822.44 | 0 | 0 | 0 | 0 | 0 | 0 | 0 | 7.4679 | 8822.44 | 0 | 0 | 0 | 0 | 0 | 0 | 0 | -127.6003 | -127.6003 | -127.6003
[20 empty] | 2020-05-30 08:00 | 3585 | 5 | 30 | 9 | 188154.222 | 188.1542 | 7.4679 | 8675.79 | 0 | 0 | 0 | 0 | 0 | 0 | 0 | 7.4679 | 8675.79 | 0 | 0 | 0 | 0 | 0 | 0 | 0 | 7.4679 | 8675.79 | 0 | 0 | 0 | 0 | 0 | 0 | 0 | -180.6863 | -180.6863 | -180.6863
[20 empty] | 2020-05-30 09:00 | 3586 | 5 | 30 | 10 | 229974.104 | 229.9741 | 22.1535 | 8235.83 | 10.9706 | 37.4317 | 0 | 0 | 0 | 75591.3 | 0 | 22.1535 | 8235.83 | 10.9706 | 37.4317 | 0 | 0 | 0 | 75591.1 | 0 | 22.1535 | 8235.83 | 10.9706 | 37.4317 | 0 | 0 | 0 | 75591 | 0 | -207.8206 | -207.8206 | -207.8206
[20 empty] | 2020-05-30 10:00 | 3587 | 5 | 30 | 11 | 260100.232 | 260.1002 | 7.4679 | 8235.83 | 0 | 0 | 0 | 0 | 0 | 0 | 0 | 7.4679 | 8235.83 | 0 | 0 | 0 | 0 | 0 | 0 | 0 | 7.4679 | 8235.83 | 0 | 0 | 0 | 0 | 0 | 0 | 0 | -252.6324 | -252.6324 | -252.6324
[20 empty] | 2020-05-30 11:00 | 3588 | 5 | 30 | 12 | 274380.046 | 274.38 | 7.4679 | 7942.53 | 0 | 0 | 0 | 0 | 0 | 0 | 0 | 7.4679 | 7942.53 | 0 | 0 | 0 | 0 | 0 | 0 | 0 | 7.4679 | 7942.53 | 0 | 0 | 0 | 0 | 0 | 0 | 0 | -266.9122 | -266.9122 | -266.9122
[20 empty] | 2020-05-30 12:00 | 3589 | 5 | 30 | 13 | 273466.741 | 273.4667 | 7.4679 | 7795.88 | 0 | 0 | 0 | 0 | 0 | 0 | 0 | 7.4679 | 7795.88 | 0 | 0 | 0 | 0 | 0 | 0 | 0 | 7.4679 | 7795.88 | 0 | 0 | 0 | 0 | 0 | 0 | 0 | -265.9989 | -265.9989 | -265.9989
[20 empty] | 2020-05-30 13:00 | 3590 | 5 | 30 | 14 | 255316.517 | 255.3165 | 7.4679 | 7795.88 | 0 | 0 | 0 | 0 | 0 | 0 | 0 | 7.4679 | 7795.88 | 0 | 0 | 0 | 0 | 0 | 0 | 0 | 18.4743 | 7795.88 | 9.3028 | 31.7412 | 0 | 0 | 0 | 59849.8 | 0 | -247.8486 | -247.8486 | -236.8422
[20 empty] | 2020-05-30 14:00 | 3591 | 5 | 30 | 15 | 224050.323 | 224.0503 | 7.4679 | 7942.53 | 0 | 0 | 0 | 0 | 0 | 0 | 0 | 17.3539 | 7942.53 | 8.3385 | 28.451 | 0 | 0 | 0 | 54972.7 | 0 | 19.5848 | 7942.53 | 9.127 | 31.1412 | 0 | 0 | 0 | 59629.3 | -45.7403 | -216.5824 | -206.6964 | -204.4655
[20 empty] | 2020-05-30 15:00 | 3592 | 5 | 30 | 16 | 178065.434 | 178.0654 | 31.3914 | 8015.86 | 18.8019 | 64.1521 | 0 | 0 | 0 | 125206 | 0 | 33.6859 | 8015.86 | 19.6925 | 67.1908 | 0 | 0 | 0 | 130711 | -23.1422 | 46.3046 | 8015.86 | 30.342 | 103.5269 | 0 | 0 | 0 | 201877 | -61.9023 | -146.674 | -144.3795 | -131.7608
[20 empty] | 2020-05-30 16:00 | 3593 | 5 | 30 | 17 | 121728.568 | 121.7286 | 17.6845 | 8015.86 | 7.605 | 25.9483 | 0 | 0 | 0 | 50287.9 | -17.7109 | 18.9295 | 8015.86 | 8.5913 | 29.3137 | 0 | 0 | 0 | 56796.3 | -39.2817 | 31.5403 | 8015.86 | 19.2084 | 65.5391 | 0 | 0 | 0 | 127091 | -267.114 | -104.0441 | -102.7991 | -90.1883
[20 empty] | 2020-05-30 17:00 | 3594 | 5 | 30 | 18 | 59390.499 | 59.3905 | 17.312 | 8382.48 | 7.2157 | 24.6201 | 0 | 0 | 0 | 50618 | -17.6501 | 18.57 | 8382.48 | 8.2022 | 27.9859 | 0 | 0 | 0 | 57539.8 | -34.2966 | 43.1333 | 8382.48 | 28.6865 | 97.8783 | 0 | 0 | 0 | 202150 | -67.4108 | -42.0785 | -40.8205 | -16.2572
[20 empty] | 2020-05-30 18:00 | 3595 | 5 | 30 | 19 | 12091.414 | 12.0914 | 15.5958 | 8675.79 | 6.6833 | 22.8035 | 0 | 0 | 0 | 49183.3 | 0 | 16.661 | 8675.79 | 7.563 | 25.8049 | 0 | 0 | 0 | 55658.3 | 0 | 19.1088 | 8675.79 | 8.5203 | 29.0712 | 0 | 0 | 0 | 62706 | -1.2601 | 3.5044 | 4.5696 | 7.0174
[20 empty] | 2020-05-30 19:00 | 3596 | 5 | 30 | 20 | 0 | 0 | 16.8396 | 8675.79 | 6.5302 | 22.281 | 0 | 0 | 0 | 48053.2 | -1.0116 | 17.8219 | 8675.79 | 7.2884 | 24.868 | 0 | 0 | 0 | 53633.9 | -1.3146 | 18.9533 | 8675.79 | 8.1649 | 27.8587 | 0 | 0 | 0 | 60086.5 | -1.5567 | 16.8396 | 17.8219 | 18.9533
[20 empty] | 2020-05-30 20:00 | 3597 | 5 | 30 | 21 | 0 | 0 | 21.5354 | 8749.11 | 10.0688 | 34.3547 | 0 | 0 | 0 | 75099.9 | 0 | 30.1362 | 8749.11 | 17.1222 | 58.4209 | 0 | 0 | 0 | 127632 | 0 | 31.0398 | 8749.11 | 17.8696 | 60.9711 | 0 | 0 | 0 | 133200 | 0 | 21.5354 | 30.1362 | 31.0398
[20 empty] | 2020-05-30 21:00 | 3598 | 5 | 30 | 22 | 0 | 0 | 7.7516 | 8675.79 | 0 | 0 | 0 | 0 | 0 | 0 | 0 | 16.4285 | 8675.79 | 7.1294 | 24.3256 | 0 | 0 | 0 | 52458.1 | 0 | 17.3327 | 8675.79 | 7.8776 | 26.8782 | 0 | 0 | 0 | 57964.3 | 0 | 7.7516 | 16.4285 | 17.3327
[20 empty] | 2020-05-30 22:00 | 3599 | 5 | 30 | 23 | 0 | 0 | 7.7516 | 8675.79 | 0 | 0 | 0 | 0 | 0 | 0 | 0 | 7.7516 | 8675.79 | 0 | 0 | 0 | 0 | 0 | 0 | 0 | 17.2694 | 8675.79 | 7.8142 | 26.6619 | 0 | 0 | 0 | 57497.8 | 0 | 7.7516 | 7.7516 | 17.2694
[20 empty] | 2020-05-30 23:00 | 3600 | 5 | 30 | 24 | 0 | 0 | 7.7516 | 8749.11 | 0 | 0 | 0 | 0 | 0 | 0 | 0 | 7.7516 | 8749.11 | 0 | 0 | 0 | 0 | 0 | 0 | 0 | 7.7516 | 8749.11 | 0 | 0 | 0 | 0 | 0 | 0 | 0 | 7.7516 | 7.7516 | 7.7516
[20 empty] | 2020-05-31 | 3601 | 5 | 31 | 1 | 0 | 0 | 7.7516 | 8675.79 | 0 | 0 | 0 | 0 | 0 | 0 | 0 | 7.7516 | 8675.79 | 0 | 0 | 0 | 0 | 0 | 0 | 0 | 7.7516 | 8675.79 | 0 | 0 | 0 | 0 | 0 | 0 | 0 | 7.7516 | 7.7516 | 7.7516
[20 empty] | 2020-05-31 01:00 | 3602 | 5 | 31 | 2 | 0 | 0 | 7.7516 | 8675.79 | 0 | 0 | 0 | 0 | 0 | 0 | 0 | 7.7516 | 8675.79 | 0 | 0 | 0 | 0 | 0 | 0 | 0 | 7.7516 | 8675.79 | 0 | 0 | 0 | 0 | 0 | 0 | 0 | 7.7516 | 7.7516 | 7.7516
[20 empty] | 2020-05-31 02:00 | 3603 | 5 | 31 | 3 | 0 | 0 | 21.7526 | 8602.46 | 10.286 | 35.0958 | 0 | 0 | 0 | 75006.5 | 0 | 21.7526 | 8602.46 | 10.286 | 35.0958 | 0 | 0 | 0 | 75006.3 | 0 | 21.7525 | 8602.46 | 10.2859 | 35.0955 | 0 | 0 | 0 | 75006.1 | 0 | 21.7526 | 21.7526 | 21.7525
[20 empty] | 2020-05-31 03:00 | 3604 | 5 | 31 | 4 | 0 | 0 | 7.7516 | 8675.79 | 0 | 0 | 0 | 0 | 0 | 0 | 0 | 7.7516 | 8675.79 | 0 | 0 | 0 | 0 | 0 | 0 | 0 | 7.7516 | 8675.79 | 0 | 0 | 0 | 0 | 0 | 0 | 0 | 7.7516 | 7.7516 | 7.7516
[20 empty] | 2020-05-31 04:00 | 3605 | 5 | 31 | 5 | 0 | 0 | 7.7516 | 8675.79 | 0 | 0 | 0 | 0 | 0 | 0 | 0 | 7.7516 | 8675.79 | 0 | 0 | 0 | 0 | 0 | 0 | 0 | 7.7516 | 8675.79 | 0 | 0 | 0 | 0 | 0 | 0 | 0 | 7.7516 | 7.7516 | 7.7516
[20 empty] | 2020-05-31 05:00 | 3606 | 5 | 31 | 6 | 17901.585 | 17.9016 | 7.4741 | 8529.14 | 0 | 0 | 0 | 0 | 0 | 0 | 0 | 7.4679 | 8529.14 | 0 | 0 | 0 | 0 | 0 | 0 | 0 | 7.4679 | 8529.14 | 0 | 0 | 0 | 0 | 0 | 0 | 0 | -10.4275 | -10.4337 | -10.4337
[20 empty] | 2020-05-31 06:00 | 3607 | 5 | 31 | 7 | 62549.503 | 62.5495 | 7.4679 | 8382.48 | 0 | 0 | 0 | 0 | 0 | 0 | 0 | 7.4679 | 8382.48 | 0 | 0 | 0 | 0 | 0 | 0 | 0 | 7.4679 | 8382.48 | 0 | 0 | 0 | 0 | 0 | 0 | 0 | -55.0816 | -55.0816 | -55.0816
[20 empty] | 2020-05-31 07:00 | 3608 | 5 | 31 | 8 | 113108.212 | 113.1082 | 21.8022 | 8382.48 | 10.6193 | 36.2331 | 0 | 0 | 0 | 74642.1 | 0 | 21.8022 | 8382.48 | 10.6193 | 36.2331 | 0 | 0 | 0 | 74642 | 0 | 21.8022 | 8382.48 | 10.6193 | 36.2331 | 0 | 0 | 0 | 74641.7 | 0 | -91.306 | -91.306 | -91.306
[20 empty] | 2020-05-31 08:00 | 3609 | 5 | 31 | 9 | 135607.832 | 135.6078 | 7.4679 | 8089.18 | 0 | 0 | 0 | 0 | 0 | 0 | 0 | 7.4679 | 8089.18 | 0 | 0 | 0 | 0 | 0 | 0 | 0 | 7.4679 | 8089.18 | 0 | 0 | 0 | 0 | 0 | 0 | 0 | -128.14 | -128.14 | -128.14
[20 empty] | 2020-05-31 09:00 | 3610 | 5 | 31 | 10 | 180609.758 | 180.6098 | 7.4679 | 7869.21 | 0 | 0 | 0 | 0 | 0 | 0 | 0 | 7.4679 | 7869.21 | 0 | 0 | 0 | 0 | 0 | 0 | 0 | 29.6732 | 7869.21 | 18.7619 | 64.0156 | 0 | 0 | 0 | 121812 | 0 | -173.1419 | -173.1419 | -150.9366
[20 empty] | 2020-05-31 10:00 | 3611 | 5 | 31 | 11 | 223563.135 | 223.5631 | 7.4679 | 7869.21 | 0 | 0 | 0 | 0 | 0 | 0 | 0 | 17.636 | 7869.21 | 8.6235 | 29.4233 | 0 | 0 | 0 | 56129.2 | 0 | 30.7072 | 7869.21 | 18.5062 | 63.1432 | 0 | 0 | 0 | 119500 | -111.144 | -216.0953 | -205.9271 | -192.8559
[20 empty] | 2020-05-31 11:00 | 3612 | 5 | 31 | 12 | 235876.988 | 235.877 | 7.4679 | 8089.18 | 0 | 0 | 0 | 0 | 0 | 0 | 0 | 7.4679 | 8089.18 | 0 | 0 | 0 | 0 | 0 | 0 | 0 | 30.4514 | 8089.18 | 18.2596 | 62.3018 | 0 | 0 | 0 | 122105 | -83.8766 | -228.4091 | -228.4091 | -205.4256
[20 empty] | 2020-05-31 12:00 | 3613 | 5 | 31 | 13 | 223014.036 | 223.014 | 7.4679 | 8162.51 | 0 | 0 | 0 | 0 | 0 | 0 | 0 | 17.4438 | 8162.51 | 8.426 | 28.7496 | 0 | 0 | 0 | 57340.2 | 0 | 30.2148 | 8162.51 | 18.0274 | 61.5095 | 0 | 0 | 0 | 122066 | -231.719 | -215.5462 | -205.5702 | -192.7992
[20 empty] | 2020-05-31 13:00 | 3614 | 5 | 31 | 14 | 211831.946 | 211.8319 | 22.0211 | 8235.83 | 10.8382 | 36.9799 | 0 | 0 | 0 | 74554.3 | 0 | 31.6885 | 8235.83 | 18.9581 | 64.685 | 0 | 0 | 0 | 130551 | 0 | 63.456 | 8235.83 | 44.595 | 152.1581 | 0 | 0 | 0 | 306652 | -373.314 | -189.8108 | -180.1434 | -148.3759
[20 empty] | 2020-05-31 14:00 | 3615 | 5 | 31 | 15 | 202925.815 | 202.9258 | 16.3174 | 8309.16 | 7.422 | 25.3239 | 0 | 0 | 0 | 51801.7 | 0 | 39.4453 | 8309.16 | 25.8379 | 88.1589 | 0 | 0 | 0 | 180313 | -30.1687 | 48.6399 | 8309.16 | 33.4877 | 114.26 | 0 | 0 | 0 | 232257 | -556.415 | -186.6084 | -163.4805 | -154.2859
[20 empty] | 2020-05-31 15:00 | 3616 | 5 | 31 | 16 | 162964.4 | 162.9644 | 17.5376 | 8382.48 | 7.4306 | 25.3531 | 0 | 0 | 0 | 52156.4 | -22.878 | 34.0021 | 8382.48 | 21.2233 | 72.4139 | 0 | 0 | 0 | 149265 | -135.289 | 49.1347 | 8382.48 | 33.7841 | 115.2713 | 0 | 0 | 0 | 237132 | -372.489 | -145.4268 | -128.9623 | -113.8297
[20 empty] | 2020-05-31 16:00 | 3617 | 5 | 31 | 17 | 114992.574 | 114.9926 | 17.6277 | 8455.81 | 7.4809 | 25.5249 | 0 | 0 | 0 | 53122.1 | -22.9961 | 28.6783 | 8455.81 | 16.6772 | 56.9026 | 0 | 0 | 0 | 118454 | -141.536 | 49.7704 | 8455.81 | 34.2165 | 116.7467 | 0 | 0 | 0 | 243022 | -198.941 | -97.3649 | -86.3143 | -65.2222
[20 empty] | 2020-05-31 17:00 | 3618 | 5 | 31 | 18 | 42371.994 | 42.372 | 17.4191 | 8675.79 | 7.2578 | 24.7635 | 0 | 0 | 0 | 53417.8 | -21.9976 | 18.6234 | 8675.79 | 8.1949 | 27.9609 | 0 | 0 | 0 | 60316 | -36.8198 | 49.0405 | 8675.79 | 33.3803 | 113.8936 | 0 | 0 | 0 | 245716 | -106.965 | -24.9529 | -23.7486 | 6.6685
[20 empty] | 2020-05-31 18:00 | 3619 | 5 | 31 | 19 | 12473.838 | 12.4738 | 30.4089 | 8895.77 | 16.5558 | 56.4884 | 0 | 0 | 0 | 126347 | -3.0414 | 41.0063 | 8895.77 | 25.2823 | 86.2632 | 0 | 0 | 0 | 192993 | -6.6905 | 54.5787 | 8895.77 | 36.322 | 123.9307 | 0 | 0 | 0 | 277166 | -18.5142 | 17.9351 | 28.5325 | 42.1049
[20 empty] | 2020-05-31 19:00 | 3620 | 5 | 31 | 20 | 0 | 0 | 15.7857 | 8969.09 | 6.584 | 22.4645 | 0 | 0 | 0 | 50236 | 0 | 16.7316 | 8969.09 | 7.358 | 25.1055 | 0 | 0 | 0 | 56142 | 0 | 17.5649 | 8969.09 | 8.0359 | 27.4185 | 0 | 0 | 0 | 61314.3 | 0 | 15.7857 | 16.7316 | 17.5649
[20 empty] | 2020-05-31 20:00 | 3621 | 5 | 31 | 21 | 0 | 0 | 15.5857 | 8969.09 | 6.4216 | 21.9104 | 0 | 0 | 0 | 48996.9 | 0 | 16.4581 | 8969.09 | 7.1359 | 24.3478 | 0 | 0 | 0 | 54447.6 | 0 | 17.2296 | 8969.09 | 7.7628 | 26.4866 | 0 | 0 | 0 | 59230.7 | 0 | 15.5857 | 16.4581 | 17.2296
[20 empty] | 2020-05-31 21:00 | 3622 | 5 | 31 | 22 | 0 | 0 | 7.7516 | 9042.42 | 0 | 0 | 0 | 0 | 0 | 0 | 0 | 16.3314 | 9042.42 | 7.0324 | 23.9944 | 0 | 0 | 0 | 53657.5 | 0 | 17.1392 | 9042.42 | 7.684 | 26.2178 | 0 | 0 | 0 | 58629.8 | 0 | 7.7516 | 16.3314 | 17.1392
[20 empty] | 2020-05-31 22:00 | 3623 | 5 | 31 | 23 | 0 | 0 | 7.7516 | 9042.42 | 0 | 0 | 0 | 0 | 0 | 0 | 0 | 7.7516 | 9042.42 | 0 | 0 | 0 | 0 | 0 | 0 | 0 | 17.0751 | 9042.42 | 7.6199 | 25.9991 | 0 | 0 | 0 | 58140.7 | 0 | 7.7516 | 7.7516 | 17.0751
[20 empty] | 2020-05-31 23:00 | 3624 | 5 | 31 | 24 | 0 | 0 | 7.3463 | 9115.75 | 0 | 0 | 0 | 0 | 0 | 0 | 0 | 7.3463 | 9115.75 | 0 | 0 | 0 | 0 | 0 | 0 | 0 | 7.3463 | 9115.75 | 0 | 0 | 0 | 0 | 0 | 0 | 0 | 7.3463 | 7.3463 | 7.3463
[20 empty] | 2020-06-01 | 3625 | 6 | 1 | 1 | 0 | 0 | 20.7828 | 9115.75 | 9.7215 | 33.1699 | 0 | 0 | 0 | 74214.1 | 0 | 20.7828 | 9115.75 | 9.7215 | 33.1698 | 0 | 0 | 0 | 74214 | 0 | 20.7828 | 9115.75 | 9.7215 | 33.1699 | 0 | 0 | 0 | 74214.1 | 0 | 20.7828 | 20.7828 | 20.7828
[20 empty] | 2020-06-01 01:00 | 3626 | 6 | 1 | 2 | 0 | 0 | 7.3463 | 9042.42 | 0 | 0 | 0 | 0 | 0 | 0 | 0 | 7.3463 | 9042.42 | 0 | 0 | 0 | 0 | 0 | 0 | 0 | 7.3463 | 9042.42 | 0 | 0 | 0 | 0 | 0 | 0 | 0 | 7.3463 | 7.3463 | 7.3463
[20 empty] | 2020-06-01 02:00 | 3627 | 6 | 1 | 3 | 0 | 0 | 7.3463 | 9042.42 | 0 | 0 | 0 | 0 | 0 | 0 | 0 | 7.3463 | 9042.42 | 0 | 0 | 0 | 0 | 0 | 0 | 0 | 7.3463 | 9042.42 | 0 | 0 | 0 | 0 | 0 | 0 | 0 | 7.3463 | 7.3463 | 7.3463
[20 empty] | 2020-06-01 03:00 | 3628 | 6 | 1 | 4 | 0 | 0 | 7.3463 | 9042.42 | 0 | 0 | 0 | 0 | 0 | 0 | 0 | 56.4576 | 9042.42 | 37.5098 | 127.9834 | 0 | 0 | 0 | 286518 | 0 | 60.3915 | 9042.42 | 40.6139 | 138.5746 | 0 | 0 | 0 | 310241 | 0 | 7.3463 | 56.4576 | 60.3915
[20 empty] | 2020-06-01 04:00 | 3629 | 6 | 1 | 5 | 0 | 0 | 56.2405 | 9042.42 | 34.7916 | 118.7089 | 0 | 0 | 0 | 266477 | 0 | 65.9635 | 9042.42 | 42.9559 | 146.5655 | 0 | 0 | 0 | 327993 | 0 | 69.2763 | 9042.42 | 45.5248 | 155.3306 | 0 | 0 | 0 | 347594 | 0 | 56.2405 | 65.9635 | 69.2763
[20 empty] | 2020-06-01 05:00 | 3630 | 6 | 1 | 6 | 5273.637 | 5.2736 | 108.257 | 31404.2 | 73.7744 | 251.7183 | 0 | 0 | 0 | 564001 | 0 | 113.195 | 31404.2 | 77.6339 | 264.8869 | 0 | 0 | 0 | 592958 | 0 | 114.448 | 31404.2 | 79.2588 | 270.431 | 0 | 0 | 0 | 605354 | 0 | 102.9834 | 107.9214 | 109.1744
[20 empty] | 2020-06-01 06:00 | 3631 | 6 | 1 | 7 | 41225.36 | 41.2254 | 213.301 | 81113 | 107.27 | 366.0052 | 0 | 0 | 0 | 855152 | -68.0163 | 218.923 | 81113 | 112.361 | 383.3757 | 0 | 0 | 0 | 895823 | -68.0178 | 221.755 | 81113 | 115.917 | 395.5088 | 0 | 0 | 0 | 910774 | -70.2753 | 172.0756 | 177.6976 | 180.5296
[20 empty] | 2020-06-01 07:00 | 3632 | 6 | 1 | 8 | 76527.467 | 76.5275 | 252.727 | 81113 | 116.322 | 396.8907 | 0 | 0 | 0 | 942649 | -84.8191 | 259.987 | 81113 | 122.672 | 418.5569 | 0 | 0 | 0 | 990516 | -84.8206 | 264.326 | 81113 | 127.203 | 434.0166 | 0 | 0 | 0 | 1014530 | -84.8192 | 176.1995 | 183.4595 | 187.7985
[20 empty] | 2020-06-01 08:00 | 3633 | 6 | 1 | 9 | 82321.046 | 82.321 | 278.384 | 55962.4 | 134.187 | 457.846 | 0 | 0 | 0 | 1125410 | -38.4308 | 286.615 | 55962.4 | 141.031 | 481.1978 | 0 | 0 | 0 | 1177400 | -38.4298 | 292.39 | 55962.4 | 146.541 | 499.9979 | 0 | 0 | 0 | 1208000 | -38.4309 | 196.063 | 204.294 | 210.069
[20 empty] | 2020-06-01 09:00 | 3634 | 6 | 1 | 10 | 90136.92 | 90.1369 | 284.627 | 55889 | 138.368 | 472.1116 | 0 | 0 | 0 | 1153700 | -20.7733 | 293.516 | 55889 | 145.644 | 496.9373 | 0 | 0 | 0 | 1209710 | -20.7732 | 300.175 | 55889 | 151.726 | 517.6891 | 0 | 0 | 0 | 1246540 | -20.7734 | 194.4901 | 203.3791 | 210.0381
[20 empty] | 2020-06-01 10:00 | 3635 | 6 | 1 | 11 | 98538.22 | 98.5382 | 263.309 | 126659 | 139.133 | 474.7218 | 0 | 0 | 0 | 1133320 | 0 | 272.415 | 126659 | 146.577 | 500.1207 | 0 | 0 | 0 | 1189350 | 0 | 279.476 | 126659 | 152.945 | 521.8483 | 0 | 0 | 0 | 1228300 | 0 | 164.7708 | 173.8768 | 180.9378
[20 empty] | 2020-06-01 11:00 | 3636 | 6 | 1 | 12 | 113549.857 | 113.5499 | 302.707 | 126659 | 150.301 | 512.827 | 0 | 0 | 0 | 1264720 | -25.4893 | 312.559 | 126659 | 158.193 | 539.7545 | 0 | 0 | 0 | 1324830 | -25.4894 | 320.335 | 126659 | 164.95 | 562.8094 | 0 | 0 | 0 | 1369130 | -25.4886 | 189.1571 | 199.0091 | 206.7851
[20 empty] | 2020-06-01 12:00 | 3637 | 6 | 1 | 13 | 210269.709 | 210.2697 | 253.039 | 87330.1 | 151.643 | 517.4059 | 0 | 0 | 0 | 1262880 | 0 | 262.964 | 87330.1 | 159.678 | 544.8213 | 0 | 0 | 0 | 1323260 | 0 | 271.049 | 87330.1 | 166.709 | 568.8111 | 0 | 0 | 0 | 1369730 | 0 | 42.7693 | 52.6943 | 60.7793
[20 empty] | 2020-06-01 13:00 | 3638 | 6 | 1 | 14 | 267331.625 | 267.3316 | 245.975 | 55595.6 | 149.757 | 510.9709 | 0 | 0 | 0 | 1225150 | -2.4636 | 256.471 | 55595.6 | 158.151 | 539.6112 | 0 | 0 | 0 | 1289700 | -2.4634 | 265.276 | 55595.6 | 165.602 | 565.034 | 0 | 0 | 0 | 1341220 | -2.4627 | -21.3566 | -10.8606 | -2.0556
[20 empty] | 2020-06-01 14:00 | 3639 | 6 | 1 | 15 | 230534.848 | 230.5348 | 207.37 | 55815.7 | 129.893 | 443.1949 | 0 | 0 | 0 | 1027920 | 0 | 217.231 | 55815.7 | 137.746 | 469.9894 | 0 | 0 | 0 | 1087790 | 0 | 225.055 | 55815.7 | 144.381 | 492.628 | 0 | 0 | 0 | 1131780 | 0 | -23.1648 | -13.3038 | -5.4798
[20 empty] | 2020-06-01 15:00 | 3640 | 6 | 1 | 16 | 135832.285 | 135.8323 | 198.606 | 31037.5 | 124.594 | 425.1147 | 0 | 0 | 0 | 981066 | 0 | 208.045 | 31037.5 | 132.129 | 450.8241 | 0 | 0 | 0 | 1041250 | 0 | 215.594 | 31037.5 | 138.49 | 472.5279 | 0 | 0 | 0 | 1085150 | 0 | 62.7737 | 72.2127 | 79.7617
[20 empty] | 2020-06-01 16:00 | 3641 | 6 | 1 | 17 | 22763.895 | 22.7639 | 14.694 | 31037.5 | 0 | 0 | 0 | 0 | 0 | 0 | 0 | 14.694 | 31037.5 | 0 | 0 | 0 | 0 | 0 | 0 | 0 | 14.694 | 31037.5 | 0 | 0 | 0 | 0 | 0 | 0 | 0 | -8.0699 | -8.0699 | -8.0699
[20 empty] | 2020-06-01 17:00 | 3642 | 6 | 1 | 18 | 7090.696 | 7.0907 | 13.7827 | 30744.1 | 0 | 0 | 0 | 0 | 0 | 0 | 0 | 13.7827 | 30744.1 | 0 | 0 | 0 | 0 | 0 | 0 | 0 | 13.7827 | 30744.1 | 0 | 0 | 0 | 0 | 0 | 0 | 0 | 6.692 | 6.692 | 6.692
[20 empty] | 2020-06-01 18:00 | 3643 | 6 | 1 | 19 | 6814.045 | 6.814 | 10.3847 | 30597.4 | 0 | 0 | 0 | 0 | 0 | 0 | 0 | 10.3847 | 30597.4 | 0 | 0 | 0 | 0 | 0 | 0 | 0 | 10.3847 | 30597.4 | 0 | 0 | 0 | 0 | 0 | 0 | 0 | 3.5707 | 3.5707 | 3.5707
[20 empty] | 2020-06-01 19:00 | 3644 | 6 | 1 | 20 | 0 | 0 | 8.8655 | 8235.83 | 0 | 0 | 0 | 0 | 0 | 0 | 0 | 8.8655 | 8235.83 | 0 | 0 | 0 | 0 | 0 | 0 | 0 | 8.8655 | 8235.83 | 0 | 0 | 0 | 0 | 0 | 0 | 0 | 8.8655 | 8.8655 | 8.8655
[20 empty] | 2020-06-01 20:00 | 3645 | 6 | 1 | 21 | 0 | 0 | 21.5228 | 8529.14 | 10.4615 | 35.6946 | 0 | 0 | 0 | 76139.2 | 0 | 21.5228 | 8529.14 | 10.4615 | 35.6946 | 0 | 0 | 0 | 76139 | 0 | 21.5228 | 8529.14 | 10.4615 | 35.6946 | 0 | 0 | 0 | 76139.2 | 0 | 21.5228 | 21.5228 | 21.5228
[20 empty] | 2020-06-01 21:00 | 3646 | 6 | 1 | 22 | 0 | 0 | 7.3463 | 8455.81 | 0 | 0 | 0 | 0 | 0 | 0 | 0 | 7.3463 | 8455.81 | 0 | 0 | 0 | 0 | 0 | 0 | 0 | 7.3463 | 8455.81 | 0 | 0 | 0 | 0 | 0 | 0 | 0 | 7.3463 | 7.3463 | 7.3463
[20 empty] | 2020-06-01 22:00 | 3647 | 6 | 1 | 23 | 0 | 0 | 7.3463 | 8455.81 | 0 | 0 | 0 | 0 | 0 | 0 | 0 | 7.3463 | 8455.81 | 0 | 0 | 0 | 0 | 0 | 0 | 0 | 7.3463 | 8455.81 | 0 | 0 | 0 | 0 | 0 | 0 | 0 | 7.3463 | 7.3463 | 7.3463
[20 empty] | 2020-06-01 23:00 | 3648 | 6 | 1 | 24 | 0 | 0 | 7.3463 | 7942.53 | 0 | 0 | 0 | 0 | 0 | 0 | 0 | 7.3463 | 7942.53 | 0 | 0 | 0 | 0 | 0 | 0 | 0 | 7.3463 | 7942.53 | 0 | 0 | 0 | 0 | 0 | 0 | 0 | 7.3463 | 7.3463 | 7.3463
[20 empty] | 2020-06-02 | 3649 | 6 | 2 | 1 | 0 | 0 | 22.2068 | 8162.51 | 11.1455 | 38.0284 | 0 | 0 | 0 | 75257.7 | 0 | 22.2068 | 8162.51 | 11.1455 | 38.0284 | 0 | 0 | 0 | 75257.5 | 0 | 22.2068 | 8162.51 | 11.1455 | 38.0284 | 0 | 0 | 0 | 75257.8 | 0 | 22.2068 | 22.2068 | 22.2068
[20 empty] | 2020-06-02 01:00 | 3650 | 6 | 2 | 2 | 0 | 0 | 7.3463 | 8162.51 | 0 | 0 | 0 | 0 | 0 | 0 | 0 | 7.3463 | 8162.51 | 0 | 0 | 0 | 0 | 0 | 0 | 0 | 7.3463 | 8162.51 | 0 | 0 | 0 | 0 | 0 | 0 | 0 | 7.3463 | 7.3463 | 7.3463
[20 empty] | 2020-06-02 02:00 | 3651 | 6 | 2 | 3 | 0 | 0 | 7.3463 | 8455.81 | 0 | 0 | 0 | 0 | 0 | 0 | 0 | 7.3463 | 8455.81 | 0 | 0 | 0 | 0 | 0 | 0 | 0 | 7.3463 | 8455.81 | 0 | 0 | 0 | 0 | 0 | 0 | 0 | 7.3463 | 7.3463 | 7.3463
[20 empty] | 2020-06-02 03:00 | 3652 | 6 | 2 | 4 | 0 | 0 | 7.3463 | 8602.46 | 0 | 0 | 0 | 0 | 0 | 0 | 0 | 7.3463 | 8602.46 | 0 | 0 | 0 | 0 | 0 | 0 | 0 | 7.3463 | 8602.46 | 0 | 0 | 0 | 0 | 0 | 0 | 0 | 7.3463 | 7.3463 | 7.3463
[20 empty] | 2020-06-02 04:00 | 3653 | 6 | 2 | 5 | 0 | 0 | 22.9167 | 8602.46 | 10.3362 | 35.2671 | 0 | 0 | 0 | 75039.3 | 0 | 22.9167 | 8602.46 | 10.3362 | 35.2671 | 0 | 0 | 0 | 75039 | 0 | 22.9167 | 8602.46 | 10.3362 | 35.2671 | 0 | 0 | 0 | 75039.2 | 0 | 22.9167 | 22.9167 | 22.9167
[20 empty] | 2020-06-02 05:00 | 3654 | 6 | 2 | 6 | 20177.611 | 20.1776 | 98.7758 | 31037.5 | 66.5671 | 227.1269 | 0 | 0 | 0 | 489729 | 0 | 104.832 | 31037.5 | 71.4784 | 243.8843 | 0 | 0 | 0 | 525867 | 0 | 109.239 | 31037.5 | 75.3126 | 256.9666 | 0 | 0 | 0 | 554078 | 0 | 78.5982 | 84.6544 | 89.0614
[20 empty] | 2020-06-02 06:00 | 3655 | 6 | 2 | 7 | 65923.358 | 65.9234 | 172.183 | 80672.8 | 65.5473 | 223.6474 | 0 | 0 | 0 | 475864 | -34.7251 | 176.946 | 80672.8 | 69.492 | 237.1067 | 0 | 0 | 0 | 504502 | -34.7254 | 180.715 | 80672.8 | 72.8259 | 248.482 | 0 | 0 | 0 | 528705 | -34.7244 | 106.2596 | 111.0226 | 114.7916
[20 empty] | 2020-06-02 07:00 | 3656 | 6 | 2 | 8 | 144337.743 | 144.3377 | 207.873 | 80672.8 | 70.3697 | 240.1014 | 0 | 0 | 0 | 510873 | -35.8253 | 213.545 | 80672.8 | 74.9478 | 255.7219 | 0 | 0 | 0 | 544110 | -35.8252 | 218.531 | 80672.8 | 79.0533 | 269.7299 | 0 | 0 | 0 | 573915 | -35.8243 | 63.5353 | 69.2073 | 74.1933
[20 empty] | 2020-06-02 08:00 | 3657 | 6 | 2 | 9 | 202133.435 | 202.1334 | 233.643 | 55595.6 | 88.5756 | 302.2199 | 0 | 0 | 0 | 619056 | -11.1441 | 240.809 | 55595.6 | 94.3363 | 321.8755 | 0 | 0 | 0 | 659318 | -11.1442 | 247.45 | 55595.6 | 99.7316 | 340.2842 | 0 | 0 | 0 | 697026 | -11.1425 | 31.5096 | 38.6756 | 45.3166
[20 empty] | 2020-06-02 09:00 | 3658 | 6 | 2 | 10 | 244661.824 | 244.6618 | 236.166 | 55595.6 | 89.3215 | 304.765 | 0 | 0 | 0 | 624770 | -21.878 | 243.611 | 55595.6 | 95.2124 | 324.8647 | 0 | 0 | 0 | 665812 | -21.9034 | 250.765 | 55595.6 | 100.937 | 344.397 | 0 | 0 | 0 | 705452 | -21.9209 | -8.4958 | -1.0508 | 6.1032
[20 empty] | 2020-06-02 10:00 | 3659 | 6 | 2 | 11 | 273178.018 | 273.178 | 209.187 | 126659 | 84.6964 | 288.9841 | 0 | 0 | 0 | 591944 | 0 | 216.779 | 126659 | 90.6786 | 309.3954 | 0 | 0 | 0 | 633754 | 0 | 223.889 | 126659 | 96.3854 | 328.867 | 0 | 0 | 0 | 673639 | 0 | -63.991 | -56.399 | -49.289
[20 empty] | 2020-06-02 11:00 | 3660 | 6 | 2 | 12 | 183974.053 | 183.9741 | 249.806 | 126659 | 96.4745 | 329.171 | 0 | 0 | 0 | 668755 | -18.2937 | 258.062 | 126659 | 102.945 | 351.2483 | 0 | 0 | 0 | 713410 | -18.2943 | 266.155 | 126659 | 109.345 | 373.0851 | 0 | 0 | 0 | 757262 | -18.2942 | 65.8319 | 74.0879 | 82.1809
[20 empty] | 2020-06-02 12:00 | 3661 | 6 | 2 | 13 | 288894.418 | 288.8944 | 200.389 | 86905.5 | 98.3871 | 335.6968 | 0 | 0 | 0 | 674340 | 0 | 209.079 | 86905.5 | 105.209 | 358.9731 | 0 | 0 | 0 | 721002 | 0 | 217.433 | 86905.5 | 111.914 | 381.8506 | 0 | 0 | 0 | 766474 | 0 | -88.5054 | -79.8154 | -71.4614
[20 empty] | 2020-06-02 13:00 | 3662 | 6 | 2 | 14 | 271015.951 | 271.016 | 191.703 | 55448.9 | 94.9563 | 323.9909 | 0 | 0 | 0 | 651173 | -1.3198 | 200.765 | 55448.9 | 102.041 | 348.1639 | 0 | 0 | 0 | 699705 | -1.3198 | 209.58 | 55448.9 | 109.001 | 371.9114 | 0 | 0 | 0 | 746992 | -1.3194 | -79.313 | -70.251 | -61.436
[20 empty] | 2020-06-02 14:00 | 3663 | 6 | 2 | 15 | 235139.256 | 235.1393 | 153.575 | 55668.9 | 75.7257 | 258.3761 | 0 | 0 | 0 | 535978 | 0 | 161.962 | 55668.9 | 81.8909 | 279.4118 | 0 | 0 | 0 | 579614 | 0 | 169.891 | 55668.9 | 87.8534 | 299.7558 | 0 | 0 | 0 | 621815 | 0 | -81.5643 | -73.1773 | -65.2483
[20 empty] | 2020-06-02 15:00 | 3664 | 6 | 2 | 16 | 59366.906 | 59.3669 | 150.659 | 30817.4 | 75.3067 | 256.9465 | 0 | 0 | 0 | 533011 | 0 | 159.812 | 30817.4 | 81.9509 | 279.6165 | 0 | 0 | 0 | 580038 | 0 | 168.441 | 30817.4 | 88.3524 | 301.4584 | 0 | 0 | 0 | 625347 | 0 | 91.2921 | 100.4451 | 109.0741
[20 empty] | 2020-06-02 16:00 | 3665 | 6 | 2 | 17 | 4827.489 | 4.8275 | 14.694 | 30817.4 | 0 | 0 | 0 | 0 | 0 | 0 | 0 | 24.2667 | 30817.4 | 6.8085 | 23.2305 | 0 | 0 | 0 | 48189.4 | -1635.61 | 25.2077 | 30817.4 | 7.5237 | 25.671 | 0 | 0 | 0 | 53252.2 | -1491.58 | 9.8665 | 19.4392 | 20.3802
[20 empty] | 2020-06-02 17:00 | 3666 | 6 | 2 | 18 | 35762.842 | 35.7628 | 13.7827 | 31037.5 | 0 | 0 | 0 | 0 | 0 | 0 | 0 | 23.3263 | 31037.5 | 6.7794 | 23.1312 | 0 | 0 | 0 | 49848.8 | -165.358 | 24.7988 | 31037.5 | 7.9117 | 26.9948 | 0 | 0 | 0 | 58174.9 | -211.897 | -21.9801 | -12.4365 | -10.964
[20 empty] | 2020-06-02 18:00 | 3667 | 6 | 2 | 19 | 2185.575 | 2.1856 | 17.8828 | 31257.5 | 6.0861 | 20.7657 | 0 | 0 | 0 | 46506.2 | 0 | 19.9578 | 31257.5 | 6.7467 | 23.0199 | 0 | 0 | 0 | 51554.5 | -79.1667 | 21.2536 | 31257.5 | 7.7328 | 26.3842 | 0 | 0 | 0 | 59089.1 | -104.677 | 15.6972 | 17.7722 | 19.068
[20 empty] | 2020-06-02 19:00 | 3668 | 6 | 2 | 20 | 0 | 0 | 8.8655 | 8895.77 | 0 | 0 | 0 | 0 | 0 | 0 | 0 | 16.9282 | 8895.77 | 6.5152 | 22.2298 | 0 | 0 | 0 | 49785.1 | 0 | 19.1881 | 8895.77 | 7.3076 | 24.9336 | 0 | 0 | 0 | 55840.4 | -1.0046 | 8.8655 | 16.9282 | 19.1881
[20 empty] | 2020-06-02 20:00 | 3669 | 6 | 2 | 21 | 0 | 0 | 21.1706 | 9189.07 | 10.1093 | 34.4929 | 0 | 0 | 0 | 77249.5 | 0 | 21.1706 | 9189.07 | 10.1093 | 34.4929 | 0 | 0 | 0 | 77249.1 | 0 | 29.9973 | 9189.07 | 17.2324 | 58.7969 | 0 | 0 | 0 | 131680 | 0 | 21.1706 | 21.1706 | 29.9973
[20 empty] | 2020-06-02 21:00 | 3670 | 6 | 2 | 22 | 0 | 0 | 7.3463 | 9262.4 | 0 | 0 | 0 | 0 | 0 | 0 | 0 | 7.3463 | 9262.4 | 0 | 0 | 0 | 0 | 0 | 0 | 0 | 7.3463 | 9262.4 | 0 | 0 | 0 | 0 | 0 | 0 | 0 | 7.3463 | 7.3463 | 7.3463
[20 empty] | 2020-06-02 22:00 | 3671 | 6 | 2 | 23 | 0 | 0 | 7.3463 | 9262.4 | 0 | 0 | 0 | 0 | 0 | 0 | 0 | 7.3463 | 9262.4 | 0 | 0 | 0 | 0 | 0 | 0 | 0 | 7.3463 | 9262.4 | 0 | 0 | 0 | 0 | 0 | 0 | 0 | 7.3463 | 7.3463 | 7.3463
[20 empty] | 2020-06-02 23:00 | 3672 | 6 | 2 | 24 | 0 | 0 | 7.3463 | 9409.05 | 0 | 0 | 0 | 0 | 0 | 0 | 0 | 7.3463 | 9409.05 | 0 | 0 | 0 | 0 | 0 | 0 | 0 | 7.3463 | 9409.05 | 0 | 0 | 0 | 0 | 0 | 0 | 0 | 7.3463 | 7.3463 | 7.3463
[20 empty] | 2020-06-03 | 3673 | 6 | 3 | 1 | 0 | 0 | 21.0487 | 9482.38 | 9.9873 | 34.0768 | 0 | 0 | 0 | 76317.4 | 0 | 21.0486 | 9482.38 | 9.9873 | 34.0767 | 0 | 0 | 0 | 76317.1 | 0 | 21.0486 | 9482.38 | 9.9873 | 34.0767 | 0 | 0 | 0 | 76317.1 | 0 | 21.0487 | 21.0486 | 21.0486
[20 empty] | 2020-06-03 01:00 | 3674 | 6 | 3 | 2 | 0 | 0 | 7.3463 | 9482.38 | 0 | 0 | 0 | 0 | 0 | 0 | 0 | 7.3463 | 9482.38 | 0 | 0 | 0 | 0 | 0 | 0 | 0 | 7.3463 | 9482.38 | 0 | 0 | 0 | 0 | 0 | 0 | 0 | 7.3463 | 7.3463 | 7.3463
[20 empty] | 2020-06-03 02:00 | 3675 | 6 | 3 | 3 | 0 | 0 | 7.3463 | 9629.03 | 0 | 0 | 0 | 0 | 0 | 0 | 0 | 7.3463 | 9629.03 | 0 | 0 | 0 | 0 | 0 | 0 | 0 | 7.3463 | 9629.03 | 0 | 0 | 0 | 0 | 0 | 0 | 0 | 7.3463 | 7.3463 | 7.3463
[20 empty] | 2020-06-03 03:00 | 3676 | 6 | 3 | 4 | 0 | 0 | 7.3463 | 9702.36 | 0 | 0 | 0 | 0 | 0 | 0 | 0 | 7.3463 | 9702.36 | 0 | 0 | 0 | 0 | 0 | 0 | 0 | 7.3463 | 9702.36 | 0 | 0 | 0 | 0 | 0 | 0 | 0 | 7.3463 | 7.3463 | 7.3463
[20 empty] | 2020-06-03 04:00 | 3677 | 6 | 3 | 5 | 0 | 0 | 22.5222 | 9702.36 | 9.9417 | 33.921 | 0 | 0 | 0 | 75968.3 | 0 | 22.5222 | 9702.36 | 9.9416 | 33.9208 | 0 | 0 | 0 | 75967.9 | 0 | 22.5222 | 9702.36 | 9.9416 | 33.9209 | 0 | 0 | 0 | 75968.1 | 0 | 22.5222 | 22.5222 | 22.5222
[20 empty] | 2020-06-03 05:00 | 3678 | 6 | 3 | 6 | 0 | 0 | 82.0876 | 31990.9 | 54.385 | 185.5616 | 0 | 0 | 0 | 415578 | 0 | 86.5064 | 31990.9 | 58.0486 | 198.0618 | 0 | 0 | 0 | 443573 | 0 | 91.1341 | 31990.9 | 61.8973 | 211.1936 | 0 | 0 | 0 | 472982 | 0 | 82.0876 | 86.5064 | 91.1341
[20 empty] | 2020-06-03 06:00 | 3679 | 6 | 3 | 7 | 59746.978 | 59.747 | 128.292 | 81479.9 | 26.021 | 88.7837 | 0 | 0 | 0 | 198837 | -35.3804 | 129.987 | 81479.9 | 27.385 | 93.4376 | 0 | 0 | 0 | 209260 | -50.5596 | 131.85 | 81479.9 | 28.7975 | 98.2571 | 0 | 0 | 0 | 220054 | -109.597 | 68.545 | 70.24 | 72.103
[20 empty] | 2020-06-03 07:00 | 3680 | 6 | 3 | 8 | 84980.289 | 84.9803 | 160.072 | 81479.9 | 28.075 | 95.7919 | 0 | 0 | 0 | 214532 | -33.6167 | 162.321 | 81479.9 | 29.7336 | 101.451 | 0 | 0 | 0 | 227206 | -45.7197 | 164.758 | 81479.9 | 31.4633 | 107.3528 | 0 | 0 | 0 | 240424 | -48.7525 | 75.0917 | 77.3407 | 79.7777
[20 empty] | 2020-06-03 08:00 | 3681 | 6 | 3 | 9 | 200253.317 | 200.2533 | 183.525 | 56329.2 | 43.5778 | 148.6875 | 0 | 0 | 0 | 332996 | -45.0509 | 186.848 | 56329.2 | 46.1128 | 157.3369 | 0 | 0 | 0 | 352367 | -64.4912 | 190.887 | 56329.2 | 48.9444 | 166.9983 | 0 | 0 | 0 | 374004 | -75.3189 | -16.7283 | -13.4053 | -9.3663
[20 empty] | 2020-06-03 09:00 | 3682 | 6 | 3 | 10 | 242646.555 | 242.6466 | 195.112 | 56109.1 | 53.2902 | 181.8262 | 0 | 0 | 0 | 407212 | -37.3792 | 199.359 | 56109.1 | 56.5315 | 192.8855 | 0 | 0 | 0 | 431980 | -44.7264 | 204.384 | 56109.1 | 60.1905 | 205.37 | 0 | 0 | 0 | 459940 | -48.991 | -47.5346 | -43.2876 | -38.2626
[20 empty] | 2020-06-03 10:00 | 3683 | 6 | 3 | 11 | 272121.879 | 272.1219 | 168.621 | 126659 | 49.3736 | 168.4627 | 0 | 0 | 0 | 377283 | 0 | 172.98 | 126659 | 52.684 | 179.7578 | 0 | 0 | 0 | 402579 | 0 | 179.27 | 126659 | 56.3329 | 192.2079 | 0 | 0 | 0 | 430462 | -1.9491 | -103.5009 | -99.1419 | -92.8519
[20 empty] | 2020-06-03 11:00 | 3684 | 6 | 3 | 12 | 284319.486 | 284.3195 | 219.934 | 126659 | 71.3573 | 243.4711 | 0 | 0 | 0 | 518044 | -23.2916 | 225.777 | 126659 | 75.8803 | 258.9036 | 0 | 0 | 0 | 550880 | -23.2914 | 232.521 | 126659 | 80.9392 | 276.1646 | 0 | 0 | 0 | 587607 | -26.7273 | -64.3855 | -58.5425 | -51.7985
[20 empty] | 2020-06-03 12:00 | 3685 | 6 | 3 | 13 | 174300.089 | 174.3001 | 174.719 | 87886 | 77.3194 | 263.8138 | 0 | 0 | 0 | 547257 | 0 | 181.516 | 87886 | 82.5958 | 281.8169 | 0 | 0 | 0 | 584603 | 0 | 189.054 | 87886 | 88.3942 | 301.601 | 0 | 0 | 0 | 625643 | 0 | 0.41891 | 7.2159 | 14.7539
[20 empty] | 2020-06-03 13:00 | 3686 | 6 | 3 | 14 | 199494.395 | 199.4944 | 166.175 | 55668.9 | 74.2196 | 253.2373 | 0 | 0 | 0 | 525317 | -4.2925 | 173.368 | 55668.9 | 79.7556 | 272.1261 | 0 | 0 | 0 | 564501 | -4.2927 | 181.353 | 55668.9 | 85.7898 | 292.7148 | 0 | 0 | 0 | 607209 | -4.2925 | -33.3194 | -26.1264 | -18.1414
[20 empty] | 2020-06-03 14:00 | 3687 | 6 | 3 | 15 | 233240.215 | 233.2402 | 147.399 | 55595.6 | 73.4623 | 250.6534 | 0 | 0 | 0 | 513429 | 0 | 155.511 | 55595.6 | 79.5877 | 271.5532 | 0 | 0 | 0 | 556240 | 0 | 164.258 | 55595.6 | 86.1501 | 293.9441 | 0 | 0 | 0 | 602104 | 0 | -85.8412 | -77.7292 | -68.9822
[20 empty] | 2020-06-03 15:00 | 3688 | 6 | 3 | 16 | 187612.551 | 187.6126 | 145.749 | 30744.1 | 72.666 | 247.9364 | 0 | 0 | 0 | 507864 | -2.5583 | 154.786 | 30744.1 | 79.436 | 271.0356 | 0 | 0 | 0 | 555179 | -2.5583 | 164.386 | 30744.1 | 86.4326 | 294.908 | 0 | 0 | 0 | 604079 | -2.5583 | -41.8636 | -32.8266 | -23.2266
[20 empty] | 2020-06-03 16:00 | 3689 | 6 | 3 | 17 | 111700.069 | 111.7001 | 14.694 | 30744.1 | 0 | 0 | 0 | 0 | 0 | 0 | 0 | 14.694 | 30744.1 | 0 | 0 | 0 | 0 | 0 | 0 | 0 | 25.2125 | 30744.1 | 7.5286 | 25.6875 | 0 | 0 | 0 | 52617.3 | -1257.68 | -97.0061 | -97.0061 | -86.4876
[20 empty] | 2020-06-03 17:00 | 3690 | 6 | 3 | 18 | 64053.958 | 64.054 | 13.7827 | 30817.4 | 0 | 0 | 0 | 0 | 0 | 0 | 0 | 23.8424 | 30817.4 | 7.2531 | 24.7477 | 0 | 0 | 0 | 51336.9 | -41.3418 | 25.0228 | 30817.4 | 8.132 | 27.7463 | 0 | 0 | 0 | 57557.1 | -217.941 | -50.2713 | -40.2116 | -39.0312
[20 empty] | 2020-06-03 18:00 | 3691 | 6 | 3 | 19 | 12249.917 | 12.2499 | 18.03 | 31037.5 | 6.2342 | 21.2712 | 0 | 0 | 0 | 45840.3 | 0 | 20.2573 | 31037.5 | 7.0258 | 23.9719 | 0 | 0 | 0 | 51660.5 | -56.6663 | 21.4836 | 31037.5 | 7.9578 | 27.152 | 0 | 0 | 0 | 58513.6 | -108.806 | 5.7801 | 8.0074 | 9.2337
[20 empty] | 2020-06-03 19:00 | 3692 | 6 | 3 | 20 | 0 | 0 | 8.8655 | 8675.79 | 0 | 0 | 0 | 0 | 0 | 0 | 0 | 17.1273 | 8675.79 | 6.7143 | 22.9093 | 0 | 0 | 0 | 49370.5 | 0 | 19.4198 | 8675.79 | 7.5316 | 25.6979 | 0 | 0 | 0 | 55380 | -1.1335 | 8.8655 | 17.1273 | 19.4198
[20 empty] | 2020-06-03 20:00 | 3693 | 6 | 3 | 21 | 0 | 0 | 21.3925 | 8895.77 | 10.3312 | 35.2501 | 0 | 0 | 0 | 78944.5 | 0 | 21.3924 | 8895.77 | 10.3311 | 35.2497 | 0 | 0 | 0 | 78944.4 | 0 | 30.16 | 8895.77 | 17.3951 | 59.3521 | 0 | 0 | 0 | 132923 | 0 | 21.3925 | 21.3924 | 30.16
[20 empty] | 2020-06-03 21:00 | 3694 | 6 | 3 | 22 | 0 | 0 | 7.3463 | 9042.42 | 0 | 0 | 0 | 0 | 0 | 0 | 0 | 7.3463 | 9042.42 | 0 | 0 | 0 | 0 | 0 | 0 | 0 | 7.3463 | 9042.42 | 0 | 0 | 0 | 0 | 0 | 0 | 0 | 7.3463 | 7.3463 | 7.3463
[20 empty] | 2020-06-03 22:00 | 3695 | 6 | 3 | 23 | 0 | 0 | 7.3463 | 9042.42 | 0 | 0 | 0 | 0 | 0 | 0 | 0 | 7.3463 | 9042.42 | 0 | 0 | 0 | 0 | 0 | 0 | 0 | 7.3463 | 9042.42 | 0 | 0 | 0 | 0 | 0 | 0 | 0 | 7.3463 | 7.3463 | 7.3463
[20 empty] | 2020-06-03 23:00 | 3696 | 6 | 3 | 24 | 0 | 0 | 7.3463 | 9409.05 | 0 | 0 | 0 | 0 | 0 | 0 | 0 | 7.3463 | 9409.05 | 0 | 0 | 0 | 0 | 0 | 0 | 0 | 7.3463 | 9409.05 | 0 | 0 | 0 | 0 | 0 | 0 | 0 | 7.3463 | 7.3463 | 7.3463
[20 empty] | 2020-06-04 | 3697 | 6 | 4 | 1 | 0 | 0 | 21.1376 | 9482.38 | 10.0763 | 34.3803 | 0 | 0 | 0 | 76997.3 | 0 | 21.1376 | 9482.38 | 10.0763 | 34.3803 | 0 | 0 | 0 | 76997 | 0 | 21.1376 | 9482.38 | 10.0763 | 34.3803 | 0 | 0 | 0 | 76997.3 | 0 | 21.1376 | 21.1376 | 21.1376
[20 empty] | 2020-06-04 01:00 | 3698 | 6 | 4 | 2 | 0 | 0 | 7.3463 | 9482.38 | 0 | 0 | 0 | 0 | 0 | 0 | 0 | 7.3463 | 9482.38 | 0 | 0 | 0 | 0 | 0 | 0 | 0 | 7.3463 | 9482.38 | 0 | 0 | 0 | 0 | 0 | 0 | 0 | 7.3463 | 7.3463 | 7.3463
[20 empty] | 2020-06-04 02:00 | 3699 | 6 | 4 | 3 | 0 | 0 | 7.3463 | 9629.03 | 0 | 0 | 0 | 0 | 0 | 0 | 0 | 7.3463 | 9629.03 | 0 | 0 | 0 | 0 | 0 | 0 | 0 | 7.3463 | 9629.03 | 0 | 0 | 0 | 0 | 0 | 0 | 0 | 7.3463 | 7.3463 | 7.3463
[20 empty] | 2020-06-04 03:00 | 3700 | 6 | 4 | 4 | 0 | 0 | 7.3463 | 9775.69 | 0 | 0 | 0 | 0 | 0 | 0 | 0 | 7.3463 | 9775.69 | 0 | 0 | 0 | 0 | 0 | 0 | 0 | 7.3463 | 9775.69 | 0 | 0 | 0 | 0 | 0 | 0 | 0 | 7.3463 | 7.3463 | 7.3463
[20 empty] | 2020-06-04 04:00 | 3701 | 6 | 4 | 5 | 0 | 0 | 8.8655 | 9775.69 | 0 | 0 | 0 | 0 | 0 | 0 | 0 | 8.8655 | 9775.69 | 0 | 0 | 0 | 0 | 0 | 0 | 0 | 8.8655 | 9775.69 | 0 | 0 | 0 | 0 | 0 | 0 | 0 | 8.8655 | 8.8655 | 8.8655
[20 empty] | 2020-06-04 05:00 | 3702 | 6 | 4 | 6 | 21424.405 | 21.4244 | 89.8147 | 31990.9 | 60.2568 | 205.5962 | 0 | 0 | 0 | 460446 | 0 | 94.6205 | 31990.9 | 64.1582 | 218.9078 | 0 | 0 | 0 | 490258 | 0 | 99.291 | 31990.9 | 68.0141 | 232.0641 | 0 | 0 | 0 | 519723 | 0 | 68.3903 | 73.1961 | 77.8666
[20 empty] | 2020-06-04 06:00 | 3703 | 6 | 4 | 7 | 83806.044 | 83.806 | 131.745 | 81259.8 | 32.0361 | 109.3072 | 0 | 0 | 0 | 244801 | -63.9398 | 134.14 | 81259.8 | 33.9351 | 115.7866 | 0 | 0 | 0 | 259311 | -138.057 | 136.606 | 81259.8 | 35.8503 | 122.3212 | 0 | 0 | 0 | 273947 | -227.069 | 47.939 | 50.334 | 52.8
[20 empty] | 2020-06-04 07:00 | 3704 | 6 | 4 | 8 | 156982.219 | 156.9822 | 161.958 | 81259.8 | 33.7238 | 115.0656 | 0 | 0 | 0 | 257697 | -59.9651 | 164.296 | 81259.8 | 35.6356 | 121.5887 | 0 | 0 | 0 | 272306 | -68.5408 | 166.837 | 81259.8 | 37.5904 | 128.2584 | 0 | 0 | 0 | 287244 | -67.1663 | 4.9758 | 7.3138 | 9.8548
[20 empty] | 2020-06-04 08:00 | 3705 | 6 | 4 | 9 | 214633.053 | 214.6331 | 177.851 | 56255.8 | 42.9394 | 146.5092 | 0 | 0 | 0 | 328117 | -42.3514 | 181.139 | 56255.8 | 45.2941 | 154.5435 | 0 | 0 | 0 | 346110 | -70.7516 | 184.485 | 56255.8 | 47.6891 | 162.7152 | 0 | 0 | 0 | 364411 | -85.0444 | -36.7821 | -33.4941 | -30.1481
[20 empty] | 2020-06-04 09:00 | 3706 | 6 | 4 | 10 | 255894.903 | 255.8949 | 193.842 | 55962.4 | 56.4178 | 192.4975 | 0 | 0 | 0 | 420180 | -110.894 | 198.202 | 55962.4 | 59.6819 | 203.6346 | 0 | 0 | 0 | 444489 | -117.858 | 202.804 | 55962.4 | 63.1135 | 215.3433 | 0 | 0 | 0 | 470046 | -155.205 | -62.0529 | -57.6929 | -53.0909
[20 empty] | 2020-06-04 10:00 | 3707 | 6 | 4 | 11 | 249195.344 | 249.1953 | 174.044 | 126659 | 55.0928 | 187.9766 | 0 | 0 | 0 | 410311 | -1.8916 | 178.61 | 126659 | 58.5216 | 199.6757 | 0 | 0 | 0 | 435847 | -6.2677 | 183.448 | 126659 | 62.1014 | 211.89 | 0 | 0 | 0 | 462508 | -13.4928 | -75.1513 | -70.5853 | -65.7473
[20 empty] | 2020-06-04 11:00 | 3708 | 6 | 4 | 12 | 262483.296 | 262.4833 | 221.825 | 126659 | 75.7949 | 258.6122 | 0 | 0 | 0 | 536467 | -26.359 | 227.719 | 126659 | 80.4865 | 274.6199 | 0 | 0 | 0 | 569673 | -26.3841 | 234.056 | 126659 | 85.453 | 291.5656 | 0 | 0 | 0 | 604826 | -26.4142 | -40.6583 | -34.7643 | -28.4273
[20 empty] | 2020-06-04 12:00 | 3709 | 6 | 4 | 13 | 289166.684 | 289.1667 | 168.122 | 87608.1 | 73.1724 | 249.6642 | 0 | 0 | 0 | 517905 | 0 | 174.327 | 87608.1 | 78.0495 | 266.3049 | 0 | 0 | 0 | 552424 | 0 | 180.896 | 87608.1 | 83.1959 | 283.8644 | 0 | 0 | 0 | 588850 | 0 | -121.0447 | -114.8397 | -108.2707
[20 empty] | 2020-06-04 13:00 | 3710 | 6 | 4 | 14 | 246869.21 | 246.8692 | 159.49 | 55668.9 | 70.3267 | 239.9547 | 0 | 0 | 0 | 497764 | -6.9661 | 166.404 | 55668.9 | 75.5252 | 257.692 | 0 | 0 | 0 | 534558 | -6.9661 | 173.658 | 55668.9 | 80.9817 | 276.3096 | 0 | 0 | 0 | 573178 | -8.0114 | -87.3792 | -80.4652 | -73.2112
[20 empty] | 2020-06-04 14:00 | 3711 | 6 | 4 | 15 | 187615.473 | 187.6155 | 136.688 | 55668.9 | 65.0172 | 221.8387 | 0 | 0 | 0 | 460184 | 0 | 143.862 | 55668.9 | 70.6154 | 240.9397 | 0 | 0 | 0 | 499807 | 0 | 151.222 | 55668.9 | 75.9936 | 259.2902 | 0 | 0 | 0 | 537873 | 0 | -50.9275 | -43.7535 | -36.3935
[20 empty] | 2020-06-04 15:00 | 3712 | 6 | 4 | 16 | 147912.962 | 147.913 | 127.995 | 30890.8 | 58.9283 | 201.0634 | 0 | 0 | 0 | 422407 | 0 | 136.057 | 30890.8 | 64.3861 | 219.6854 | 0 | 0 | 0 | 461529 | 0 | 143.164 | 30890.8 | 69.5888 | 237.437 | 0 | 0 | 0 | 498823 | 0 | -19.918 | -11.856 | -4.749
[20 empty] | 2020-06-04 16:00 | 3713 | 6 | 4 | 17 | 96611.931 | 96.6119 | 14.694 | 30890.8 | 0 | 0 | 0 | 0 | 0 | 0 | 0 | 14.694 | 30890.8 | 0 | 0 | 0 | 0 | 0 | 0 | 0 | 14.694 | 30890.8 | 0 | 0 | 0 | 0 | 0 | 0 | 0 | -81.9179 | -81.9179 | -81.9179
[20 empty] | 2020-06-04 17:00 | 3714 | 6 | 4 | 18 | 45595.727 | 45.5957 | 13.7827 | 31110.8 | 0 | 0 | 0 | 0 | 0 | 0 | 0 | 13.7827 | 31110.8 | 0 | 0 | 0 | 0 | 0 | 0 | 0 | 13.7827 | 31110.8 | 0 | 0 | 0 | 0 | 0 | 0 | 0 | -31.813 | -31.813 | -31.813
[20 empty] | 2020-06-04 18:00 | 3715 | 6 | 4 | 19 | 12085.155 | 12.0852 | 10.3847 | 31184.1 | 0 | 0 | 0 | 0 | 0 | 0 | 0 | 10.3847 | 31184.1 | 0 | 0 | 0 | 0 | 0 | 0 | 0 | 10.3847 | 31184.1 | 0 | 0 | 0 | 0 | 0 | 0 | 0 | -1.7005 | -1.7005 | -1.7005
[20 empty] | 2020-06-04 19:00 | 3716 | 6 | 4 | 20 | 0 | 0 | 8.8655 | 8822.44 | 0 | 0 | 0 | 0 | 0 | 0 | 0 | 8.8655 | 8822.44 | 0 | 0 | 0 | 0 | 0 | 0 | 0 | 8.8655 | 8822.44 | 0 | 0 | 0 | 0 | 0 | 0 | 0 | 8.8655 | 8.8655 | 8.8655
[20 empty] | 2020-06-04 20:00 | 3717 | 6 | 4 | 21 | 0 | 0 | 21.3123 | 8969.09 | 10.251 | 34.9764 | 0 | 0 | 0 | 78271.1 | 0 | 21.3122 | 8969.09 | 10.2509 | 34.9761 | 0 | 0 | 0 | 78270.7 | 0 | 21.3123 | 8969.09 | 10.251 | 34.9764 | 0 | 0 | 0 | 78271.2 | 0 | 21.3123 | 21.3122 | 21.3123
[20 empty] | 2020-06-04 21:00 | 3718 | 6 | 4 | 22 | 0 | 0 | 7.3463 | 9409.05 | 0 | 0 | 0 | 0 | 0 | 0 | 0 | 7.3463 | 9409.05 | 0 | 0 | 0 | 0 | 0 | 0 | 0 | 7.3463 | 9409.05 | 0 | 0 | 0 | 0 | 0 | 0 | 0 | 7.3463 | 7.3463 | 7.3463
[20 empty] | 2020-06-04 22:00 | 3719 | 6 | 4 | 23 | 0 | 0 | 7.3463 | 9409.05 | 0 | 0 | 0 | 0 | 0 | 0 | 0 | 7.3463 | 9409.05 | 0 | 0 | 0 | 0 | 0 | 0 | 0 | 7.3463 | 9409.05 | 0 | 0 | 0 | 0 | 0 | 0 | 0 | 7.3463 | 7.3463 | 7.3463
[20 empty] | 2020-06-04 23:00 | 3720 | 6 | 4 | 24 | 0 | 0 | 7.7516 | 9629.03 | 0 | 0 | 0 | 0 | 0 | 0 | 0 | 7.7516 | 9629.03 | 0 | 0 | 0 | 0 | 0 | 0 | 0 | 7.7516 | 9629.03 | 0 | 0 | 0 | 0 | 0 | 0 | 0 | 7.7516 | 7.7516 | 7.7516
[20 empty] | 2020-06-05 | 3721 | 6 | 5 | 1 | 0 | 0 | 21.6258 | 9702.36 | 10.1592 | 34.6632 | 0 | 0 | 0 | 77515.5 | 0 | 21.6258 | 9702.36 | 10.1592 | 34.6632 | 0 | 0 | 0 | 77515.2 | 0 | 21.6259 | 9702.36 | 10.1592 | 34.6632 | 0 | 0 | 0 | 77515.6 | 0 | 21.6258 | 21.6258 | 21.6259
[20 empty] | 2020-06-05 01:00 | 3722 | 6 | 5 | 2 | 0 | 0 | 7.7516 | 9702.36 | 0 | 0 | 0 | 0 | 0 | 0 | 0 | 7.7516 | 9702.36 | 0 | 0 | 0 | 0 | 0 | 0 | 0 | 7.7516 | 9702.36 | 0 | 0 | 0 | 0 | 0 | 0 | 0 | 7.7516 | 7.7516 | 7.7516
[20 empty] | 2020-06-05 02:00 | 3723 | 6 | 5 | 3 | 0 | 0 | 7.7516 | 9849.01 | 0 | 0 | 0 | 0 | 0 | 0 | 0 | 7.7516 | 9849.01 | 0 | 0 | 0 | 0 | 0 | 0 | 0 | 7.7516 | 9849.01 | 0 | 0 | 0 | 0 | 0 | 0 | 0 | 7.7516 | 7.7516 | 7.7516
[20 empty] | 2020-06-05 03:00 | 3724 | 6 | 5 | 4 | 0 | 0 | 7.7516 | 9849.01 | 0 | 0 | 0 | 0 | 0 | 0 | 0 | 7.7516 | 9849.01 | 0 | 0 | 0 | 0 | 0 | 0 | 0 | 7.7516 | 9849.01 | 0 | 0 | 0 | 0 | 0 | 0 | 0 | 7.7516 | 7.7516 | 7.7516
[20 empty] | 2020-06-05 04:00 | 3725 | 6 | 5 | 5 | 0 | 0 | 21.5751 | 9849.01 | 10.1085 | 34.4902 | 0 | 0 | 0 | 77129.9 | 0 | 21.5751 | 9849.01 | 10.1084 | 34.4899 | 0 | 0 | 0 | 77129.6 | 0 | 21.5751 | 9849.01 | 10.1085 | 34.4902 | 0 | 0 | 0 | 77130.1 | 0 | 21.5751 | 21.5751 | 21.5751
[20 empty] | 2020-06-05 05:00 | 3726 | 6 | 5 | 6 | 6139.048 | 6.139 | 7.4741 | 9849.01 | 0 | 0 | 0 | 0 | 0 | 0 | 0 | 7.4679 | 9849.01 | 0 | 0 | 0 | 0 | 0 | 0 | 0 | 7.4679 | 9849.01 | 0 | 0 | 0 | 0 | 0 | 0 | 0 | 1.335 | 1.3288 | 1.3288
[20 empty] | 2020-06-05 06:00 | 3727 | 6 | 5 | 7 | 26842.24 | 26.8422 | 7.4679 | 9555.71 | 0 | 0 | 0 | 0 | 0 | 0 | 0 | 7.4679 | 9555.71 | 0 | 0 | 0 | 0 | 0 | 0 | 0 | 7.4679 | 9555.71 | 0 | 0 | 0 | 0 | 0 | 0 | 0 | -19.3744 | -19.3744 | -19.3744
[20 empty] | 2020-06-05 07:00 | 3728 | 6 | 5 | 8 | 84565.776 | 84.5658 | 7.4679 | 9555.71 | 0 | 0 | 0 | 0 | 0 | 0 | 0 | 7.4679 | 9555.71 | 0 | 0 | 0 | 0 | 0 | 0 | 0 | 7.4679 | 9555.71 | 0 | 0 | 0 | 0 | 0 | 0 | 0 | -77.0979 | -77.0979 | -77.0979
[20 empty] | 2020-06-05 08:00 | 3729 | 6 | 5 | 9 | 106136.513 | 106.1365 | 7.4679 | 9335.73 | 0 | 0 | 0 | 0 | 0 | 0 | 0 | 7.4679 | 9335.73 | 0 | 0 | 0 | 0 | 0 | 0 | 0 | 7.4679 | 9335.73 | 0 | 0 | 0 | 0 | 0 | 0 | 0 | -98.6686 | -98.6686 | -98.6686
[20 empty] | 2020-06-05 09:00 | 3730 | 6 | 5 | 10 | 116782.891 | 116.7829 | 21.279 | 9335.73 | 10.0961 | 34.4479 | 0 | 0 | 0 | 77034.8 | 0 | 21.279 | 9335.73 | 10.0961 | 34.4479 | 0 | 0 | 0 | 77034.6 | 0 | 21.2791 | 9335.73 | 10.0962 | 34.4482 | 0 | 0 | 0 | 77035 | 0 | -95.5039 | -95.5039 | -95.5038
[20 empty] | 2020-06-05 10:00 | 3731 | 6 | 5 | 11 | 143001.227 | 143.0012 | 7.4679 | 9262.4 | 0 | 0 | 0 | 0 | 0 | 0 | 0 | 7.4679 | 9262.4 | 0 | 0 | 0 | 0 | 0 | 0 | 0 | 7.4679 | 9262.4 | 0 | 0 | 0 | 0 | 0 | 0 | 0 | -135.5333 | -135.5333 | -135.5333
[20 empty] | 2020-06-05 11:00 | 3732 | 6 | 5 | 12 | 48889.248 | 48.8892 | 7.4679 | 9189.07 | 0 | 0 | 0 | 0 | 0 | 0 | 0 | 7.4679 | 9189.07 | 0 | 0 | 0 | 0 | 0 | 0 | 0 | 7.4679 | 9189.07 | 0 | 0 | 0 | 0 | 0 | 0 | 0 | -41.4214 | -41.4214 | -41.4214
[20 empty] | 2020-06-05 12:00 | 3733 | 6 | 5 | 13 | 71302.622 | 71.3026 | 7.4679 | 9262.4 | 0 | 0 | 0 | 0 | 0 | 0 | 0 | 7.4679 | 9262.4 | 0 | 0 | 0 | 0 | 0 | 0 | 0 | 7.4679 | 9262.4 | 0 | 0 | 0 | 0 | 0 | 0 | 0 | -63.8347 | -63.8347 | -63.8347
[20 empty] | 2020-06-05 13:00 | 3734 | 6 | 5 | 14 | 78596.455 | 78.5965 | 7.4679 | 9262.4 | 0 | 0 | 0 | 0 | 0 | 0 | 0 | 7.4679 | 9262.4 | 0 | 0 | 0 | 0 | 0 | 0 | 0 | 7.4679 | 9262.4 | 0 | 0 | 0 | 0 | 0 | 0 | 0 | -71.1286 | -71.1286 | -71.1286
[20 empty] | 2020-06-05 14:00 | 3735 | 6 | 5 | 15 | 53852.206 | 53.8522 | 21.2488 | 9335.73 | 10.0659 | 34.3449 | 0 | 0 | 0 | 76803.3 | 0 | 21.2488 | 9335.73 | 10.0659 | 34.3449 | 0 | 0 | 0 | 76803.2 | 0 | 21.2488 | 9335.73 | 10.0659 | 34.3449 | 0 | 0 | 0 | 76803.5 | 0 | -32.6034 | -32.6034 | -32.6034
[20 empty] | 2020-06-05 15:00 | 3736 | 6 | 5 | 16 | 33036.732 | 33.0367 | 7.4679 | 9335.73 | 0 | 0 | 0 | 0 | 0 | 0 | 0 | 7.4679 | 9335.73 | 0 | 0 | 0 | 0 | 0 | 0 | 0 | 7.4679 | 9335.73 | 0 | 0 | 0 | 0 | 0 | 0 | 0 | -25.5689 | -25.5689 | -25.5689
[20 empty] | 2020-06-05 16:00 | 3737 | 6 | 5 | 17 | 21038.04 | 21.038 | 7.4708 | 9335.73 | 0 | 0 | 0 | 0 | 0 | 0 | 0 | 7.4679 | 9335.73 | 0 | 0 | 0 | 0 | 0 | 0 | 0 | 7.4679 | 9335.73 | 0 | 0 | 0 | 0 | 0 | 0 | 0 | -13.5673 | -13.5702 | -13.5702
[20 empty] | 2020-06-05 17:00 | 3738 | 6 | 5 | 18 | 31731.517 | 31.7315 | 7.4782 | 9409.05 | 0 | 0 | 0 | 0 | 0 | 0 | 0 | 7.4692 | 9409.05 | 0 | 0 | 0 | 0 | 0 | 0 | 0 | 7.4679 | 9409.05 | 0 | 0 | 0 | 0 | 0 | 0 | 0 | -24.2533 | -24.2623 | -24.2636
[20 empty] | 2020-06-05 18:00 | 3739 | 6 | 5 | 19 | 8630.25 | 8.6303 | 21.1934 | 9409.05 | 9.9992 | 34.1174 | 0 | 0 | 0 | 76294.7 | 0 | 21.1845 | 9409.05 | 9.9992 | 34.1174 | 0 | 0 | 0 | 76294.6 | 0 | 21.1821 | 9409.05 | 9.9992 | 34.1174 | 0 | 0 | 0 | 76294.7 | 0 | 12.5632 | 12.5542 | 12.5518
[20 empty] | 2020-06-05 19:00 | 3740 | 6 | 5 | 20 | 0 | 0 | 7.7516 | 9409.05 | 0 | 0 | 0 | 0 | 0 | 0 | 0 | 7.7516 | 9409.05 | 0 | 0 | 0 | 0 | 0 | 0 | 0 | 7.7516 | 9409.05 | 0 | 0 | 0 | 0 | 0 | 0 | 0 | 7.7516 | 7.7516 | 7.7516
[20 empty] | 2020-06-05 20:00 | 3741 | 6 | 5 | 21 | 0 | 0 | 7.7516 | 9555.71 | 0 | 0 | 0 | 0 | 0 | 0 | 0 | 7.7516 | 9555.71 | 0 | 0 | 0 | 0 | 0 | 0 | 0 | 7.7516 | 9555.71 | 0 | 0 | 0 | 0 | 0 | 0 | 0 | 7.7516 | 7.7516 | 7.7516
[20 empty] | 2020-06-05 21:00 | 3742 | 6 | 5 | 22 | 0 | 0 | 7.7516 | 9555.71 | 0 | 0 | 0 | 0 | 0 | 0 | 0 | 7.7516 | 9555.71 | 0 | 0 | 0 | 0 | 0 | 0 | 0 | 7.7516 | 9555.71 | 0 | 0 | 0 | 0 | 0 | 0 | 0 | 7.7516 | 7.7516 | 7.7516
[20 empty] | 2020-06-05 22:00 | 3743 | 6 | 5 | 23 | 0 | 0 | 7.7516 | 9555.71 | 0 | 0 | 0 | 0 | 0 | 0 | 0 | 7.7516 | 9555.71 | 0 | 0 | 0 | 0 | 0 | 0 | 0 | 7.7516 | 9555.71 | 0 | 0 | 0 | 0 | 0 | 0 | 0 | 7.7516 | 7.7516 | 7.7516
[20 empty] | 2020-06-05 23:00 | 3744 | 6 | 5 | 24 | 0 | 0 | 21.4567 | 9629.03 | 9.9901 | 34.0861 | 0 | 0 | 0 | 76225.6 | 0 | 21.4567 | 9629.03 | 9.9901 | 34.0861 | 0 | 0 | 0 | 76225.7 | 0 | 21.4567 | 9629.03 | 9.9901 | 34.0862 | 0 | 0 | 0 | 76225.8 | 0 | 21.4567 | 21.4567 | 21.4567
[20 empty] | 2020-06-06 | 3745 | 6 | 6 | 1 | 0 | 0 | 7.7516 | 9555.71 | 0 | 0 | 0 | 0 | 0 | 0 | 0 | 7.7516 | 9555.71 | 0 | 0 | 0 | 0 | 0 | 0 | 0 | 7.7516 | 9555.71 | 0 | 0 | 0 | 0 | 0 | 0 | 0 | 7.7516 | 7.7516 | 7.7516
[20 empty] | 2020-06-06 01:00 | 3746 | 6 | 6 | 2 | 0 | 0 | 7.7516 | 9555.71 | 0 | 0 | 0 | 0 | 0 | 0 | 0 | 7.7516 | 9555.71 | 0 | 0 | 0 | 0 | 0 | 0 | 0 | 7.7516 | 9555.71 | 0 | 0 | 0 | 0 | 0 | 0 | 0 | 7.7516 | 7.7516 | 7.7516
[20 empty] | 2020-06-06 02:00 | 3747 | 6 | 6 | 3 | 0 | 0 | 7.7516 | 9555.71 | 0 | 0 | 0 | 0 | 0 | 0 | 0 | 7.7516 | 9555.71 | 0 | 0 | 0 | 0 | 0 | 0 | 0 | 7.7516 | 9555.71 | 0 | 0 | 0 | 0 | 0 | 0 | 0 | 7.7516 | 7.7516 | 7.7516
[20 empty] | 2020-06-06 03:00 | 3748 | 6 | 6 | 4 | 0 | 0 | 7.7516 | 9482.38 | 0 | 0 | 0 | 0 | 0 | 0 | 0 | 7.7516 | 9482.38 | 0 | 0 | 0 | 0 | 0 | 0 | 0 | 7.7516 | 9482.38 | 0 | 0 | 0 | 0 | 0 | 0 | 0 | 7.7516 | 7.7516 | 7.7516
[20 empty] | 2020-06-06 04:00 | 3749 | 6 | 6 | 5 | 0 | 0 | 21.4314 | 9482.38 | 9.9647 | 33.9997 | 0 | 0 | 0 | 76034.8 | 0 | 21.4314 | 9482.38 | 9.9648 | 33.9998 | 0 | 0 | 0 | 76035 | 0 | 21.4314 | 9482.38 | 9.9648 | 33.9998 | 0 | 0 | 0 | 76035 | 0 | 21.4314 | 21.4314 | 21.4314
[20 empty] | 2020-06-06 05:00 | 3750 | 6 | 6 | 6 | 18406.391 | 18.4064 | 7.4693 | 9335.73 | 0 | 0 | 0 | 0 | 0 | 0 | 0 | 7.4679 | 9335.73 | 0 | 0 | 0 | 0 | 0 | 0 | 0 | 7.4679 | 9335.73 | 0 | 0 | 0 | 0 | 0 | 0 | 0 | -10.9371 | -10.9385 | -10.9385
[20 empty] | 2020-06-06 06:00 | 3751 | 6 | 6 | 7 | 11784.765 | 11.7848 | 7.4679 | 8969.09 | 0 | 0 | 0 | 0 | 0 | 0 | 0 | 7.4679 | 8969.09 | 0 | 0 | 0 | 0 | 0 | 0 | 0 | 7.4679 | 8969.09 | 0 | 0 | 0 | 0 | 0 | 0 | 0 | -4.3169 | -4.3169 | -4.3169
[20 empty] | 2020-06-06 07:00 | 3752 | 6 | 6 | 8 | 18688.764 | 18.6888 | 7.4679 | 8969.09 | 0 | 0 | 0 | 0 | 0 | 0 | 0 | 7.4679 | 8969.09 | 0 | 0 | 0 | 0 | 0 | 0 | 0 | 7.4679 | 8969.09 | 0 | 0 | 0 | 0 | 0 | 0 | 0 | -11.2209 | -11.2209 | -11.2209
[20 empty] | 2020-06-06 08:00 | 3753 | 6 | 6 | 9 | 39596.312 | 39.5963 | 7.4679 | 8602.46 | 0 | 0 | 0 | 0 | 0 | 0 | 0 | 7.4679 | 8602.46 | 0 | 0 | 0 | 0 | 0 | 0 | 0 | 7.4679 | 8602.46 | 0 | 0 | 0 | 0 | 0 | 0 | 0 | -32.1284 | -32.1284 | -32.1284
[20 empty] | 2020-06-06 09:00 | 3754 | 6 | 6 | 10 | 51187.546 | 51.1875 | 21.8608 | 8455.81 | 10.6779 | 36.433 | 0 | 0 | 0 | 75847.4 | 0 | 21.8608 | 8455.81 | 10.678 | 36.4333 | 0 | 0 | 0 | 75847.5 | 0 | 21.8609 | 8455.81 | 10.678 | 36.4333 | 0 | 0 | 0 | 75847.5 | 0 | -29.3267 | -29.3267 | -29.3266
[20 empty] | 2020-06-06 10:00 | 3755 | 6 | 6 | 11 | 40802.402 | 40.8024 | 7.4679 | 8455.81 | 0 | 0 | 0 | 0 | 0 | 0 | 0 | 7.4679 | 8455.81 | 0 | 0 | 0 | 0 | 0 | 0 | 0 | 7.4679 | 8455.81 | 0 | 0 | 0 | 0 | 0 | 0 | 0 | -33.3345 | -33.3345 | -33.3345
[20 empty] | 2020-06-06 11:00 | 3756 | 6 | 6 | 12 | 58252.881 | 58.2529 | 7.4679 | 8235.83 | 0 | 0 | 0 | 0 | 0 | 0 | 0 | 7.4679 | 8235.83 | 0 | 0 | 0 | 0 | 0 | 0 | 0 | 17.064 | 8235.83 | 7.8926 | 26.9294 | 0 | 0 | 0 | 53791.3 | 0 | -50.785 | -50.785 | -41.1889
[20 empty] | 2020-06-06 12:00 | 3757 | 6 | 6 | 13 | 36910.857 | 36.9109 | 7.4679 | 8162.51 | 0 | 0 | 0 | 0 | 0 | 0 | 0 | 7.4679 | 8162.51 | 0 | 0 | 0 | 0 | 0 | 0 | 0 | 7.4679 | 8162.51 | 0 | 0 | 0 | 0 | 0 | 0 | 0 | -29.443 | -29.443 | -29.443
[20 empty] | 2020-06-06 13:00 | 3758 | 6 | 6 | 14 | 30296.679 | 30.2967 | 7.4679 | 8162.51 | 0 | 0 | 0 | 0 | 0 | 0 | 0 | 7.4679 | 8162.51 | 0 | 0 | 0 | 0 | 0 | 0 | 0 | 18.5669 | 8162.51 | 8.1091 | 27.6683 | 0 | 0 | 0 | 54869.8 | -2.0427 | -22.8288 | -22.8288 | -11.7298
[20 empty] | 2020-06-06 14:00 | 3759 | 6 | 6 | 15 | 21364.609 | 21.3646 | 21.962 | 8382.48 | 10.7791 | 36.7783 | 0 | 0 | 0 | 75663.2 | 0 | 21.9619 | 8382.48 | 10.779 | 36.7779 | 0 | 0 | 0 | 75663.1 | 0 | 21.962 | 8382.48 | 10.7791 | 36.7783 | 0 | 0 | 0 | 75663.3 | 0 | 0.59739 | 0.59729 | 0.59739
[20 empty] | 2020-06-06 15:00 | 3760 | 6 | 6 | 16 | 12525.067 | 12.5251 | 7.4679 | 8455.81 | 0 | 0 | 0 | 0 | 0 | 0 | 0 | 7.4679 | 8455.81 | 0 | 0 | 0 | 0 | 0 | 0 | 0 | 18.4535 | 8455.81 | 7.9957 | 27.2812 | 0 | 0 | 0 | 56800.1 | -7.152 | -5.0572 | -5.0572 | 5.9284
[20 empty] | 2020-06-06 16:00 | 3761 | 6 | 6 | 17 | 37631.726 | 37.6317 | 7.4679 | 8455.81 | 0 | 0 | 0 | 0 | 0 | 0 | 0 | 17.565 | 8455.81 | 7.3328 | 25.0197 | 0 | 0 | 0 | 51933.9 | -1.4896 | 18.3624 | 8455.81 | 7.9046 | 26.9704 | 0 | 0 | 0 | 56078 | -297.271 | -30.1638 | -20.0667 | -19.2693
[20 empty] | 2020-06-06 17:00 | 3762 | 6 | 6 | 18 | 17451.964 | 17.452 | 7.4679 | 8895.77 | 0 | 0 | 0 | 0 | 0 | 0 | 0 | 16.9092 | 8895.77 | 6.6771 | 22.7822 | 0 | 0 | 0 | 50949.4 | -108.794 | 17.8605 | 8895.77 | 7.4027 | 25.2579 | 0 | 0 | 0 | 56487.2 | -62.9637 | -9.9841 | -0.54276 | 0.40854
[20 empty] | 2020-06-06 18:00 | 3763 | 6 | 6 | 19 | 0 | 0 | 7.468 | 9115.75 | 0 | 0 | 0 | 0 | 0 | 0 | 0 | 16.9103 | 9115.75 | 6.6782 | 22.786 | 0 | 0 | 0 | 50958.7 | -32.4005 | 18.0711 | 9115.75 | 7.5661 | 25.8156 | 0 | 0 | 0 | 57733.7 | -55.0528 | 7.468 | 16.9103 | 18.0711
[20 empty] | 2020-06-06 19:00 | 3764 | 6 | 6 | 20 | 0 | 0 | 21.3584 | 9115.75 | 9.8918 | 33.751 | 0 | 0 | 0 | 75486.1 | 0 | 21.3584 | 9115.75 | 9.8918 | 33.751 | 0 | 0 | 0 | 75486.2 | 0 | 31.6936 | 9115.75 | 17.237 | 58.8126 | 0 | 0 | 0 | 131534 | -2.0455 | 21.3584 | 21.3584 | 31.6936
[20 empty] | 2020-06-06 20:00 | 3765 | 6 | 6 | 21 | 0 | 0 | 7.7516 | 9189.07 | 0 | 0 | 0 | 0 | 0 | 0 | 0 | 7.7516 | 9189.07 | 0 | 0 | 0 | 0 | 0 | 0 | 0 | 7.7516 | 9189.07 | 0 | 0 | 0 | 0 | 0 | 0 | 0 | 7.7516 | 7.7516 | 7.7516
[20 empty] | 2020-06-06 21:00 | 3766 | 6 | 6 | 22 | 0 | 0 | 7.7516 | 9189.07 | 0 | 0 | 0 | 0 | 0 | 0 | 0 | 7.7516 | 9189.07 | 0 | 0 | 0 | 0 | 0 | 0 | 0 | 7.7516 | 9189.07 | 0 | 0 | 0 | 0 | 0 | 0 | 0 | 7.7516 | 7.7516 | 7.7516
[20 empty] | 2020-06-06 22:00 | 3767 | 6 | 6 | 23 | 0 | 0 | 7.7516 | 9189.07 | 0 | 0 | 0 | 0 | 0 | 0 | 0 | 7.7516 | 9189.07 | 0 | 0 | 0 | 0 | 0 | 0 | 0 | 7.7516 | 9189.07 | 0 | 0 | 0 | 0 | 0 | 0 | 0 | 7.7516 | 7.7516 | 7.7516
[20 empty] | 2020-06-06 23:00 | 3768 | 6 | 6 | 24 | 0 | 0 | 7.3463 | 9042.42 | 0 | 0 | 0 | 0 | 0 | 0 | 0 | 7.3463 | 9042.42 | 0 | 0 | 0 | 0 | 0 | 0 | 0 | 7.3463 | 9042.42 | 0 | 0 | 0 | 0 | 0 | 0 | 0 | 7.3463 | 7.3463 | 7.3463
[20 empty] | 2020-06-07 | 3769 | 6 | 7 | 1 | 0 | 0 | 20.9325 | 9335.73 | 9.8712 | 33.6806 | 0 | 0 | 0 | 75320.3 | 0 | 20.9325 | 9335.73 | 9.8712 | 33.6806 | 0 | 0 | 0 | 75320.4 | 0 | 20.9325 | 9335.73 | 9.8712 | 33.6807 | 0 | 0 | 0 | 75320.6 | 0 | 20.9325 | 20.9325 | 20.9325
[20 empty] | 2020-06-07 01:00 | 3770 | 6 | 7 | 2 | 0 | 0 | 7.3463 | 9335.73 | 0 | 0 | 0 | 0 | 0 | 0 | 0 | 7.3463 | 9335.73 | 0 | 0 | 0 | 0 | 0 | 0 | 0 | 7.3463 | 9335.73 | 0 | 0 | 0 | 0 | 0 | 0 | 0 | 7.3463 | 7.3463 | 7.3463
[20 empty] | 2020-06-07 02:00 | 3771 | 6 | 7 | 3 | 0 | 0 | 7.3463 | 9262.4 | 0 | 0 | 0 | 0 | 0 | 0 | 0 | 7.3463 | 9262.4 | 0 | 0 | 0 | 0 | 0 | 0 | 0 | 7.3463 | 9262.4 | 0 | 0 | 0 | 0 | 0 | 0 | 0 | 7.3463 | 7.3463 | 7.3463
[20 empty] | 2020-06-07 03:00 | 3772 | 6 | 7 | 4 | 0 | 0 | 7.3463 | 9335.73 | 0 | 0 | 0 | 0 | 0 | 0 | 0 | 7.3463 | 9335.73 | 0 | 0 | 0 | 0 | 0 | 0 | 0 | 7.3463 | 9335.73 | 0 | 0 | 0 | 0 | 0 | 0 | 0 | 7.3463 | 7.3463 | 7.3463
[20 empty] | 2020-06-07 04:00 | 3773 | 6 | 7 | 5 | 0 | 0 | 22.3919 | 9335.73 | 9.8113 | 33.4763 | 0 | 0 | 0 | 74866.9 | 0 | 22.3919 | 9335.73 | 9.8114 | 33.4764 | 0 | 0 | 0 | 74867 | 0 | 22.3919 | 9335.73 | 9.8114 | 33.4765 | 0 | 0 | 0 | 74867.3 | 0 | 22.3919 | 22.3919 | 22.3919
[20 empty] | 2020-06-07 05:00 | 3774 | 6 | 7 | 6 | 17804.071 | 17.8041 | 47.1884 | 31404.2 | 28.1404 | 96.015 | 0 | 0 | 0 | 214845 | 0 | 78.8489 | 31404.2 | 53.0505 | 181.0083 | 0 | 0 | 0 | 404962 | 0 | 88.7392 | 31404.2 | 60.9268 | 207.8822 | 0 | 0 | 0 | 465055 | 0 | 29.3843 | 61.0448 | 70.9351
[20 empty] | 2020-06-07 06:00 | 3775 | 6 | 7 | 7 | 34217.952 | 34.218 | 184.132 | 80819.5 | 86.4456 | 294.9524 | 0 | 0 | 0 | 644327 | -115.188 | 191.018 | 80819.5 | 92.0586 | 314.1039 | 0 | 0 | 0 | 685750 | -146.958 | 203.303 | 80819.5 | 102.672 | 350.3169 | 0 | 0 | 0 | 764775 | -126.986 | 149.914 | 156.8 | 169.085
[20 empty] | 2020-06-07 07:00 | 3776 | 6 | 7 | 8 | 137363.644 | 137.3636 | 217.57 | 80819.5 | 90.4943 | 308.7666 | 0 | 0 | 0 | 675280 | -122.323 | 228.754 | 80819.5 | 99.8497 | 340.6872 | 0 | 0 | 0 | 745005 | -87.9455 | 241.616 | 80819.5 | 110.478 | 376.9509 | 0 | 0 | 0 | 825680 | -131.38 | 80.2064 | 91.3904 | 104.2524
[20 empty] | 2020-06-07 08:00 | 3777 | 6 | 7 | 9 | 188179.47 | 188.1795 | 256.728 | 55522.2 | 121.671 | 415.1415 | 0 | 0 | 0 | 885713 | -48.1206 | 269.06 | 55522.2 | 131.865 | 449.9234 | 0 | 0 | 0 | 967556 | -48.6827 | 282.045 | 55522.2 | 142.128 | 484.9407 | 0 | 0 | 0 | 1054970 | -49.6615 | 68.5485 | 80.8805 | 93.8655
[20 empty] | 2020-06-07 09:00 | 3778 | 6 | 7 | 10 | 227041.981 | 227.042 | 270.511 | 55302.2 | 132.197 | 451.0562 | 0 | 0 | 0 | 952246 | -55.0584 | 283.301 | 55302.2 | 142.716 | 486.947 | 0 | 0 | 0 | 1036590 | -55.1386 | 297.095 | 55302.2 | 153.551 | 523.916 | 0 | 0 | 0 | 1122980 | -60.5793 | 43.469 | 56.259 | 70.053
[20 empty] | 2020-06-07 10:00 | 3779 | 6 | 7 | 11 | 258060.149 | 258.0601 | 245.75 | 126659 | 127.752 | 435.8898 | 0 | 0 | 0 | 898497 | -6.7726 | 258.602 | 126659 | 138.35 | 472.0502 | 0 | 0 | 0 | 982465 | -6.7731 | 272.217 | 126659 | 149.193 | 509.0465 | 0 | 0 | 0 | 1070410 | -6.7726 | -12.3101 | 0.54185 | 14.1569
[20 empty] | 2020-06-07 11:00 | 3780 | 6 | 7 | 12 | 271878.252 | 271.8783 | 288.756 | 126659 | 142.632 | 486.6604 | 0 | 0 | 0 | 1020340 | -48.0758 | 302.121 | 126659 | 153.309 | 523.0903 | 0 | 0 | 0 | 1103720 | -48.0917 | 315.982 | 126659 | 163.889 | 559.1893 | 0 | 0 | 0 | 1184820 | -48.1116 | 16.8777 | 30.2427 | 44.1037
[20 empty] | 2020-06-07 12:00 | 3781 | 6 | 7 | 13 | 247403.676 | 247.4037 | 237.92 | 85624 | 140.831 | 480.5154 | 0 | 0 | 0 | 985665 | -10.7585 | 251.668 | 85624 | 151.944 | 518.4329 | 0 | 0 | 0 | 1070280 | -10.7587 | 265.744 | 85624 | 162.903 | 555.825 | 0 | 0 | 0 | 1155370 | -10.7585 | -9.4837 | 4.2643 | 18.3403
[20 empty] | 2020-06-07 13:00 | 3782 | 6 | 7 | 14 | 256375.214 | 256.3752 | 231.837 | 54935.4 | 140.066 | 477.9052 | 0 | 0 | 0 | 962384 | -45.2531 | 245.699 | 54935.4 | 151.14 | 515.6897 | 0 | 0 | 0 | 1046430 | -45.3034 | 260.111 | 54935.4 | 162.461 | 554.3169 | 0 | 0 | 0 | 1135000 | -45.3784 | -24.5382 | -10.6762 | 3.7358
[20 empty] | 2020-06-07 14:00 | 3783 | 6 | 7 | 15 | 225826.414 | 225.8264 | 214.695 | 54788.7 | 137.126 | 467.8739 | 0 | 0 | 0 | 912629 | -10.2923 | 228.667 | 54788.7 | 148.669 | 507.2586 | 0 | 0 | 0 | 993729 | -10.292 | 242.836 | 54788.7 | 159.789 | 545.2001 | 0 | 0 | 0 | 1077300 | -10.2923 | -11.1314 | 2.8406 | 17.0096
[20 empty] | 2020-06-07 15:00 | 3784 | 6 | 7 | 16 | 180349.543 | 180.3495 | 208.124 | 30230.7 | 132.295 | 451.3905 | 0 | 0 | 0 | 915173 | -4.0348 | 222.071 | 30230.7 | 143.243 | 488.7451 | 0 | 0 | 0 | 995637 | -5.2794 | 236.397 | 30230.7 | 154.965 | 528.7406 | 0 | 0 | 0 | 1087950 | -4.0348 | 27.7745 | 41.7215 | 56.0475
[20 empty] | 2020-06-07 16:00 | 3785 | 6 | 7 | 17 | 125391.87 | 125.3919 | 14.694 | 30304.1 | 0 | 0 | 0 | 0 | 0 | 0 | 0 | 14.694 | 30304.1 | 0 | 0 | 0 | 0 | 0 | 0 | 0 | 26.0208 | 30304.1 | 8.3369 | 28.4456 | 0 | 0 | 0 | 54855.1 | -1977.13 | -110.6979 | -110.6979 | -99.3711
[20 empty] | 2020-06-07 17:00 | 3786 | 6 | 7 | 18 | 63815.227 | 63.8152 | 13.7827 | 30304.1 | 0 | 0 | 0 | 0 | 0 | 0 | 0 | 24.6712 | 30304.1 | 8.1243 | 27.7201 | 0 | 0 | 0 | 53172.2 | -34.5927 | 25.8245 | 30304.1 | 9.0112 | 30.7461 | 0 | 0 | 0 | 58755.1 | -221.947 | -50.0325 | -39.144 | -37.9907
[20 empty] | 2020-06-07 18:00 | 3787 | 6 | 7 | 19 | 15027.987 | 15.028 | 10.3847 | 30744.1 | 0 | 0 | 0 | 0 | 0 | 0 | 0 | 20.5766 | 30744.1 | 7.4276 | 25.3431 | 0 | 0 | 0 | 52085.9 | -7.1864 | 21.6979 | 30744.1 | 8.2982 | 28.3135 | 0 | 0 | 0 | 58182 | -27.1197 | -4.6433 | 5.5486 | 6.6699
[20 empty] | 2020-06-07 19:00 | 3788 | 6 | 7 | 20 | 0 | 0 | 23.4416 | 8382.48 | 10.8611 | 37.0581 | 0 | 0 | 0 | 76600.6 | 0 | 23.4417 | 8382.48 | 10.8611 | 37.0581 | 0 | 0 | 0 | 76601 | 0 | 34.6232 | 8382.48 | 19.0528 | 65.0082 | 0 | 0 | 0 | 134033 | -2.2462 | 23.4416 | 23.4417 | 34.6232
[20 empty] | 2020-06-07 20:00 | 3789 | 6 | 7 | 21 | 0 | 0 | 7.3463 | 8602.46 | 0 | 0 | 0 | 0 | 0 | 0 | 0 | 7.3463 | 8602.46 | 0 | 0 | 0 | 0 | 0 | 0 | 0 | 7.3463 | 8602.46 | 0 | 0 | 0 | 0 | 0 | 0 | 0 | 7.3463 | 7.3463 | 7.3463
[20 empty] | 2020-06-07 21:00 | 3790 | 6 | 7 | 22 | 0 | 0 | 7.3463 | 8529.14 | 0 | 0 | 0 | 0 | 0 | 0 | 0 | 7.3463 | 8529.14 | 0 | 0 | 0 | 0 | 0 | 0 | 0 | 7.3463 | 8529.14 | 0 | 0 | 0 | 0 | 0 | 0 | 0 | 7.3463 | 7.3463 | 7.3463
[20 empty] | 2020-06-07 22:00 | 3791 | 6 | 7 | 23 | 0 | 0 | 7.3463 | 8529.14 | 0 | 0 | 0 | 0 | 0 | 0 | 0 | 7.3463 | 8529.14 | 0 | 0 | 0 | 0 | 0 | 0 | 0 | 7.3463 | 8529.14 | 0 | 0 | 0 | 0 | 0 | 0 | 0 | 7.3463 | 7.3463 | 7.3463
[20 empty] | 2020-06-07 23:00 | 3792 | 6 | 7 | 24 | 0 | 0 | 21.397 | 8675.79 | 10.3357 | 35.2654 | 0 | 0 | 0 | 76196.7 | 0 | 21.3971 | 8675.79 | 10.3358 | 35.2657 | 0 | 0 | 0 | 76196.8 | 0 | 21.3971 | 8675.79 | 10.3358 | 35.2657 | 0 | 0 | 0 | 76197.3 | 0 | 21.397 | 21.3971 | 21.3971
[20 empty] | 2020-06-08 | 3793 | 6 | 8 | 1 | 0 | 0 | 7.3463 | 8895.77 | 0 | 0 | 0 | 0 | 0 | 0 | 0 | 7.3463 | 8895.77 | 0 | 0 | 0 | 0 | 0 | 0 | 0 | 7.3463 | 8895.77 | 0 | 0 | 0 | 0 | 0 | 0 | 0 | 7.3463 | 7.3463 | 7.3463
[20 empty] | 2020-06-08 01:00 | 3794 | 6 | 8 | 2 | 0 | 0 | 7.3463 | 8895.77 | 0 | 0 | 0 | 0 | 0 | 0 | 0 | 7.3463 | 8895.77 | 0 | 0 | 0 | 0 | 0 | 0 | 0 | 7.3463 | 8895.77 | 0 | 0 | 0 | 0 | 0 | 0 | 0 | 7.3463 | 7.3463 | 7.3463
[20 empty] | 2020-06-08 02:00 | 3795 | 6 | 8 | 3 | 0 | 0 | 7.3463 | 8969.09 | 0 | 0 | 0 | 0 | 0 | 0 | 0 | 7.3463 | 8969.09 | 0 | 0 | 0 | 0 | 0 | 0 | 0 | 7.3463 | 8969.09 | 0 | 0 | 0 | 0 | 0 | 0 | 0 | 7.3463 | 7.3463 | 7.3463
[20 empty] | 2020-06-08 03:00 | 3796 | 6 | 8 | 4 | 0 | 0 | 7.3463 | 8969.09 | 0 | 0 | 0 | 0 | 0 | 0 | 0 | 7.3463 | 8969.09 | 0 | 0 | 0 | 0 | 0 | 0 | 0 | 7.3463 | 8969.09 | 0 | 0 | 0 | 0 | 0 | 0 | 0 | 7.3463 | 7.3463 | 7.3463
[20 empty] | 2020-06-08 04:00 | 3797 | 6 | 8 | 5 | 0 | 0 | 22.5595 | 8969.09 | 9.979 | 34.0482 | 0 | 0 | 0 | 76171.8 | 0 | 22.5595 | 8969.09 | 9.979 | 34.0482 | 0 | 0 | 0 | 76171.8 | 0 | 22.5596 | 8969.09 | 9.979 | 34.0485 | 0 | 0 | 0 | 76172.3 | 0 | 22.5595 | 22.5595 | 22.5596
[20 empty] | 2020-06-08 05:00 | 3798 | 6 | 8 | 6 | 22321.958 | 22.322 | 93.0474 | 31110.8 | 63.5069 | 216.6855 | 0 | 0 | 0 | 473611 | 0 | 100.778 | 31110.8 | 69.5911 | 237.4448 | 0 | 0 | 0 | 519037 | 0 | 108.475 | 31110.8 | 75.8034 | 258.6412 | 0 | 0 | 0 | 565342 | 0 | 70.7254 | 78.456 | 86.153
[20 empty] | 2020-06-08 06:00 | 3799 | 6 | 8 | 7 | 75879.191 | 75.8792 | 232.283 | 80452.6 | 128.291 | 437.7289 | 0 | 0 | 0 | 975127 | -29.4595 | 241.81 | 80452.6 | 136.886 | 467.055 | 0 | 0 | 0 | 1049420 | -27.0963 | 251.23 | 80452.6 | 144.879 | 494.3271 | 0 | 0 | 0 | 1114140 | -27.0962 | 156.4038 | 165.9308 | 175.3508
[20 empty] | 2020-06-08 07:00 | 3800 | 6 | 8 | 8 | 135803.776 | 135.8038 | 269.463 | 80452.6 | 135.596 | 462.6536 | 0 | 0 | 0 | 1038160 | -38.913 | 279.692 | 80452.6 | 144.251 | 492.1844 | 0 | 0 | 0 | 1107420 | -38.9131 | 290.111 | 80452.6 | 152.691 | 520.9817 | 0 | 0 | 0 | 1173250 | -38.9134 | 133.6592 | 143.8882 | 154.3072
[20 empty] | 2020-06-08 08:00 | 3801 | 6 | 8 | 9 | 187106.102 | 187.1061 | 299.233 | 55228.8 | 157.305 | 536.7247 | 0 | 0 | 0 | 1247370 | -15.4351 | 310.524 | 55228.8 | 166.531 | 568.2038 | 0 | 0 | 0 | 1316530 | -15.4351 | 322.185 | 55228.8 | 175.754 | 599.6726 | 0 | 0 | 0 | 1386720 | -15.4351 | 112.1269 | 123.4179 | 135.0789
[20 empty] | 2020-06-08 09:00 | 3802 | 6 | 8 | 10 | 229311.016 | 229.311 | 308.337 | 55082.1 | 163.414 | 557.5686 | 0 | 0 | 0 | 1283480 | -17.724 | 320.535 | 55082.1 | 173.19 | 590.9243 | 0 | 0 | 0 | 1352610 | -17.7162 | 333.023 | 55082.1 | 183.023 | 624.4745 | 0 | 0 | 0 | 1425920 | -17.7338 | 79.026 | 91.224 | 103.712
[20 empty] | 2020-06-08 10:00 | 3803 | 6 | 8 | 11 | 263283.324 | 263.2833 | 282.273 | 126659 | 159.254 | 543.3746 | 0 | 0 | 0 | 1219160 | 0 | 294.279 | 126659 | 168.993 | 576.6041 | 0 | 0 | 0 | 1290670 | 0 | 306.976 | 126659 | 178.965 | 610.6286 | 0 | 0 | 0 | 1365400 | 0 | 18.9897 | 30.9957 | 43.6927
[20 empty] | 2020-06-08 11:00 | 3804 | 6 | 8 | 12 | 280464.908 | 280.4649 | 325.767 | 126659 | 173.979 | 593.6163 | 0 | 0 | 0 | 1373330 | 0 | 338.755 | 126659 | 184.354 | 629.0158 | 0 | 0 | 0 | 1443140 | 0 | 352.012 | 126659 | 194.837 | 664.7838 | 0 | 0 | 0 | 1517250 | 0 | 45.3021 | 58.2901 | 71.5471
[20 empty] | 2020-06-08 12:00 | 3805 | 6 | 8 | 13 | 279334.507 | 279.3345 | 276.048 | 85204.5 | 174.214 | 594.4182 | 0 | 0 | 0 | 1376510 | 0 | 289.073 | 85204.5 | 184.698 | 630.1896 | 0 | 0 | 0 | 1448410 | 0 | 302.67 | 85204.5 | 195.414 | 666.7526 | 0 | 0 | 0 | 1525960 | 0 | -3.2865 | 9.7385 | 23.3355
[20 empty] | 2020-06-08 13:00 | 3806 | 6 | 8 | 14 | 263234.047 | 263.234 | 268.46 | 54862 | 172.221 | 587.6181 | 0 | 0 | 0 | 1333730 | 0 | 282.017 | 54862 | 183.263 | 625.2934 | 0 | 0 | 0 | 1412720 | 0 | 296.121 | 54862 | 194.336 | 663.0744 | 0 | 0 | 0 | 1494360 | 0 | 5.226 | 18.783 | 32.887
[20 empty] | 2020-06-08 14:00 | 3807 | 6 | 8 | 15 | 231476.284 | 231.4763 | 235.547 | 55082.1 | 155.113 | 529.2456 | 0 | 0 | 0 | 1165690 | 0 | 247.945 | 55082.1 | 165.895 | 566.0337 | 0 | 0 | 0 | 1250510 | 0 | 261.141 | 55082.1 | 176.57 | 602.4568 | 0 | 0 | 0 | 1332290 | 0 | 4.0707 | 16.4687 | 29.6647
[20 empty] | 2020-06-08 15:00 | 3808 | 6 | 8 | 16 | 186754.25 | 186.7543 | 226.927 | 30377.4 | 148.491 | 506.6513 | 0 | 0 | 0 | 1114920 | 0 | 239.364 | 30377.4 | 159.185 | 543.1392 | 0 | 0 | 0 | 1200550 | 0 | 252.39 | 30377.4 | 169.802 | 579.3644 | 0 | 0 | 0 | 1283130 | 0 | 40.1727 | 52.6097 | 65.6357
[20 empty] | 2020-06-08 16:00 | 3809 | 6 | 8 | 17 | 128989.12 | 128.9891 | 14.694 | 30377.4 | 0 | 0 | 0 | 0 | 0 | 0 | 0 | 25.1642 | 30377.4 | 7.706 | 26.2928 | 0 | 0 | 0 | 51618 | -1802.61 | 26.213 | 30377.4 | 8.5291 | 29.1014 | 0 | 0 | 0 | 57051.8 | -1562.01 | -114.2951 | -103.8249 | -102.7761
[20 empty] | 2020-06-08 17:00 | 3810 | 6 | 8 | 18 | 64713.614 | 64.7136 | 13.7827 | 30670.8 | 0 | 0 | 0 | 0 | 0 | 0 | 0 | 24.3054 | 30670.8 | 7.7584 | 26.4718 | 0 | 0 | 0 | 53747.9 | -183.056 | 25.7803 | 30670.8 | 8.9248 | 30.4514 | 0 | 0 | 0 | 61831.2 | -226.349 | -50.9309 | -40.4082 | -38.9333
[20 empty] | 2020-06-08 18:00 | 3811 | 6 | 8 | 19 | 15151.645 | 15.1516 | 18.6486 | 30890.8 | 6.8602 | 23.4071 | 0 | 0 | 0 | 49424.4 | 0 | 20.6888 | 30890.8 | 7.516 | 25.6445 | 0 | 0 | 0 | 53997 | -38.9248 | 21.9976 | 30890.8 | 8.5399 | 29.1381 | 0 | 0 | 0 | 61358.1 | -48.366 | 3.497 | 5.5372 | 6.846
[20 empty] | 2020-06-08 19:00 | 3812 | 6 | 8 | 20 | 0 | 0 | 23.1769 | 8529.14 | 10.5963 | 36.1546 | 0 | 0 | 0 | 76690.6 | 0 | 32.1698 | 8529.14 | 18.0418 | 61.5586 | 0 | 0 | 0 | 130176 | 0 | 34.4229 | 8529.14 | 18.8524 | 64.3244 | 0 | 0 | 0 | 136004 | -1.0782 | 23.1769 | 32.1698 | 34.4229
[20 empty] | 2020-06-08 20:00 | 3813 | 6 | 8 | 21 | 0 | 0 | 7.3463 | 8675.79 | 0 | 0 | 0 | 0 | 0 | 0 | 0 | 7.3463 | 8675.79 | 0 | 0 | 0 | 0 | 0 | 0 | 0 | 17.0975 | 8675.79 | 8.0476 | 27.4584 | 0 | 0 | 0 | 59222.9 | 0 | 7.3463 | 7.3463 | 17.0975
[20 empty] | 2020-06-08 21:00 | 3814 | 6 | 8 | 22 | 0 | 0 | 7.3463 | 8602.46 | 0 | 0 | 0 | 0 | 0 | 0 | 0 | 7.3463 | 8602.46 | 0 | 0 | 0 | 0 | 0 | 0 | 0 | 7.3463 | 8602.46 | 0 | 0 | 0 | 0 | 0 | 0 | 0 | 7.3463 | 7.3463 | 7.3463
[20 empty] | 2020-06-08 22:00 | 3815 | 6 | 8 | 23 | 0 | 0 | 7.3463 | 8602.46 | 0 | 0 | 0 | 0 | 0 | 0 | 0 | 7.3463 | 8602.46 | 0 | 0 | 0 | 0 | 0 | 0 | 0 | 7.3463 | 8602.46 | 0 | 0 | 0 | 0 | 0 | 0 | 0 | 7.3463 | 7.3463 | 7.3463
[20 empty] | 2020-06-08 23:00 | 3816 | 6 | 8 | 24 | 0 | 0 | 21.6201 | 8602.46 | 10.5588 | 36.0266 | 0 | 0 | 0 | 76967 | 0 | 21.6201 | 8602.46 | 10.5588 | 36.0266 | 0 | 0 | 0 | 76966.9 | 0 | 21.6201 | 8602.46 | 10.5588 | 36.0266 | 0 | 0 | 0 | 76967.2 | 0 | 21.6201 | 21.6201 | 21.6201
[20 empty] | 2020-06-09 | 3817 | 6 | 9 | 1 | 0 | 0 | 7.3463 | 8529.14 | 0 | 0 | 0 | 0 | 0 | 0 | 0 | 7.3463 | 8529.14 | 0 | 0 | 0 | 0 | 0 | 0 | 0 | 7.3463 | 8529.14 | 0 | 0 | 0 | 0 | 0 | 0 | 0 | 7.3463 | 7.3463 | 7.3463
[20 empty] | 2020-06-09 01:00 | 3818 | 6 | 9 | 2 | 0 | 0 | 7.3463 | 8529.14 | 0 | 0 | 0 | 0 | 0 | 0 | 0 | 7.3463 | 8529.14 | 0 | 0 | 0 | 0 | 0 | 0 | 0 | 7.3463 | 8529.14 | 0 | 0 | 0 | 0 | 0 | 0 | 0 | 7.3463 | 7.3463 | 7.3463
[20 empty] | 2020-06-09 02:00 | 3819 | 6 | 9 | 3 | 0 | 0 | 7.3463 | 8602.46 | 0 | 0 | 0 | 0 | 0 | 0 | 0 | 7.3463 | 8602.46 | 0 | 0 | 0 | 0 | 0 | 0 | 0 | 7.3463 | 8602.46 | 0 | 0 | 0 | 0 | 0 | 0 | 0 | 7.3463 | 7.3463 | 7.3463
[20 empty] | 2020-06-09 03:00 | 3820 | 6 | 9 | 4 | 0 | 0 | 7.3463 | 8675.79 | 0 | 0 | 0 | 0 | 0 | 0 | 0 | 7.3463 | 8675.79 | 0 | 0 | 0 | 0 | 0 | 0 | 0 | 7.3463 | 8675.79 | 0 | 0 | 0 | 0 | 0 | 0 | 0 | 7.3463 | 7.3463 | 7.3463
[20 empty] | 2020-06-09 04:00 | 3821 | 6 | 9 | 5 | 0 | 0 | 23.0079 | 8675.79 | 10.4274 | 35.5783 | 0 | 0 | 0 | 76914.5 | 0 | 23.0079 | 8675.79 | 10.4274 | 35.5783 | 0 | 0 | 0 | 76914.5 | 0 | 23.008 | 8675.79 | 10.4274 | 35.5783 | 0 | 0 | 0 | 76914.6 | 0 | 23.0079 | 23.0079 | 23.008
[20 empty] | 2020-06-09 05:00 | 3822 | 6 | 9 | 6 | 22441.865 | 22.4419 | 112.817 | 30817.4 | 78.5177 | 267.9024 | 0 | 0 | 0 | 560246 | 0 | 119.667 | 30817.4 | 84.2108 | 287.3272 | 0 | 0 | 0 | 600706 | 0 | 127.656 | 30817.4 | 90.7712 | 309.7113 | 0 | 0 | 0 | 647479 | 0 | 90.3751 | 97.2251 | 105.2141
[20 empty] | 2020-06-09 06:00 | 3823 | 6 | 9 | 7 | 76319.274 | 76.3193 | 253.875 | 80305.9 | 145.544 | 496.5961 | 0 | 0 | 0 | 1171530 | -12.9381 | 262.484 | 80305.9 | 153.095 | 522.3601 | 0 | 0 | 0 | 1227030 | -12.938 | 272.161 | 80305.9 | 161.341 | 550.4955 | 0 | 0 | 0 | 1289770 | -12.9385 | 177.5557 | 186.1647 | 195.8417
[20 empty] | 2020-06-09 07:00 | 3824 | 6 | 9 | 8 | 136725.971 | 136.726 | 290.529 | 80305.9 | 152.855 | 521.5413 | 0 | 0 | 0 | 1218560 | 0 | 299.508 | 80305.9 | 160.513 | 547.6704 | 0 | 0 | 0 | 1273900 | 0 | 310.136 | 80305.9 | 169.267 | 577.539 | 0 | 0 | 0 | 1338910 | 0 | 153.803 | 162.782 | 173.41
[20 empty] | 2020-06-09 08:00 | 3825 | 6 | 9 | 9 | 189183.093 | 189.1831 | 327.525 | 55008.7 | 181.745 | 620.1139 | 0 | 0 | 0 | 1514670 | 0 | 338.51 | 55008.7 | 191.004 | 651.7056 | 0 | 0 | 0 | 1575100 | 0 | 350.785 | 55008.7 | 200.983 | 685.754 | 0 | 0 | 0 | 1644920 | 0 | 138.3419 | 149.3269 | 161.6019
[20 empty] | 2020-06-09 09:00 | 3826 | 6 | 9 | 10 | 231513.644 | 231.5136 | 332.569 | 55008.7 | 182.942 | 624.1981 | 0 | 0 | 0 | 1527680 | -17.5449 | 344.433 | 55008.7 | 192.749 | 657.6596 | 0 | 0 | 0 | 1593020 | -17.5195 | 357.43 | 55008.7 | 203.178 | 693.2433 | 0 | 0 | 0 | 1667290 | -17.5371 | 101.0554 | 112.9194 | 125.9164
[20 empty] | 2020-06-09 10:00 | 3827 | 6 | 9 | 11 | 260859.002 | 260.859 | 312.466 | 126659 | 182.878 | 623.9797 | 0 | 0 | 0 | 1530370 | 0 | 324.274 | 126659 | 192.578 | 657.0761 | 0 | 0 | 0 | 1595090 | 0 | 337.402 | 126659 | 203.059 | 692.8373 | 0 | 0 | 0 | 1670210 | 0 | 51.607 | 63.415 | 76.543
[20 empty] | 2020-06-09 11:00 | 3828 | 6 | 9 | 12 | 274387.208 | 274.3872 | 359.887 | 126659 | 203.853 | 695.5464 | 0 | 0 | 0 | 1694780 | 0 | 373.394 | 126659 | 214.677 | 732.4779 | 0 | 0 | 0 | 1767040 | 0 | 387.504 | 126659 | 225.895 | 770.7537 | 0 | 0 | 0 | 1844520 | 0 | 85.4998 | 99.0068 | 113.1168
[20 empty] | 2020-06-09 12:00 | 3829 | 6 | 9 | 13 | 274707.091 | 274.7071 | 318.31 | 84557.2 | 211.545 | 721.7915 | 0 | 0 | 0 | 1757730 | 0 | 332.739 | 84557.2 | 223.41 | 762.2749 | 0 | 0 | 0 | 1829430 | 0 | 347.353 | 84557.2 | 235.044 | 801.9701 | 0 | 0 | 0 | 1910110 | 0 | 43.6029 | 58.0319 | 72.6459
[20 empty] | 2020-06-09 13:00 | 3830 | 6 | 9 | 14 | 259969.119 | 259.9691 | 308.295 | 54495.2 | 207.404 | 707.6624 | 0 | 0 | 0 | 1702890 | 0 | 323.643 | 54495.2 | 219.892 | 750.2715 | 0 | 0 | 0 | 1781830 | 0 | 339.431 | 54495.2 | 232.323 | 792.6861 | 0 | 0 | 0 | 1870420 | 0 | 48.3259 | 63.6739 | 79.4619
[20 empty] | 2020-06-09 14:00 | 3831 | 6 | 9 | 15 | 227874.657 | 227.8747 | 260.009 | 54935.4 | 176.66 | 602.7639 | 0 | 0 | 0 | 1410260 | 0 | 272.808 | 54935.4 | 186.796 | 637.348 | 0 | 0 | 0 | 1478090 | 0 | 286.682 | 54935.4 | 197.571 | 674.1123 | 0 | 0 | 0 | 1554710 | 0 | 32.1343 | 44.9333 | 58.8073
[20 empty] | 2020-06-09 15:00 | 3832 | 6 | 9 | 16 | 181671.121 | 181.6711 | 240.162 | 30377.4 | 160.568 | 547.858 | 0 | 0 | 0 | 1263770 | 0 | 251.887 | 30377.4 | 169.714 | 579.0642 | 0 | 0 | 0 | 1329960 | 0 | 264.896 | 30377.4 | 179.721 | 613.2081 | 0 | 0 | 0 | 1404690 | 0 | 58.4909 | 70.2159 | 83.2249
[20 empty] | 2020-06-09 16:00 | 3833 | 6 | 9 | 17 | 124336.645 | 124.3366 | 14.694 | 30377.4 | 0 | 0 | 0 | 0 | 0 | 0 | 0 | 14.694 | 30377.4 | 0 | 0 | 0 | 0 | 0 | 0 | 0 | 14.694 | 30377.4 | 0 | 0 | 0 | 0 | 0 | 0 | 0 | -109.6426 | -109.6426 | -109.6426
[20 empty] | 2020-06-09 17:00 | 3834 | 6 | 9 | 18 | 63154.967 | 63.155 | 13.7827 | 30597.4 | 0 | 0 | 0 | 0 | 0 | 0 | 0 | 13.7827 | 30597.4 | 0 | 0 | 0 | 0 | 0 | 0 | 0 | 13.7827 | 30597.4 | 0 | 0 | 0 | 0 | 0 | 0 | 0 | -49.3723 | -49.3723 | -49.3723
[20 empty] | 2020-06-09 18:00 | 3835 | 6 | 9 | 19 | 14874.46 | 14.8745 | 10.3847 | 30597.4 | 0 | 0 | 0 | 0 | 0 | 0 | 0 | 10.3847 | 30597.4 | 0 | 0 | 0 | 0 | 0 | 0 | 0 | 10.3847 | 30597.4 | 0 | 0 | 0 | 0 | 0 | 0 | 0 | -4.4898 | -4.4898 | -4.4898
[20 empty] | 2020-06-09 19:00 | 3836 | 6 | 9 | 20 | 0 | 0 | 22.8552 | 8749.11 | 10.2746 | 35.0569 | 0 | 0 | 0 | 76955.7 | 0 | 22.8551 | 8749.11 | 10.2746 | 35.0569 | 0 | 0 | 0 | 76955.4 | 0 | 22.8551 | 8749.11 | 10.2746 | 35.0569 | 0 | 0 | 0 | 76955.3 | 0 | 22.8552 | 22.8551 | 22.8551
[20 empty] | 2020-06-09 20:00 | 3837 | 6 | 9 | 21 | 0 | 0 | 7.3463 | 8895.77 | 0 | 0 | 0 | 0 | 0 | 0 | 0 | 7.3463 | 8895.77 | 0 | 0 | 0 | 0 | 0 | 0 | 0 | 7.3463 | 8895.77 | 0 | 0 | 0 | 0 | 0 | 0 | 0 | 7.3463 | 7.3463 | 7.3463
[20 empty] | 2020-06-09 21:00 | 3838 | 6 | 9 | 22 | 0 | 0 | 7.3463 | 8969.09 | 0 | 0 | 0 | 0 | 0 | 0 | 0 | 7.3463 | 8969.09 | 0 | 0 | 0 | 0 | 0 | 0 | 0 | 7.3463 | 8969.09 | 0 | 0 | 0 | 0 | 0 | 0 | 0 | 7.3463 | 7.3463 | 7.3463
[20 empty] | 2020-06-09 22:00 | 3839 | 6 | 9 | 23 | 0 | 0 | 7.3463 | 8969.09 | 0 | 0 | 0 | 0 | 0 | 0 | 0 | 7.3463 | 8969.09 | 0 | 0 | 0 | 0 | 0 | 0 | 0 | 7.3463 | 8969.09 | 0 | 0 | 0 | 0 | 0 | 0 | 0 | 7.3463 | 7.3463 | 7.3463
[20 empty] | 2020-06-09 23:00 | 3840 | 6 | 9 | 24 | 0 | 0 | 21.3266 | 8822.44 | 10.2653 | 35.0252 | 0 | 0 | 0 | 77479.5 | 0 | 21.3266 | 8822.44 | 10.2653 | 35.0252 | 0 | 0 | 0 | 77479.2 | 0 | 21.3266 | 8822.44 | 10.2652 | 35.0249 | 0 | 0 | 0 | 77479 | 0 | 21.3266 | 21.3266 | 21.3266
[20 empty] | 2020-06-10 | 3841 | 6 | 10 | 1 | 0 | 0 | 7.3463 | 8969.09 | 0 | 0 | 0 | 0 | 0 | 0 | 0 | 7.3463 | 8969.09 | 0 | 0 | 0 | 0 | 0 | 0 | 0 | 7.3463 | 8969.09 | 0 | 0 | 0 | 0 | 0 | 0 | 0 | 7.3463 | 7.3463 | 7.3463
[20 empty] | 2020-06-10 01:00 | 3842 | 6 | 10 | 2 | 0 | 0 | 7.3463 | 8969.09 | 0 | 0 | 0 | 0 | 0 | 0 | 0 | 7.3463 | 8969.09 | 0 | 0 | 0 | 0 | 0 | 0 | 0 | 7.3463 | 8969.09 | 0 | 0 | 0 | 0 | 0 | 0 | 0 | 7.3463 | 7.3463 | 7.3463
[20 empty] | 2020-06-10 02:00 | 3843 | 6 | 10 | 3 | 0 | 0 | 7.3463 | 8969.09 | 0 | 0 | 0 | 0 | 0 | 0 | 0 | 7.3463 | 8969.09 | 0 | 0 | 0 | 0 | 0 | 0 | 0 | 7.3463 | 8969.09 | 0 | 0 | 0 | 0 | 0 | 0 | 0 | 7.3463 | 7.3463 | 7.3463
[20 empty] | 2020-06-10 03:00 | 3844 | 6 | 10 | 4 | 0 | 0 | 7.3463 | 9042.42 | 0 | 0 | 0 | 0 | 0 | 0 | 0 | 7.3463 | 9042.42 | 0 | 0 | 0 | 0 | 0 | 0 | 0 | 7.3463 | 9042.42 | 0 | 0 | 0 | 0 | 0 | 0 | 0 | 7.3463 | 7.3463 | 7.3463
[20 empty] | 2020-06-10 04:00 | 3845 | 6 | 10 | 5 | 0 | 0 | 22.7202 | 9042.42 | 10.1397 | 34.5967 | 0 | 0 | 0 | 77418.3 | 0 | 22.7201 | 9042.42 | 10.1396 | 34.5963 | 0 | 0 | 0 | 77417.9 | 0 | 22.7201 | 9042.42 | 10.1396 | 34.5963 | 0 | 0 | 0 | 77417.7 | 0 | 22.7202 | 22.7201 | 22.7201
[20 empty] | 2020-06-10 05:00 | 3846 | 6 | 10 | 6 | 16706.296 | 16.7063 | 103.395 | 31110.8 | 70.9728 | 242.1592 | 0 | 0 | 0 | 529809 | 0 | 109.014 | 31110.8 | 75.6564 | 258.1396 | 0 | 0 | 0 | 564767 | 0 | 115.154 | 31110.8 | 80.779 | 275.6179 | 0 | 0 | 0 | 603008 | 0 | 86.6887 | 92.3077 | 98.4477
[20 empty] | 2020-06-10 06:00 | 3847 | 6 | 10 | 7 | 59027.501 | 59.0275 | 240.057 | 80526 | 134.514 | 458.9618 | 0 | 0 | 0 | 1074280 | 0 | 247.933 | 80526 | 141.668 | 483.3712 | 0 | 0 | 0 | 1121930 | 0 | 256.666 | 80526 | 149.479 | 510.0223 | 0 | 0 | 0 | 1174810 | 0 | 181.0295 | 188.9055 | 197.6385
[20 empty] | 2020-06-10 07:00 | 3848 | 6 | 10 | 8 | 96312.421 | 96.3124 | 275.595 | 80526 | 140.47 | 479.2836 | 0 | 0 | 0 | 1112830 | 0 | 283.746 | 80526 | 147.791 | 504.2629 | 0 | 0 | 0 | 1158930 | 0 | 292.835 | 80526 | 155.721 | 531.3201 | 0 | 0 | 0 | 1210140 | 0 | 179.2826 | 187.4336 | 196.5226
[20 empty] | 2020-06-10 08:00 | 3849 | 6 | 10 | 9 | 83443.966 | 83.444 | 295.549 | 55228.8 | 152.249 | 519.4736 | 0 | 0 | 0 | 1177800 | 0 | 304.851 | 55228.8 | 160.237 | 546.7286 | 0 | 0 | 0 | 1227280 | 0 | 315.213 | 55228.8 | 168.911 | 576.3243 | 0 | 0 | 0 | 1282590 | 0 | 212.105 | 221.407 | 231.769
[20 empty] | 2020-06-10 09:00 | 3850 | 6 | 10 | 10 | 67945.349 | 67.9453 | 305.784 | 55228.8 | 158.531 | 540.9078 | 0 | 0 | 0 | 1257910 | -14.6992 | 315.99 | 55228.8 | 167.096 | 570.1316 | 0 | 0 | 0 | 1313150 | -14.7461 | 327.169 | 55228.8 | 176.278 | 601.4605 | 0 | 0 | 0 | 1374560 | -14.6914 | 237.8387 | 248.0447 | 259.2237
[20 empty] | 2020-06-10 10:00 | 3851 | 6 | 10 | 11 | 122491.516 | 122.4915 | 285.116 | 126659 | 157.774 | 538.3249 | 0 | 0 | 0 | 1254100 | 0 | 295.226 | 126659 | 166.234 | 567.1904 | 0 | 0 | 0 | 1309240 | 0 | 306.516 | 126659 | 175.49 | 598.7719 | 0 | 0 | 0 | 1371550 | 0 | 162.6245 | 172.7345 | 184.0245
[20 empty] | 2020-06-10 11:00 | 3852 | 6 | 10 | 12 | 55196.343 | 55.1963 | 323.335 | 126659 | 169.648 | 578.839 | 0 | 0 | 0 | 1395980 | 0 | 334.562 | 126659 | 179.003 | 610.7582 | 0 | 0 | 0 | 1454850 | 0 | 346.494 | 126659 | 188.76 | 644.0491 | 0 | 0 | 0 | 1519670 | 0 | 268.1387 | 279.3657 | 291.2977
[20 empty] | 2020-06-10 12:00 | 3853 | 6 | 10 | 13 | 98581.398 | 98.5814 | 268.23 | 85990.7 | 164.763 | 562.1714 | 0 | 0 | 0 | 1341770 | 0 | 279.034 | 85990.7 | 173.729 | 592.7633 | 0 | 0 | 0 | 1400690 | 0 | 290.783 | 85990.7 | 183.31 | 625.4537 | 0 | 0 | 0 | 1466430 | 0 | 169.6486 | 180.4526 | 192.2016
[20 empty] | 2020-06-10 13:00 | 3854 | 6 | 10 | 14 | 151365.72 | 151.3657 | 259.681 | 55228.8 | 162.77 | 555.3712 | 0 | 0 | 0 | 1299800 | 0 | 271.244 | 55228.8 | 172.245 | 587.6999 | 0 | 0 | 0 | 1363330 | 0 | 283.558 | 55228.8 | 182.188 | 621.6255 | 0 | 0 | 0 | 1433530 | 0 | 108.3153 | 119.8783 | 132.1923
[20 empty] | 2020-06-10 14:00 | 3855 | 6 | 10 | 15 | 58514.737 | 58.5147 | 230.731 | 55228.8 | 150.76 | 514.3931 | 0 | 0 | 0 | 1150240 | 0 | 241.852 | 55228.8 | 159.633 | 544.6678 | 0 | 0 | 0 | 1208820 | 0 | 253.894 | 55228.8 | 169.152 | 577.1466 | 0 | 0 | 0 | 1273340 | 0 | 172.2163 | 183.3373 | 195.3793
[20 empty] | 2020-06-10 15:00 | 3856 | 6 | 10 | 16 | 61918.172 | 61.9182 | 221.631 | 30450.7 | 143.726 | 490.3931 | 0 | 0 | 0 | 1076050 | 0 | 232.898 | 30450.7 | 153.217 | 522.7764 | 0 | 0 | 0 | 1146810 | 0 | 245.175 | 30450.7 | 162.865 | 555.6954 | 0 | 0 | 0 | 1214620 | 0 | 159.7128 | 170.9798 | 183.2568
[20 empty] | 2020-06-10 16:00 | 3857 | 6 | 10 | 17 | 95982.917 | 95.9829 | 14.694 | 30450.7 | 0 | 0 | 0 | 0 | 0 | 0 | 0 | 14.694 | 30450.7 | 0 | 0 | 0 | 0 | 0 | 0 | 0 | 26.0572 | 30450.7 | 8.3733 | 28.5698 | 0 | 0 | 0 | 56460.9 | -2235.2 | -81.2889 | -81.2889 | -69.9257
[20 empty] | 2020-06-10 17:00 | 3858 | 6 | 10 | 18 | 13018.9 | 13.0189 | 13.7827 | 30597.4 | 0 | 0 | 0 | 0 | 0 | 0 | 0 | 24.4556 | 30597.4 | 7.9086 | 26.9843 | 0 | 0 | 0 | 54296.2 | -37.281 | 25.3902 | 30597.4 | 8.6175 | 29.4029 | 0 | 0 | 0 | 58977.6 | -232.417 | 0.7638 | 11.4367 | 12.3713
[20 empty] | 2020-06-10 18:00 | 3859 | 6 | 10 | 19 | 0 | 0 | 10.3847 | 30817.4 | 0 | 0 | 0 | 0 | 0 | 0 | 0 | 20.6448 | 30817.4 | 7.4958 | 25.5758 | 0 | 0 | 0 | 53213.4 | -25.9034 | 21.6943 | 30817.4 | 8.3129 | 28.3636 | 0 | 0 | 0 | 59006.2 | -40.1534 | 10.3847 | 20.6448 | 21.6943
[20 empty] | 2020-06-10 19:00 | 3860 | 6 | 10 | 20 | 0 | 0 | 23.4291 | 8455.81 | 10.8486 | 37.0154 | 0 | 0 | 0 | 77577.3 | 0 | 23.429 | 8455.81 | 10.8485 | 37.0151 | 0 | 0 | 0 | 77576.7 | 0 | 33.4197 | 8455.81 | 19.1356 | 65.2907 | 0 | 0 | 0 | 136397 | 0 | 23.4291 | 23.429 | 33.4197
[20 empty] | 2020-06-10 20:00 | 3861 | 6 | 10 | 21 | 0 | 0 | 7.3463 | 8675.79 | 0 | 0 | 0 | 0 | 0 | 0 | 0 | 7.3463 | 8675.79 | 0 | 0 | 0 | 0 | 0 | 0 | 0 | 7.3463 | 8675.79 | 0 | 0 | 0 | 0 | 0 | 0 | 0 | 7.3463 | 7.3463 | 7.3463
[20 empty] | 2020-06-10 21:00 | 3862 | 6 | 10 | 22 | 0 | 0 | 7.3463 | 8822.44 | 0 | 0 | 0 | 0 | 0 | 0 | 0 | 7.3463 | 8822.44 | 0 | 0 | 0 | 0 | 0 | 0 | 0 | 7.3463 | 8822.44 | 0 | 0 | 0 | 0 | 0 | 0 | 0 | 7.3463 | 7.3463 | 7.3463
[20 empty] | 2020-06-10 22:00 | 3863 | 6 | 10 | 23 | 0 | 0 | 7.3463 | 8822.44 | 0 | 0 | 0 | 0 | 0 | 0 | 0 | 7.3463 | 8822.44 | 0 | 0 | 0 | 0 | 0 | 0 | 0 | 7.3463 | 8822.44 | 0 | 0 | 0 | 0 | 0 | 0 | 0 | 7.3463 | 7.3463 | 7.3463
[20 empty] | 2020-06-10 23:00 | 3864 | 6 | 10 | 24 | 0 | 0 | 21.2532 | 8895.77 | 10.1919 | 34.7748 | 0 | 0 | 0 | 77804.1 | 0 | 21.2532 | 8895.77 | 10.1918 | 34.7744 | 0 | 0 | 0 | 77803.6 | 0 | 21.2531 | 8895.77 | 10.1918 | 34.7744 | 0 | 0 | 0 | 77803.3 | 0 | 21.2532 | 21.2532 | 21.2531
[20 empty] | 2020-06-11 | 3865 | 6 | 11 | 1 | 0 | 0 | 7.3463 | 9042.42 | 0 | 0 | 0 | 0 | 0 | 0 | 0 | 7.3463 | 9042.42 | 0 | 0 | 0 | 0 | 0 | 0 | 0 | 7.3463 | 9042.42 | 0 | 0 | 0 | 0 | 0 | 0 | 0 | 7.3463 | 7.3463 | 7.3463
[20 empty] | 2020-06-11 01:00 | 3866 | 6 | 11 | 2 | 0 | 0 | 7.3463 | 9115.75 | 0 | 0 | 0 | 0 | 0 | 0 | 0 | 7.3463 | 9115.75 | 0 | 0 | 0 | 0 | 0 | 0 | 0 | 7.3463 | 9115.75 | 0 | 0 | 0 | 0 | 0 | 0 | 0 | 7.3463 | 7.3463 | 7.3463
[20 empty] | 2020-06-11 02:00 | 3867 | 6 | 11 | 3 | 0 | 0 | 7.3463 | 9189.07 | 0 | 0 | 0 | 0 | 0 | 0 | 0 | 7.3463 | 9189.07 | 0 | 0 | 0 | 0 | 0 | 0 | 0 | 7.3463 | 9189.07 | 0 | 0 | 0 | 0 | 0 | 0 | 0 | 7.3463 | 7.3463 | 7.3463
[20 empty] | 2020-06-11 03:00 | 3868 | 6 | 11 | 4 | 0 | 0 | 7.3463 | 9189.07 | 0 | 0 | 0 | 0 | 0 | 0 | 0 | 7.3463 | 9189.07 | 0 | 0 | 0 | 0 | 0 | 0 | 0 | 7.3463 | 9189.07 | 0 | 0 | 0 | 0 | 0 | 0 | 0 | 7.3463 | 7.3463 | 7.3463
[20 empty] | 2020-06-11 04:00 | 3869 | 6 | 11 | 5 | 0 | 0 | 22.7648 | 9115.75 | 10.1843 | 34.7488 | 0 | 0 | 0 | 77744.7 | 0 | 22.7647 | 9115.75 | 10.1842 | 34.7485 | 0 | 0 | 0 | 77744.2 | 0 | 22.7647 | 9115.75 | 10.1842 | 34.7485 | 0 | 0 | 0 | 77744 | 0 | 22.7648 | 22.7647 | 22.7647
[20 empty] | 2020-06-11 05:00 | 3870 | 6 | 11 | 6 | 13732.975 | 13.733 | 99.7392 | 31477.5 | 67.7975 | 231.3251 | 0 | 0 | 0 | 517504 | 0 | 104.158 | 31477.5 | 71.576 | 244.2173 | 0 | 0 | 0 | 546358 | 0 | 108.584 | 31477.5 | 75.4528 | 257.445 | 0 | 0 | 0 | 575957 | 0 | 86.0062 | 90.425 | 94.851
[20 empty] | 2020-06-11 06:00 | 3871 | 6 | 11 | 7 | 65906.459 | 65.9065 | 206.927 | 81186.4 | 98.3111 | 335.4375 | 0 | 0 | 0 | 752727 | 0 | 211.398 | 81186.4 | 102.486 | 349.6822 | 0 | 0 | 0 | 783049 | 0 | 215.691 | 81186.4 | 106.52 | 363.4462 | 0 | 0 | 0 | 813301 | 0 | 141.0205 | 145.4915 | 149.7845
[20 empty] | 2020-06-11 07:00 | 3872 | 6 | 11 | 8 | 91655.561 | 91.6556 | 234.345 | 81186.4 | 100.168 | 341.7732 | 0 | 0 | 0 | 770660 | 0 | 238.043 | 81186.4 | 104.126 | 355.2779 | 0 | 0 | 0 | 798719 | 0 | 241.919 | 81186.4 | 108.146 | 368.9942 | 0 | 0 | 0 | 828439 | 0 | 142.6894 | 146.3874 | 150.2634
[20 empty] | 2020-06-11 08:00 | 3873 | 6 | 11 | 9 | 157916.296 | 157.9163 | 242.456 | 56329.2 | 101.987 | 347.9796 | 0 | 0 | 0 | 781265 | 0 | 245.463 | 56329.2 | 105.389 | 359.5873 | 0 | 0 | 0 | 805714 | 0 | 248.627 | 56329.2 | 108.79 | 371.1915 | 0 | 0 | 0 | 830521 | 0 | 84.5397 | 87.5467 | 90.7107
[20 empty] | 2020-06-11 09:00 | 3874 | 6 | 11 | 10 | 189677.617 | 189.6776 | 243.803 | 56255.8 | 102.218 | 348.7678 | 0 | 0 | 0 | 784450 | -10.6348 | 247.078 | 56255.8 | 105.613 | 360.3516 | 0 | 0 | 0 | 808622 | -10.6367 | 250.535 | 56255.8 | 109.053 | 372.0888 | 0 | 0 | 0 | 833301 | -10.625 | 54.1254 | 57.4004 | 60.8574
[20 empty] | 2020-06-11 10:00 | 3875 | 6 | 11 | 11 | 192022.479 | 192.0225 | 216.178 | 126659 | 95.4591 | 325.7064 | 0 | 0 | 0 | 728803 | 0 | 219.032 | 126659 | 98.4616 | 335.951 | 0 | 0 | 0 | 751410 | 0 | 222.176 | 126659 | 101.582 | 346.5978 | 0 | 0 | 0 | 775224 | 0 | 24.1555 | 27.0095 | 30.1535
[20 empty] | 2020-06-11 11:00 | 3876 | 6 | 11 | 12 | 218447.809 | 218.4478 | 252.297 | 126659 | 105.882 | 361.2694 | 0 | 0 | 0 | 820722 | 0 | 255.617 | 126659 | 109.478 | 373.5389 | 0 | 0 | 0 | 844609 | 0 | 260.303 | 126659 | 112.927 | 385.3069 | 0 | 0 | 0 | 869403 | -4.2079 | 33.8492 | 37.1692 | 41.8552
[20 empty] | 2020-06-11 12:00 | 3877 | 6 | 11 | 13 | 189015.73 | 189.0157 | 193.868 | 89107.2 | 97.9419 | 334.1778 | 0 | 0 | 0 | 748770 | 0 | 196.25 | 89107.2 | 100.84 | 344.0661 | 0 | 0 | 0 | 769846 | 0 | 198.858 | 89107.2 | 103.765 | 354.0462 | 0 | 0 | 0 | 792164 | 0 | 4.8523 | 7.2343 | 9.8423
[20 empty] | 2020-06-11 13:00 | 3878 | 6 | 11 | 14 | 185503.885 | 185.5039 | 178.246 | 56329.2 | 91.1073 | 310.8581 | 0 | 0 | 0 | 695489 | 0 | 180.537 | 56329.2 | 93.8211 | 320.1176 | 0 | 0 | 0 | 716197 | 0 | 183.429 | 56329.2 | 96.7888 | 330.2434 | 0 | 0 | 0 | 738844 | 0 | -7.2579 | -4.9669 | -2.0749
[20 empty] | 2020-06-11 14:00 | 3879 | 6 | 11 | 15 | 127067.581 | 127.0676 | 141.875 | 56402.5 | 72.7029 | 248.0623 | 0 | 0 | 0 | 555017 | 0 | 143.42 | 56402.5 | 73.8131 | 251.8503 | 0 | 0 | 0 | 563486 | 0 | 146.179 | 56402.5 | 76.1264 | 259.7433 | 0 | 0 | 0 | 581139 | 0 | 14.8074 | 16.3524 | 19.1114
[20 empty] | 2020-06-11 15:00 | 3880 | 6 | 11 | 16 | 142027.967 | 142.028 | 133.065 | 31550.8 | 66.3453 | 226.3702 | 0 | 0 | 0 | 506289 | 0 | 134.266 | 31550.8 | 67.7571 | 231.1872 | 0 | 0 | 0 | 517063 | 0 | 136.23 | 31550.8 | 69.61 | 237.5093 | 0 | 0 | 0 | 531192 | 0 | -8.963 | -7.762 | -5.798
[20 empty] | 2020-06-11 16:00 | 3881 | 6 | 11 | 17 | 116366.664 | 116.3667 | 14.694 | 31550.8 | 0 | 0 | 0 | 0 | 0 | 0 | 0 | 14.694 | 31550.8 | 0 | 0 | 0 | 0 | 0 | 0 | 0 | 14.694 | 31550.8 | 0 | 0 | 0 | 0 | 0 | 0 | 0 | -101.6727 | -101.6727 | -101.6727
[20 empty] | 2020-06-11 17:00 | 3882 | 6 | 11 | 18 | 61673.3 | 61.6733 | 13.7827 | 31697.5 | 0 | 0 | 0 | 0 | 0 | 0 | 0 | 13.7827 | 31697.5 | 0 | 0 | 0 | 0 | 0 | 0 | 0 | 13.7827 | 31697.5 | 0 | 0 | 0 | 0 | 0 | 0 | 0 | -47.8906 | -47.8906 | -47.8906
[20 empty] | 2020-06-11 18:00 | 3883 | 6 | 11 | 19 | 14129.616 | 14.1296 | 10.3847 | 31697.5 | 0 | 0 | 0 | 0 | 0 | 0 | 0 | 10.3847 | 31697.5 | 0 | 0 | 0 | 0 | 0 | 0 | 0 | 10.3847 | 31697.5 | 0 | 0 | 0 | 0 | 0 | 0 | 0 | -3.7449 | -3.7449 | -3.7449
[20 empty] | 2020-06-11 19:00 | 3884 | 6 | 11 | 20 | 0 | 0 | 22.8768 | 9409.05 | 10.2963 | 35.131 | 0 | 0 | 0 | 78792.1 | 0 | 22.8767 | 9409.05 | 10.2962 | 35.1306 | 0 | 0 | 0 | 78791.5 | 0 | 22.8767 | 9409.05 | 10.2962 | 35.1306 | 0 | 0 | 0 | 78791.4 | 0 | 22.8768 | 22.8767 | 22.8767
[20 empty] | 2020-06-11 20:00 | 3885 | 6 | 11 | 21 | 0 | 0 | 7.3463 | 9409.05 | 0 | 0 | 0 | 0 | 0 | 0 | 0 | 7.3463 | 9409.05 | 0 | 0 | 0 | 0 | 0 | 0 | 0 | 7.3463 | 9409.05 | 0 | 0 | 0 | 0 | 0 | 0 | 0 | 7.3463 | 7.3463 | 7.3463
[20 empty] | 2020-06-11 21:00 | 3886 | 6 | 11 | 22 | 0 | 0 | 7.3463 | 9482.38 | 0 | 0 | 0 | 0 | 0 | 0 | 0 | 7.3463 | 9482.38 | 0 | 0 | 0 | 0 | 0 | 0 | 0 | 7.3463 | 9482.38 | 0 | 0 | 0 | 0 | 0 | 0 | 0 | 7.3463 | 7.3463 | 7.3463
[20 empty] | 2020-06-11 22:00 | 3887 | 6 | 11 | 23 | 0 | 0 | 7.3463 | 9482.38 | 0 | 0 | 0 | 0 | 0 | 0 | 0 | 7.3463 | 9482.38 | 0 | 0 | 0 | 0 | 0 | 0 | 0 | 7.3463 | 9482.38 | 0 | 0 | 0 | 0 | 0 | 0 | 0 | 7.3463 | 7.3463 | 7.3463
[20 empty] | 2020-06-11 23:00 | 3888 | 6 | 11 | 24 | 0 | 0 | 21.682 | 9555.71 | 10.2154 | 34.8549 | 0 | 0 | 0 | 77955.6 | 0 | 21.6819 | 9555.71 | 10.2153 | 34.8546 | 0 | 0 | 0 | 77955 | 0 | 21.6819 | 9555.71 | 10.2153 | 34.8546 | 0 | 0 | 0 | 77954.9 | 0 | 21.682 | 21.6819 | 21.6819
[20 empty] | 2020-06-12 | 3889 | 6 | 12 | 1 | 0 | 0 | 7.7516 | 9555.71 | 0 | 0 | 0 | 0 | 0 | 0 | 0 | 7.7516 | 9555.71 | 0 | 0 | 0 | 0 | 0 | 0 | 0 | 7.7516 | 9555.71 | 0 | 0 | 0 | 0 | 0 | 0 | 0 | 7.7516 | 7.7516 | 7.7516
[20 empty] | 2020-06-12 01:00 | 3890 | 6 | 12 | 2 | 0 | 0 | 7.7516 | 9629.03 | 0 | 0 | 0 | 0 | 0 | 0 | 0 | 7.7516 | 9629.03 | 0 | 0 | 0 | 0 | 0 | 0 | 0 | 7.7516 | 9629.03 | 0 | 0 | 0 | 0 | 0 | 0 | 0 | 7.7516 | 7.7516 | 7.7516
[20 empty] | 2020-06-12 02:00 | 3891 | 6 | 12 | 3 | 0 | 0 | 7.7516 | 9702.36 | 0 | 0 | 0 | 0 | 0 | 0 | 0 | 7.7516 | 9702.36 | 0 | 0 | 0 | 0 | 0 | 0 | 0 | 7.7516 | 9702.36 | 0 | 0 | 0 | 0 | 0 | 0 | 0 | 7.7516 | 7.7516 | 7.7516
[20 empty] | 2020-06-12 03:00 | 3892 | 6 | 12 | 4 | 0 | 0 | 7.7516 | 9775.69 | 0 | 0 | 0 | 0 | 0 | 0 | 0 | 7.7516 | 9775.69 | 0 | 0 | 0 | 0 | 0 | 0 | 0 | 7.7516 | 9775.69 | 0 | 0 | 0 | 0 | 0 | 0 | 0 | 7.7516 | 7.7516 | 7.7516
[20 empty] | 2020-06-12 04:00 | 3893 | 6 | 12 | 5 | 0 | 0 | 21.6746 | 9775.69 | 10.208 | 34.8297 | 0 | 0 | 0 | 77891.3 | 0 | 21.6745 | 9775.69 | 10.2079 | 34.8294 | 0 | 0 | 0 | 77890.7 | 0 | 21.6745 | 9775.69 | 10.2079 | 34.8294 | 0 | 0 | 0 | 77890.7 | 0 | 21.6746 | 21.6745 | 21.6745
[20 empty] | 2020-06-12 05:00 | 3894 | 6 | 12 | 6 | 20948.583 | 20.9486 | 7.5798 | 9702.36 | 0 | 0 | 0 | 0 | 0 | 0 | 0 | 7.564 | 9702.36 | 0 | 0 | 0 | 0 | 0 | 0 | 0 | 7.5516 | 9702.36 | 0 | 0 | 0 | 0 | 0 | 0 | 0 | -13.3688 | -13.3845 | -13.397
[20 empty] | 2020-06-12 06:00 | 3895 | 6 | 12 | 7 | 87422.583 | 87.4226 | 7.4679 | 9702.36 | 0 | 0 | 0 | 0 | 0 | 0 | 0 | 7.4679 | 9702.36 | 0 | 0 | 0 | 0 | 0 | 0 | 0 | 7.4679 | 9702.36 | 0 | 0 | 0 | 0 | 0 | 0 | 0 | -79.9547 | -79.9547 | -79.9547
[20 empty] | 2020-06-12 07:00 | 3896 | 6 | 12 | 8 | 161596.277 | 161.5963 | 7.4679 | 9702.36 | 0 | 0 | 0 | 0 | 0 | 0 | 0 | 7.4679 | 9702.36 | 0 | 0 | 0 | 0 | 0 | 0 | 0 | 7.4679 | 9702.36 | 0 | 0 | 0 | 0 | 0 | 0 | 0 | -154.1284 | -154.1284 | -154.1284
[20 empty] | 2020-06-12 08:00 | 3897 | 6 | 12 | 9 | 218203.92 | 218.2039 | 21.3222 | 9482.38 | 10.1394 | 34.5956 | 0 | 0 | 0 | 77368.7 | 0 | 21.3222 | 9482.38 | 10.1393 | 34.5953 | 0 | 0 | 0 | 77368.1 | 0 | 21.3222 | 9482.38 | 10.1393 | 34.5953 | 0 | 0 | 0 | 77368.1 | 0 | -196.8817 | -196.8817 | -196.8817
[20 empty] | 2020-06-12 09:00 | 3898 | 6 | 12 | 10 | 258594.357 | 258.5944 | 7.4679 | 9335.73 | 0 | 0 | 0 | 0 | 0 | 0 | 0 | 7.4679 | 9335.73 | 0 | 0 | 0 | 0 | 0 | 0 | 0 | 7.4679 | 9335.73 | 0 | 0 | 0 | 0 | 0 | 0 | 0 | -251.1265 | -251.1265 | -251.1265
[20 empty] | 2020-06-12 10:00 | 3899 | 6 | 12 | 11 | 283888.006 | 283.888 | 7.4679 | 9262.4 | 0 | 0 | 0 | 0 | 0 | 0 | 0 | 7.4679 | 9262.4 | 0 | 0 | 0 | 0 | 0 | 0 | 0 | 7.4679 | 9262.4 | 0 | 0 | 0 | 0 | 0 | 0 | 0 | -276.4201 | -276.4201 | -276.4201
[20 empty] | 2020-06-12 11:00 | 3900 | 6 | 12 | 12 | 291421.887 | 291.4219 | 7.4679 | 9042.42 | 0 | 0 | 0 | 0 | 0 | 0 | 0 | 7.4679 | 9042.42 | 0 | 0 | 0 | 0 | 0 | 0 | 0 | 7.4679 | 9042.42 | 0 | 0 | 0 | 0 | 0 | 0 | 0 | -283.954 | -283.954 | -283.954
[20 empty] | 2020-06-12 12:00 | 3901 | 6 | 12 | 13 | 285781.986 | 285.782 | 7.4679 | 8969.09 | 0 | 0 | 0 | 0 | 0 | 0 | 0 | 7.4679 | 8969.09 | 0 | 0 | 0 | 0 | 0 | 0 | 0 | 7.4679 | 8969.09 | 0 | 0 | 0 | 0 | 0 | 0 | 0 | -278.3141 | -278.3141 | -278.3141
[20 empty] | 2020-06-12 13:00 | 3902 | 6 | 12 | 14 | 265481.466 | 265.4815 | 21.3091 | 8969.09 | 10.1262 | 34.5506 | 0 | 0 | 0 | 77278.2 | 0 | 21.309 | 8969.09 | 10.1261 | 34.5503 | 0 | 0 | 0 | 77277.6 | 0 | 21.3091 | 8969.09 | 10.1262 | 34.5506 | 0 | 0 | 0 | 77277.7 | 0 | -244.1724 | -244.1725 | -244.1724
[20 empty] | 2020-06-12 14:00 | 3903 | 6 | 12 | 15 | 236182.006 | 236.182 | 7.4679 | 9042.42 | 0 | 0 | 0 | 0 | 0 | 0 | 0 | 7.4679 | 9042.42 | 0 | 0 | 0 | 0 | 0 | 0 | 0 | 7.4679 | 9042.42 | 0 | 0 | 0 | 0 | 0 | 0 | 0 | -228.7141 | -228.7141 | -228.7141
[20 empty] | 2020-06-12 15:00 | 3904 | 6 | 12 | 16 | 195694.862 | 195.6949 | 7.4679 | 8969.09 | 0 | 0 | 0 | 0 | 0 | 0 | 0 | 7.4679 | 8969.09 | 0 | 0 | 0 | 0 | 0 | 0 | 0 | 7.4679 | 8969.09 | 0 | 0 | 0 | 0 | 0 | 0 | 0 | -188.227 | -188.227 | -188.227
[20 empty] | 2020-06-12 16:00 | 3905 | 6 | 12 | 17 | 142263.99 | 142.264 | 7.4679 | 8969.09 | 0 | 0 | 0 | 0 | 0 | 0 | 0 | 7.4679 | 8969.09 | 0 | 0 | 0 | 0 | 0 | 0 | 0 | 7.4679 | 8969.09 | 0 | 0 | 0 | 0 | 0 | 0 | 0 | -134.7961 | -134.7961 | -134.7961
[20 empty] | 2020-06-12 17:00 | 3906 | 6 | 12 | 18 | 71793.745 | 71.7937 | 7.4679 | 9262.4 | 0 | 0 | 0 | 0 | 0 | 0 | 0 | 7.4679 | 9262.4 | 0 | 0 | 0 | 0 | 0 | 0 | 0 | 7.4679 | 9262.4 | 0 | 0 | 0 | 0 | 0 | 0 | 0 | -64.3259 | -64.3259 | -64.3259
[20 empty] | 2020-06-12 18:00 | 3907 | 6 | 12 | 19 | 13891.67 | 13.8917 | 21.3001 | 9262.4 | 10.0992 | 34.4585 | 0 | 0 | 0 | 77067.8 | 0 | 21.2934 | 9262.4 | 10.0991 | 34.4581 | 0 | 0 | 0 | 77067.3 | 0 | 21.2852 | 9262.4 | 10.0992 | 34.4585 | 0 | 0 | 0 | 77067.5 | 0 | 7.4084 | 7.4017 | 7.3935
[20 empty] | 2020-06-12 19:00 | 3908 | 6 | 12 | 20 | 0 | 0 | 7.7516 | 9262.4 | 0 | 0 | 0 | 0 | 0 | 0 | 0 | 7.7516 | 9262.4 | 0 | 0 | 0 | 0 | 0 | 0 | 0 | 7.7516 | 9262.4 | 0 | 0 | 0 | 0 | 0 | 0 | 0 | 7.7516 | 7.7516 | 7.7516
[20 empty] | 2020-06-12 20:00 | 3909 | 6 | 12 | 21 | 0 | 0 | 7.7516 | 9335.73 | 0 | 0 | 0 | 0 | 0 | 0 | 0 | 7.7516 | 9335.73 | 0 | 0 | 0 | 0 | 0 | 0 | 0 | 7.7516 | 9335.73 | 0 | 0 | 0 | 0 | 0 | 0 | 0 | 7.7516 | 7.7516 | 7.7516
[20 empty] | 2020-06-12 21:00 | 3910 | 6 | 12 | 22 | 0 | 0 | 7.7516 | 9335.73 | 0 | 0 | 0 | 0 | 0 | 0 | 0 | 7.7516 | 9335.73 | 0 | 0 | 0 | 0 | 0 | 0 | 0 | 7.7516 | 9335.73 | 0 | 0 | 0 | 0 | 0 | 0 | 0 | 7.7516 | 7.7516 | 7.7516
[20 empty] | 2020-06-12 22:00 | 3911 | 6 | 12 | 23 | 0 | 0 | 21.5006 | 9335.73 | 10.034 | 34.236 | 0 | 0 | 0 | 76572.2 | 0 | 21.5005 | 9335.73 | 10.0339 | 34.2357 | 0 | 0 | 0 | 76571.7 | 0 | 21.5006 | 9335.73 | 10.0339 | 34.2357 | 0 | 0 | 0 | 76571.8 | 0 | 21.5006 | 21.5005 | 21.5006
[20 empty] | 2020-06-12 23:00 | 3912 | 6 | 12 | 24 | 0 | 0 | 7.7516 | 9335.73 | 0 | 0 | 0 | 0 | 0 | 0 | 0 | 7.7516 | 9335.73 | 0 | 0 | 0 | 0 | 0 | 0 | 0 | 7.7516 | 9335.73 | 0 | 0 | 0 | 0 | 0 | 0 | 0 | 7.7516 | 7.7516 | 7.7516
[20 empty] | 2020-06-13 | 3913 | 6 | 13 | 1 | 0 | 0 | 7.7516 | 9409.05 | 0 | 0 | 0 | 0 | 0 | 0 | 0 | 7.7516 | 9409.05 | 0 | 0 | 0 | 0 | 0 | 0 | 0 | 7.7516 | 9409.05 | 0 | 0 | 0 | 0 | 0 | 0 | 0 | 7.7516 | 7.7516 | 7.7516
[20 empty] | 2020-06-13 01:00 | 3914 | 6 | 13 | 2 | 0 | 0 | 7.7516 | 9409.05 | 0 | 0 | 0 | 0 | 0 | 0 | 0 | 7.7516 | 9409.05 | 0 | 0 | 0 | 0 | 0 | 0 | 0 | 7.7516 | 9409.05 | 0 | 0 | 0 | 0 | 0 | 0 | 0 | 7.7516 | 7.7516 | 7.7516
[20 empty] | 2020-06-13 02:00 | 3915 | 6 | 13 | 3 | 0 | 0 | 7.7516 | 9409.05 | 0 | 0 | 0 | 0 | 0 | 0 | 0 | 7.7516 | 9409.05 | 0 | 0 | 0 | 0 | 0 | 0 | 0 | 7.7516 | 9409.05 | 0 | 0 | 0 | 0 | 0 | 0 | 0 | 7.7516 | 7.7516 | 7.7516
[20 empty] | 2020-06-13 03:00 | 3916 | 6 | 13 | 4 | 0 | 0 | 21.4935 | 9409.05 | 10.0268 | 34.2114 | 0 | 0 | 0 | 76520.8 | 0 | 21.4934 | 9409.05 | 10.0268 | 34.2114 | 0 | 0 | 0 | 76520.2 | 0 | 21.4934 | 9409.05 | 10.0268 | 34.2114 | 0 | 0 | 0 | 76520.4 | 0 | 21.4935 | 21.4934 | 21.4934
[20 empty] | 2020-06-13 04:00 | 3917 | 6 | 13 | 5 | 0 | 0 | 7.7516 | 9409.05 | 0 | 0 | 0 | 0 | 0 | 0 | 0 | 7.7516 | 9409.05 | 0 | 0 | 0 | 0 | 0 | 0 | 0 | 7.7516 | 9409.05 | 0 | 0 | 0 | 0 | 0 | 0 | 0 | 7.7516 | 7.7516 | 7.7516
[20 empty] | 2020-06-13 05:00 | 3918 | 6 | 13 | 6 | 14299.182 | 14.2992 | 7.5369 | 9555.71 | 0 | 0 | 0 | 0 | 0 | 0 | 0 | 7.5172 | 9555.71 | 0 | 0 | 0 | 0 | 0 | 0 | 0 | 7.5016 | 9555.71 | 0 | 0 | 0 | 0 | 0 | 0 | 0 | -6.7623 | -6.782 | -6.7976
[20 empty] | 2020-06-13 06:00 | 3919 | 6 | 13 | 7 | 65241.343 | 65.2413 | 7.478 | 9409.05 | 0 | 0 | 0 | 0 | 0 | 0 | 0 | 7.4693 | 9409.05 | 0 | 0 | 0 | 0 | 0 | 0 | 0 | 7.4679 | 9409.05 | 0 | 0 | 0 | 0 | 0 | 0 | 0 | -57.7633 | -57.772 | -57.7735
[20 empty] | 2020-06-13 07:00 | 3920 | 6 | 13 | 8 | 150916.05 | 150.916 | 7.4679 | 9409.05 | 0 | 0 | 0 | 0 | 0 | 0 | 0 | 7.4679 | 9409.05 | 0 | 0 | 0 | 0 | 0 | 0 | 0 | 7.4679 | 9409.05 | 0 | 0 | 0 | 0 | 0 | 0 | 0 | -143.4482 | -143.4482 | -143.4482
[20 empty] | 2020-06-13 08:00 | 3921 | 6 | 13 | 9 | 169638.113 | 169.6381 | 21.1888 | 9115.75 | 10.0059 | 34.1401 | 0 | 0 | 0 | 76346.7 | 0 | 21.1887 | 9115.75 | 10.0058 | 34.1398 | 0 | 0 | 0 | 76346 | 0 | 21.1888 | 9115.75 | 10.0059 | 34.1401 | 0 | 0 | 0 | 76346.3 | 0 | -148.4493 | -148.4494 | -148.4493
[20 empty] | 2020-06-13 09:00 | 3922 | 6 | 13 | 10 | 257278.182 | 257.2782 | 7.4679 | 9042.42 | 0 | 0 | 0 | 0 | 0 | 0 | 0 | 7.4679 | 9042.42 | 0 | 0 | 0 | 0 | 0 | 0 | 0 | 7.4679 | 9042.42 | 0 | 0 | 0 | 0 | 0 | 0 | 0 | -249.8103 | -249.8103 | -249.8103
[20 empty] | 2020-06-13 10:00 | 3923 | 6 | 13 | 11 | 246613.758 | 246.6138 | 7.4679 | 9042.42 | 0 | 0 | 0 | 0 | 0 | 0 | 0 | 7.4679 | 9042.42 | 0 | 0 | 0 | 0 | 0 | 0 | 0 | 7.4679 | 9042.42 | 0 | 0 | 0 | 0 | 0 | 0 | 0 | -239.1459 | -239.1459 | -239.1459
[20 empty] | 2020-06-13 11:00 | 3924 | 6 | 13 | 12 | 302734.377 | 302.7344 | 7.4679 | 8675.79 | 0 | 0 | 0 | 0 | 0 | 0 | 0 | 7.4679 | 8675.79 | 0 | 0 | 0 | 0 | 0 | 0 | 0 | 7.4679 | 8675.79 | 0 | 0 | 0 | 0 | 0 | 0 | 0 | -295.2665 | -295.2665 | -295.2665
[20 empty] | 2020-06-13 12:00 | 3925 | 6 | 13 | 13 | 254074.954 | 254.075 | 7.4679 | 8529.14 | 0 | 0 | 0 | 0 | 0 | 0 | 0 | 7.4679 | 8529.14 | 0 | 0 | 0 | 0 | 0 | 0 | 0 | 7.4679 | 8529.14 | 0 | 0 | 0 | 0 | 0 | 0 | 0 | -246.6071 | -246.6071 | -246.6071
[20 empty] | 2020-06-13 13:00 | 3926 | 6 | 13 | 14 | 241678.863 | 241.6789 | 21.7889 | 8529.14 | 10.6061 | 36.188 | 0 | 0 | 0 | 76172 | 0 | 21.7888 | 8529.14 | 10.6059 | 36.1873 | 0 | 0 | 0 | 76171.2 | 0 | 21.7889 | 8529.14 | 10.606 | 36.1877 | 0 | 0 | 0 | 76171.6 | 0 | -219.89 | -219.8901 | -219.89
[20 empty] | 2020-06-13 14:00 | 3927 | 6 | 13 | 15 | 173490.074 | 173.4901 | 7.4679 | 8602.46 | 0 | 0 | 0 | 0 | 0 | 0 | 0 | 7.4679 | 8602.46 | 0 | 0 | 0 | 0 | 0 | 0 | 0 | 7.4679 | 8602.46 | 0 | 0 | 0 | 0 | 0 | 0 | 0 | -166.0222 | -166.0222 | -166.0222
[20 empty] | 2020-06-13 15:00 | 3928 | 6 | 13 | 16 | 102543.638 | 102.5436 | 7.4679 | 8675.79 | 0 | 0 | 0 | 0 | 0 | 0 | 0 | 7.4679 | 8675.79 | 0 | 0 | 0 | 0 | 0 | 0 | 0 | 7.4679 | 8675.79 | 0 | 0 | 0 | 0 | 0 | 0 | 0 | -95.0758 | -95.0758 | -95.0758
[20 empty] | 2020-06-13 16:00 | 3929 | 6 | 13 | 17 | 96256.671 | 96.2567 | 7.4679 | 8675.79 | 0 | 0 | 0 | 0 | 0 | 0 | 0 | 7.4679 | 8675.79 | 0 | 0 | 0 | 0 | 0 | 0 | 0 | 7.4679 | 8675.79 | 0 | 0 | 0 | 0 | 0 | 0 | 0 | -88.7888 | -88.7888 | -88.7888
[20 empty] | 2020-06-13 17:00 | 3930 | 6 | 13 | 18 | 20106.58 | 20.1066 | 21.2296 | 8822.44 | 10.0431 | 34.2671 | 0 | 0 | 0 | 75706.9 | 0 | 21.2259 | 8822.44 | 10.043 | 34.2667 | 0 | 0 | 0 | 75706.2 | 0 | 21.2259 | 8822.44 | 10.043 | 34.2667 | 0 | 0 | 0 | 75706.6 | 0 | 1.123 | 1.1193 | 1.1193
[20 empty] | 2020-06-13 18:00 | 3931 | 6 | 13 | 19 | 29.85 | 0.02985 | 7.481 | 8895.77 | 0 | 0 | 0 | 0 | 0 | 0 | 0 | 7.4728 | 8895.77 | 0 | 0 | 0 | 0 | 0 | 0 | 0 | 7.4679 | 8895.77 | 0 | 0 | 0 | 0 | 0 | 0 | 0 | 7.4512 | 7.443 | 7.438
[20 empty] | 2020-06-13 19:00 | 3932 | 6 | 13 | 20 | 0 | 0 | 7.7516 | 8895.77 | 0 | 0 | 0 | 0 | 0 | 0 | 0 | 7.7516 | 8895.77 | 0 | 0 | 0 | 0 | 0 | 0 | 0 | 7.7516 | 8895.77 | 0 | 0 | 0 | 0 | 0 | 0 | 0 | 7.7516 | 7.7516 | 7.7516
[20 empty] | 2020-06-13 20:00 | 3933 | 6 | 13 | 21 | 0 | 0 | 7.7516 | 9042.42 | 0 | 0 | 0 | 0 | 0 | 0 | 0 | 7.7516 | 9042.42 | 0 | 0 | 0 | 0 | 0 | 0 | 0 | 7.7516 | 9042.42 | 0 | 0 | 0 | 0 | 0 | 0 | 0 | 7.7516 | 7.7516 | 7.7516
[20 empty] | 2020-06-13 21:00 | 3934 | 6 | 13 | 22 | 0 | 0 | 7.7516 | 9189.07 | 0 | 0 | 0 | 0 | 0 | 0 | 0 | 7.7516 | 9189.07 | 0 | 0 | 0 | 0 | 0 | 0 | 0 | 7.7516 | 9189.07 | 0 | 0 | 0 | 0 | 0 | 0 | 0 | 7.7516 | 7.7516 | 7.7516
[20 empty] | 2020-06-13 22:00 | 3935 | 6 | 13 | 23 | 0 | 0 | 21.3865 | 9189.07 | 9.9199 | 33.8467 | 0 | 0 | 0 | 75690.2 | 0 | 21.3864 | 9189.07 | 9.9198 | 33.8464 | 0 | 0 | 0 | 75689.5 | 0 | 21.3865 | 9189.07 | 9.9199 | 33.8466 | 0 | 0 | 0 | 75689.9 | 0 | 21.3865 | 21.3864 | 21.3865
[20 empty] | 2020-06-13 23:00 | 3936 | 6 | 13 | 24 | 0 | 0 | 7.3463 | 9335.73 | 0 | 0 | 0 | 0 | 0 | 0 | 0 | 7.3463 | 9335.73 | 0 | 0 | 0 | 0 | 0 | 0 | 0 | 7.3463 | 9335.73 | 0 | 0 | 0 | 0 | 0 | 0 | 0 | 7.3463 | 7.3463 | 7.3463
[20 empty] | 2020-06-14 | 3937 | 6 | 14 | 1 | 0 | 0 | 7.3463 | 9409.05 | 0 | 0 | 0 | 0 | 0 | 0 | 0 | 7.3463 | 9409.05 | 0 | 0 | 0 | 0 | 0 | 0 | 0 | 7.3463 | 9409.05 | 0 | 0 | 0 | 0 | 0 | 0 | 0 | 7.3463 | 7.3463 | 7.3463
[20 empty] | 2020-06-14 01:00 | 3938 | 6 | 14 | 2 | 0 | 0 | 7.3463 | 9409.05 | 0 | 0 | 0 | 0 | 0 | 0 | 0 | 7.3463 | 9409.05 | 0 | 0 | 0 | 0 | 0 | 0 | 0 | 7.3463 | 9409.05 | 0 | 0 | 0 | 0 | 0 | 0 | 0 | 7.3463 | 7.3463 | 7.3463
[20 empty] | 2020-06-14 02:00 | 3939 | 6 | 14 | 3 | 0 | 0 | 7.3463 | 9335.73 | 0 | 0 | 0 | 0 | 0 | 0 | 0 | 7.3463 | 9335.73 | 0 | 0 | 0 | 0 | 0 | 0 | 0 | 7.3463 | 9335.73 | 0 | 0 | 0 | 0 | 0 | 0 | 0 | 7.3463 | 7.3463 | 7.3463
[20 empty] | 2020-06-14 03:00 | 3940 | 6 | 14 | 4 | 0 | 0 | 20.9622 | 9409.05 | 9.9009 | 33.7818 | 0 | 0 | 0 | 75544.5 | 0 | 20.9621 | 9409.05 | 9.9008 | 33.7815 | 0 | 0 | 0 | 75543.8 | 0 | 20.9622 | 9409.05 | 9.9009 | 33.7817 | 0 | 0 | 0 | 75544.3 | 0 | 20.9622 | 20.9621 | 20.9622
[20 empty] | 2020-06-14 04:00 | 3941 | 6 | 14 | 5 | 0 | 0 | 8.8655 | 9409.05 | 0 | 0 | 0 | 0 | 0 | 0 | 0 | 8.8655 | 9409.05 | 0 | 0 | 0 | 0 | 0 | 0 | 0 | 8.8655 | 9409.05 | 0 | 0 | 0 | 0 | 0 | 0 | 0 | 8.8655 | 8.8655 | 8.8655
[20 empty] | 2020-06-14 05:00 | 3942 | 6 | 14 | 6 | 9586.436 | 9.5864 | 11.0361 | 31770.9 | 0 | 0 | 0 | 0 | 0 | 0 | 0 | 11.0361 | 31770.9 | 0 | 0 | 0 | 0 | 0 | 0 | 0 | 27.529 | 31770.9 | 13.0583 | 44.5549 | 0 | 0 | 0 | 99677.8 | 0 | 1.4497 | 1.4497 | 17.9426
[20 empty] | 2020-06-14 06:00 | 3943 | 6 | 14 | 7 | 37446.904 | 37.4469 | 127.923 | 81333.1 | 33.9744 | 115.9207 | 0 | 0 | 0 | 259612 | -56.8382 | 133.846 | 81333.1 | 39.0449 | 133.2212 | 0 | 0 | 0 | 298357 | -52.6532 | 137.186 | 81333.1 | 41.7967 | 142.6103 | 0 | 0 | 0 | 319332 | -322.631 | 90.4761 | 96.3991 | 99.7391
[20 empty] | 2020-06-14 07:00 | 3944 | 6 | 14 | 8 | 18489.064 | 18.4891 | 154.678 | 81333.1 | 34.0503 | 116.1796 | 0 | 0 | 0 | 260192 | -489.674 | 160.573 | 81333.1 | 38.9444 | 132.8783 | 0 | 0 | 0 | 297590 | -452.66 | 165.651 | 81333.1 | 43.0866 | 147.0115 | 0 | 0 | 0 | 329242 | -189.659 | 136.1889 | 142.0839 | 147.1619
[20 empty] | 2020-06-14 08:00 | 3945 | 6 | 14 | 9 | 26250.43 | 26.2504 | 168.742 | 56402.5 | 40.7851 | 139.1588 | 0 | 0 | 0 | 311655 | -213.211 | 175.224 | 56402.5 | 45.9076 | 156.6367 | 0 | 0 | 0 | 350798 | -178.687 | 181.234 | 56402.5 | 50.6712 | 172.8901 | 0 | 0 | 0 | 387199 | -236.735 | 142.4916 | 148.9736 | 154.9836
[20 empty] | 2020-06-14 09:00 | 3946 | 6 | 14 | 10 | 117525.228 | 117.5252 | 171.308 | 56475.9 | 41.2607 | 140.7815 | 0 | 0 | 0 | 315290 | -43.7066 | 177.562 | 56475.9 | 46.1891 | 157.5972 | 0 | 0 | 0 | 352949 | -44.6783 | 183.275 | 56475.9 | 50.621 | 172.7189 | 0 | 0 | 0 | 386815 | -49.5446 | 53.7828 | 60.0368 | 65.7498
[20 empty] | 2020-06-14 10:00 | 3947 | 6 | 14 | 11 | 67638.325 | 67.6383 | 145.247 | 126659 | 35.6289 | 121.5658 | 0 | 0 | 0 | 272255 | -6.2795 | 151.066 | 126659 | 40.1825 | 137.1027 | 0 | 0 | 0 | 307050 | -6.4741 | 156.924 | 126659 | 44.917 | 153.2568 | 0 | 0 | 0 | 343229 | -6.8804 | 77.6087 | 83.4277 | 89.2857
[20 empty] | 2020-06-14 11:00 | 3948 | 6 | 14 | 12 | 90151.398 | 90.1514 | 175.296 | 126659 | 38.5058 | 131.3818 | 0 | 0 | 0 | 294238 | -107.853 | 180.663 | 126659 | 42.5844 | 145.298 | 0 | 0 | 0 | 325405 | -114.541 | 185.683 | 126659 | 46.3809 | 158.2516 | 0 | 0 | 0 | 354415 | -129.319 | 85.1446 | 90.5116 | 95.5316
[20 empty] | 2020-06-14 12:00 | 3949 | 6 | 14 | 13 | 85898.835 | 85.8988 | 131.141 | 89594.8 | 43.4468 | 148.2405 | 0 | 0 | 0 | 331994 | -26.508 | 137.131 | 89594.8 | 48.1646 | 164.3376 | 0 | 0 | 0 | 368045 | -36.3146 | 143.093 | 89594.8 | 53.0203 | 180.9053 | 0 | 0 | 0 | 405150 | -43.2894 | 45.2422 | 51.2322 | 57.1942
[20 empty] | 2020-06-14 13:00 | 3950 | 6 | 14 | 14 | 88848.096 | 88.8481 | 119.808 | 56329.2 | 40.1035 | 136.8331 | 0 | 0 | 0 | 306447 | 0 | 125.365 | 56329.2 | 44.4952 | 151.8176 | 0 | 0 | 0 | 340006 | 0 | 130.813 | 56329.2 | 48.882 | 166.7854 | 0 | 0 | 0 | 373527 | 0 | 30.9599 | 36.5169 | 41.9649
[20 empty] | 2020-06-14 14:00 | 3951 | 6 | 14 | 15 | 141926.675 | 141.9267 | 86.2872 | 56549.2 | 22.6611 | 77.3197 | 0 | 0 | 0 | 173162 | 0 | 89.8728 | 56549.2 | 25.1342 | 85.7579 | 0 | 0 | 0 | 192061 | 0 | 93.4071 | 56549.2 | 27.5864 | 94.1248 | 0 | 0 | 0 | 210799 | 0 | -55.6395 | -52.0539 | -48.5196
[20 empty] | 2020-06-14 15:00 | 3952 | 6 | 14 | 16 | 124928.578 | 124.9286 | 82.7088 | 31697.5 | 21.4625 | 73.23 | 0 | 0 | 0 | 164004 | 0 | 86.0115 | 31697.5 | 23.6549 | 80.7105 | 0 | 0 | 0 | 180757 | 0 | 89.3517 | 31697.5 | 25.8968 | 88.3599 | 0 | 0 | 0 | 197888 | 0 | -42.2198 | -38.9171 | -35.5769
[20 empty] | 2020-06-14 16:00 | 3953 | 6 | 14 | 17 | 121461.549 | 121.4615 | 14.694 | 31770.9 | 0 | 0 | 0 | 0 | 0 | 0 | 0 | 14.694 | 31770.9 | 0 | 0 | 0 | 0 | 0 | 0 | 0 | 14.694 | 31770.9 | 0 | 0 | 0 | 0 | 0 | 0 | 0 | -106.7675 | -106.7675 | -106.7675
[20 empty] | 2020-06-14 17:00 | 3954 | 6 | 14 | 18 | 49827.017 | 49.827 | 13.7827 | 31844.2 | 0 | 0 | 0 | 0 | 0 | 0 | 0 | 13.7827 | 31844.2 | 0 | 0 | 0 | 0 | 0 | 0 | 0 | 13.7827 | 31844.2 | 0 | 0 | 0 | 0 | 0 | 0 | 0 | -36.0443 | -36.0443 | -36.0443
[20 empty] | 2020-06-14 18:00 | 3955 | 6 | 14 | 19 | 13712.678 | 13.7127 | 10.3847 | 31844.2 | 0 | 0 | 0 | 0 | 0 | 0 | 0 | 10.3847 | 31844.2 | 0 | 0 | 0 | 0 | 0 | 0 | 0 | 10.3847 | 31844.2 | 0 | 0 | 0 | 0 | 0 | 0 | 0 | -3.328 | -3.328 | -3.328
[20 empty] | 2020-06-14 19:00 | 3956 | 6 | 14 | 20 | 0 | 0 | 22.7982 | 9482.38 | 10.2177 | 34.8628 | 0 | 0 | 0 | 78000.6 | 0 | 22.7982 | 9482.38 | 10.2177 | 34.8628 | 0 | 0 | 0 | 78000.4 | 0 | 22.7982 | 9482.38 | 10.2177 | 34.8628 | 0 | 0 | 0 | 78000.8 | 0 | 22.7982 | 22.7982 | 22.7982
[20 empty] | 2020-06-14 20:00 | 3957 | 6 | 14 | 21 | 0 | 0 | 7.3463 | 9409.05 | 0 | 0 | 0 | 0 | 0 | 0 | 0 | 7.3463 | 9409.05 | 0 | 0 | 0 | 0 | 0 | 0 | 0 | 7.3463 | 9409.05 | 0 | 0 | 0 | 0 | 0 | 0 | 0 | 7.3463 | 7.3463 | 7.3463
[20 empty] | 2020-06-14 21:00 | 3958 | 6 | 14 | 22 | 0 | 0 | 7.3463 | 9555.71 | 0 | 0 | 0 | 0 | 0 | 0 | 0 | 7.3463 | 9555.71 | 0 | 0 | 0 | 0 | 0 | 0 | 0 | 7.3463 | 9555.71 | 0 | 0 | 0 | 0 | 0 | 0 | 0 | 7.3463 | 7.3463 | 7.3463
[20 empty] | 2020-06-14 22:00 | 3959 | 6 | 14 | 23 | 0 | 0 | 7.3463 | 9555.71 | 0 | 0 | 0 | 0 | 0 | 0 | 0 | 7.3463 | 9555.71 | 0 | 0 | 0 | 0 | 0 | 0 | 0 | 7.3463 | 9555.71 | 0 | 0 | 0 | 0 | 0 | 0 | 0 | 7.3463 | 7.3463 | 7.3463
[20 empty] | 2020-06-14 23:00 | 3960 | 6 | 14 | 24 | 0 | 0 | 21.1016 | 9702.36 | 10.0403 | 34.2575 | 0 | 0 | 0 | 76608.4 | 0 | 21.1016 | 9702.36 | 10.0403 | 34.2575 | 0 | 0 | 0 | 76608.2 | 0 | 21.1017 | 9702.36 | 10.0404 | 34.2578 | 0 | 0 | 0 | 76608.5 | 0 | 21.1016 | 21.1016 | 21.1017
[20 empty] | 2020-06-15 | 3961 | 6 | 15 | 1 | 0 | 0 | 7.3463 | 9702.36 | 0 | 0 | 0 | 0 | 0 | 0 | 0 | 7.3463 | 9702.36 | 0 | 0 | 0 | 0 | 0 | 0 | 0 | 7.3463 | 9702.36 | 0 | 0 | 0 | 0 | 0 | 0 | 0 | 7.3463 | 7.3463 | 7.3463
[20 empty] | 2020-06-15 01:00 | 3962 | 6 | 15 | 2 | 0 | 0 | 7.3463 | 9702.36 | 0 | 0 | 0 | 0 | 0 | 0 | 0 | 7.3463 | 9702.36 | 0 | 0 | 0 | 0 | 0 | 0 | 0 | 7.3463 | 9702.36 | 0 | 0 | 0 | 0 | 0 | 0 | 0 | 7.3463 | 7.3463 | 7.3463
[20 empty] | 2020-06-15 02:00 | 3963 | 6 | 15 | 3 | 0 | 0 | 7.3463 | 9775.69 | 0 | 0 | 0 | 0 | 0 | 0 | 0 | 7.3463 | 9775.69 | 0 | 0 | 0 | 0 | 0 | 0 | 0 | 7.3463 | 9775.69 | 0 | 0 | 0 | 0 | 0 | 0 | 0 | 7.3463 | 7.3463 | 7.3463
[20 empty] | 2020-06-15 03:00 | 3964 | 6 | 15 | 4 | 0 | 0 | 7.3463 | 9702.36 | 0 | 0 | 0 | 0 | 0 | 0 | 0 | 7.3463 | 9702.36 | 0 | 0 | 0 | 0 | 0 | 0 | 0 | 7.3463 | 9702.36 | 0 | 0 | 0 | 0 | 0 | 0 | 0 | 7.3463 | 7.3463 | 7.3463
[20 empty] | 2020-06-15 04:00 | 3965 | 6 | 15 | 5 | 0 | 0 | 22.618 | 9702.36 | 10.0375 | 34.2479 | 0 | 0 | 0 | 76587.4 | 0 | 22.618 | 9702.36 | 10.0374 | 34.2476 | 0 | 0 | 0 | 76587.1 | 0 | 22.618 | 9702.36 | 10.0375 | 34.2479 | 0 | 0 | 0 | 76587.5 | 0 | 22.618 | 22.618 | 22.618
[20 empty] | 2020-06-15 05:00 | 3966 | 6 | 15 | 6 | 21298.965 | 21.299 | 11.0361 | 31917.6 | 0 | 0 | 0 | 0 | 0 | 0 | 0 | 11.0361 | 31917.6 | 0 | 0 | 0 | 0 | 0 | 0 | 0 | 11.0361 | 31917.6 | 0 | 0 | 0 | 0 | 0 | 0 | 0 | -10.2629 | -10.2629 | -10.2629
[20 empty] | 2020-06-15 06:00 | 3967 | 6 | 15 | 7 | 38391.968 | 38.392 | 112.196 | 81406.5 | 18.9138 | 64.5339 | 0 | 0 | 0 | 144528 | -66.18 | 114.31 | 81406.5 | 20.7706 | 70.8693 | 0 | 0 | 0 | 158717 | -46.6449 | 116.716 | 81406.5 | 22.7265 | 77.5428 | 0 | 0 | 0 | 173662 | -44.9301 | 73.804 | 75.918 | 78.324
[20 empty] | 2020-06-15 07:00 | 3968 | 6 | 15 | 8 | 141727.059 | 141.7271 | 139.237 | 81406.5 | 18.6803 | 63.7372 | 0 | 0 | 0 | 142743 | -801.286 | 141.293 | 81406.5 | 20.4843 | 69.8924 | 0 | 0 | 0 | 156529 | -1006.88 | 143.708 | 81406.5 | 22.4143 | 76.4776 | 0 | 0 | 0 | 171276 | -994.178 | -2.4901 | -0.43406 | 1.9809
[20 empty] | 2020-06-15 08:00 | 3969 | 6 | 15 | 9 | 165288.465 | 165.2885 | 169.057 | 56035.7 | 40.7188 | 138.9325 | 0 | 0 | 0 | 307173 | -561.654 | 173.131 | 56035.7 | 44.2045 | 150.8258 | 0 | 0 | 0 | 333468 | -621.043 | 177.108 | 56035.7 | 47.6102 | 162.446 | 0 | 0 | 0 | 359160 | -638.173 | 3.7685 | 7.8425 | 11.8195
[20 empty] | 2020-06-15 09:00 | 3970 | 6 | 15 | 10 | 239564.575 | 239.5646 | 190.417 | 55742.3 | 59.1725 | 201.8966 | 0 | 0 | 0 | 424157 | -363.773 | 196.608 | 55742.3 | 64.4361 | 219.856 | 0 | 0 | 0 | 461887 | -371.043 | 203.243 | 55742.3 | 70.0623 | 239.0526 | 0 | 0 | 0 | 502217 | -575.902 | -49.1476 | -42.9566 | -36.3216
[20 empty] | 2020-06-15 10:00 | 3971 | 6 | 15 | 11 | 264217.842 | 264.2178 | 165.41 | 126659 | 54.7483 | 186.8012 | 0 | 0 | 0 | 392584 | -77.2833 | 171.737 | 126659 | 59.8931 | 204.3553 | 0 | 0 | 0 | 429476 | -101.97 | 178.61 | 126659 | 65.4929 | 223.4618 | 0 | 0 | 0 | 469630 | -154.951 | -98.8078 | -92.4808 | -85.6078
[20 empty] | 2020-06-15 11:00 | 3972 | 6 | 15 | 12 | 278542.191 | 278.5422 | 218.799 | 126659 | 79.6121 | 271.6365 | 0 | 0 | 0 | 550351 | -262.989 | 226.747 | 126659 | 86.3228 | 294.5334 | 0 | 0 | 0 | 596136 | -301.667 | 235.089 | 126659 | 93.3676 | 318.5703 | 0 | 0 | 0 | 644202 | -325.044 | -59.7432 | -51.7952 | -43.4532
[20 empty] | 2020-06-15 12:00 | 3973 | 6 | 15 | 13 | 275876.953 | 275.877 | 172.536 | 86824.4 | 82.1478 | 280.2883 | 0 | 0 | 0 | 555544 | -91.4491 | 181.189 | 86824.4 | 89.3644 | 304.9113 | 0 | 0 | 0 | 603676 | -124.936 | 190.313 | 86824.4 | 97.0519 | 331.1411 | 0 | 0 | 0 | 654948 | -248.789 | -103.341 | -94.688 | -85.564
[20 empty] | 2020-06-15 13:00 | 3974 | 6 | 15 | 14 | 258199.118 | 258.1991 | 164.662 | 55302.2 | 80.2038 | 273.6554 | 0 | 0 | 0 | 535261 | -71.9534 | 173.876 | 55302.2 | 87.7888 | 299.5354 | 0 | 0 | 0 | 585905 | -45.9416 | 183.771 | 55302.2 | 95.8947 | 327.1927 | 0 | 0 | 0 | 640029 | -39.6547 | -93.5371 | -84.3231 | -74.4281
[20 empty] | 2020-06-15 14:00 | 3975 | 6 | 15 | 15 | 216803.817 | 216.8038 | 149.975 | 55082.1 | 79.7879 | 272.2363 | 0 | 0 | 0 | 513616 | -27.2503 | 160.138 | 55082.1 | 87.6097 | 298.9243 | 0 | 0 | 0 | 563972 | -20.9797 | 171.184 | 55082.1 | 96.0693 | 327.7885 | 0 | 0 | 0 | 618435 | -18.3996 | -66.8288 | -56.6658 | -45.6198
[20 empty] | 2020-06-15 15:00 | 3976 | 6 | 15 | 16 | 145697.678 | 145.6977 | 147.283 | 30230.7 | 78.0637 | 266.3533 | 0 | 0 | 0 | 502472 | -36.3207 | 158.207 | 30230.7 | 86.1155 | 293.8261 | 0 | 0 | 0 | 554165 | -28.389 | 170.063 | 30230.7 | 94.8757 | 323.7159 | 0 | 0 | 0 | 610409 | -21.3279 | 1.5853 | 12.5093 | 24.3653
[20 empty] | 2020-06-15 16:00 | 3977 | 6 | 15 | 17 | 122164.278 | 122.1643 | 14.694 | 30230.7 | 0 | 0 | 0 | 0 | 0 | 0 | 0 | 14.694 | 30230.7 | 0 | 0 | 0 | 0 | 0 | 0 | 0 | 14.694 | 30230.7 | 0 | 0 | 0 | 0 | 0 | 0 | 0 | -107.4703 | -107.4703 | -107.4703
[20 empty] | 2020-06-15 17:00 | 3978 | 6 | 15 | 18 | 63139.405 | 63.1394 | 13.7827 | 30377.4 | 0 | 0 | 0 | 0 | 0 | 0 | 0 | 13.7827 | 30377.4 | 0 | 0 | 0 | 0 | 0 | 0 | 0 | 25.4609 | 30377.4 | 8.6874 | 29.6414 | 0 | 0 | 0 | 57146.1 | -37.0376 | -49.3567 | -49.3567 | -37.6785
[20 empty] | 2020-06-15 18:00 | 3979 | 6 | 15 | 19 | 16218.696 | 16.2187 | 10.3847 | 31110.8 | 0 | 0 | 0 | 0 | 0 | 0 | 0 | 19.0941 | 31110.8 | 7.1619 | 24.4365 | 0 | 0 | 0 | 53336.6 | 0 | 21.0658 | 31110.8 | 7.6709 | 26.1732 | 0 | 0 | 0 | 57130.2 | -21.0946 | -5.834 | 2.8754 | 4.8471
[20 empty] | 2020-06-15 19:00 | 3980 | 6 | 15 | 20 | 0 | 0 | 23.1926 | 8749.11 | 10.6121 | 36.2085 | 0 | 0 | 0 | 79056.2 | 0 | 23.1926 | 8749.11 | 10.6121 | 36.2085 | 0 | 0 | 0 | 79055.9 | 0 | 33.6883 | 8749.11 | 18.1179 | 61.8183 | 0 | 0 | 0 | 134950 | -2.0605 | 23.1926 | 23.1926 | 33.6883
[20 empty] | 2020-06-15 20:00 | 3981 | 6 | 15 | 21 | 0 | 0 | 7.3463 | 9042.42 | 0 | 0 | 0 | 0 | 0 | 0 | 0 | 7.3463 | 9042.42 | 0 | 0 | 0 | 0 | 0 | 0 | 0 | 7.3463 | 9042.42 | 0 | 0 | 0 | 0 | 0 | 0 | 0 | 7.3463 | 7.3463 | 7.3463
[20 empty] | 2020-06-15 21:00 | 3982 | 6 | 15 | 22 | 0 | 0 | 7.3463 | 8969.09 | 0 | 0 | 0 | 0 | 0 | 0 | 0 | 7.3463 | 8969.09 | 0 | 0 | 0 | 0 | 0 | 0 | 0 | 7.3463 | 8969.09 | 0 | 0 | 0 | 0 | 0 | 0 | 0 | 7.3463 | 7.3463 | 7.3463
[20 empty] | 2020-06-15 22:00 | 3983 | 6 | 15 | 23 | 0 | 0 | 7.3463 | 8969.09 | 0 | 0 | 0 | 0 | 0 | 0 | 0 | 7.3463 | 8969.09 | 0 | 0 | 0 | 0 | 0 | 0 | 0 | 7.3463 | 8969.09 | 0 | 0 | 0 | 0 | 0 | 0 | 0 | 7.3463 | 7.3463 | 7.3463
[20 empty] | 2020-06-15 23:00 | 3984 | 6 | 15 | 24 | 0 | 0 | 21.185 | 9042.42 | 10.1237 | 34.5421 | 0 | 0 | 0 | 77247.2 | 0 | 21.1849 | 9042.42 | 10.1236 | 34.5417 | 0 | 0 | 0 | 77246.9 | 0 | 21.1849 | 9042.42 | 10.1236 | 34.5417 | 0 | 0 | 0 | 77246.9 | 0 | 21.185 | 21.1849 | 21.1849
[20 empty] | 2020-06-16 | 3985 | 6 | 16 | 1 | 0 | 0 | 7.3463 | 9115.75 | 0 | 0 | 0 | 0 | 0 | 0 | 0 | 7.3463 | 9115.75 | 0 | 0 | 0 | 0 | 0 | 0 | 0 | 7.3463 | 9115.75 | 0 | 0 | 0 | 0 | 0 | 0 | 0 | 7.3463 | 7.3463 | 7.3463
[20 empty] | 2020-06-16 01:00 | 3986 | 6 | 16 | 2 | 0 | 0 | 7.3463 | 9115.75 | 0 | 0 | 0 | 0 | 0 | 0 | 0 | 7.3463 | 9115.75 | 0 | 0 | 0 | 0 | 0 | 0 | 0 | 7.3463 | 9115.75 | 0 | 0 | 0 | 0 | 0 | 0 | 0 | 7.3463 | 7.3463 | 7.3463
[20 empty] | 2020-06-16 02:00 | 3987 | 6 | 16 | 3 | 0 | 0 | 7.3463 | 9409.05 | 0 | 0 | 0 | 0 | 0 | 0 | 0 | 7.3463 | 9409.05 | 0 | 0 | 0 | 0 | 0 | 0 | 0 | 7.3463 | 9409.05 | 0 | 0 | 0 | 0 | 0 | 0 | 0 | 7.3463 | 7.3463 | 7.3463
[20 empty] | 2020-06-16 03:00 | 3988 | 6 | 16 | 4 | 0 | 0 | 7.3463 | 9409.05 | 0 | 0 | 0 | 0 | 0 | 0 | 0 | 7.3463 | 9409.05 | 0 | 0 | 0 | 0 | 0 | 0 | 0 | 7.3463 | 9409.05 | 0 | 0 | 0 | 0 | 0 | 0 | 0 | 7.3463 | 7.3463 | 7.3463
[20 empty] | 2020-06-16 04:00 | 3989 | 6 | 16 | 5 | 0 | 0 | 22.6972 | 9409.05 | 10.1167 | 34.5182 | 0 | 0 | 0 | 77201.7 | 0 | 22.6971 | 9409.05 | 10.1166 | 34.5178 | 0 | 0 | 0 | 77201.2 | 0 | 22.6972 | 9409.05 | 10.1166 | 34.5178 | 0 | 0 | 0 | 77201.4 | 0 | 22.6972 | 22.6971 | 22.6972
[20 empty] | 2020-06-16 05:00 | 3990 | 6 | 16 | 6 | 18418.753 | 18.4188 | 47.2252 | 31550.8 | 27.8052 | 94.8713 | 0 | 0 | 0 | 212181 | 0 | 59.246 | 31550.8 | 37.0714 | 126.4876 | 0 | 0 | 0 | 282888 | 0 | 80.1323 | 31550.8 | 53.968 | 184.1388 | 0 | 0 | 0 | 411822 | 0 | 28.8064 | 40.8272 | 61.7135
[20 empty] | 2020-06-16 06:00 | 3991 | 6 | 16 | 7 | 73156.794 | 73.1568 | 176.483 | 80892.9 | 77.2627 | 263.6203 | 0 | 0 | 0 | 582771 | -57.5096 | 183.091 | 80892.9 | 82.8781 | 282.7801 | 0 | 0 | 0 | 625114 | -85.2014 | 185.576 | 80892.9 | 84.8106 | 289.3738 | 0 | 0 | 0 | 639635 | -175 | 103.3262 | 109.9342 | 112.4192
[20 empty] | 2020-06-16 07:00 | 3992 | 6 | 16 | 8 | 133261.201 | 133.2612 | 205.17 | 80892.9 | 78.0311 | 266.2421 | 0 | 0 | 0 | 588453 | -56.944 | 212.534 | 80892.9 | 84.438 | 288.1025 | 0 | 0 | 0 | 636766 | -63.645 | 220.335 | 80892.9 | 91.0562 | 310.6838 | 0 | 0 | 0 | 686666 | -83.4458 | 71.9088 | 79.2728 | 87.0738
[20 empty] | 2020-06-16 08:00 | 3993 | 6 | 16 | 9 | 186579.682 | 186.5797 | 234.957 | 55668.9 | 99.6452 | 339.9894 | 0 | 0 | 0 | 714786 | -60.231 | 244.321 | 55668.9 | 107.598 | 367.1244 | 0 | 0 | 0 | 771330 | -67.1166 | 252.1 | 55668.9 | 114.009 | 388.9987 | 0 | 0 | 0 | 816812 | -27.8044 | 48.3773 | 57.7413 | 65.5203
[20 empty] | 2020-06-16 09:00 | 3994 | 6 | 16 | 10 | 210700.785 | 210.7008 | 242.777 | 55595.6 | 104.731 | 357.3422 | 0 | 0 | 0 | 743669 | -62.9919 | 252.894 | 55595.6 | 113.167 | 386.1258 | 0 | 0 | 0 | 803245 | -42.0944 | 262.02 | 55595.6 | 120.666 | 411.7124 | 0 | 0 | 0 | 855553 | -42.004 | 32.0762 | 42.1932 | 51.3192
[20 empty] | 2020-06-16 10:00 | 3995 | 6 | 16 | 11 | 244866.346 | 244.8663 | 222.818 | 126659 | 102.737 | 350.5386 | 0 | 0 | 0 | 732595 | -3.253 | 233.029 | 126659 | 111.17 | 379.312 | 0 | 0 | 0 | 791768 | -3.2527 | 242.409 | 126659 | 118.799 | 405.3422 | 0 | 0 | 0 | 845299 | -3.253 | -22.0483 | -11.8373 | -2.4573
[20 empty] | 2020-06-16 11:00 | 3996 | 6 | 16 | 12 | 263337.18 | 263.3372 | 270.647 | 126659 | 123.823 | 422.4841 | 0 | 0 | 0 | 872048 | -48.1125 | 282.032 | 126659 | 133.059 | 453.9973 | 0 | 0 | 0 | 935497 | -48.0995 | 292.84 | 126659 | 141.882 | 484.1014 | 0 | 0 | 0 | 994865 | -47.9456 | 7.3098 | 18.6948 | 29.5028
[20 empty] | 2020-06-16 12:00 | 3997 | 6 | 16 | 13 | 257316.752 | 257.3168 | 224.142 | 86255.7 | 126.007 | 429.9359 | 0 | 0 | 0 | 868490 | -13.1925 | 236.195 | 86255.7 | 135.893 | 463.6669 | 0 | 0 | 0 | 935848 | -13.1933 | 247.668 | 86255.7 | 145.238 | 495.5521 | 0 | 0 | 0 | 997512 | -13.1925 | -33.1748 | -21.1218 | -9.6488
[20 empty] | 2020-06-16 13:00 | 3998 | 6 | 16 | 14 | 196809.617 | 196.8096 | 216.586 | 55082.1 | 124.612 | 425.1761 | 0 | 0 | 0 | 834066 | -20.6745 | 228.707 | 55082.1 | 134.395 | 458.5557 | 0 | 0 | 0 | 902937 | -18.6211 | 240.62 | 55082.1 | 143.827 | 490.7377 | 0 | 0 | 0 | 965115 | -20.8799 | 19.7764 | 31.8974 | 43.8104
[20 empty] | 2020-06-16 14:00 | 3999 | 6 | 16 | 15 | 171840.252 | 171.8403 | 179.896 | 55448.9 | 104.487 | 356.5096 | 0 | 0 | 0 | 720595 | 0 | 191.381 | 55448.9 | 113.441 | 387.0607 | 0 | 0 | 0 | 784292 | 0 | 202.45 | 55448.9 | 121.906 | 415.9433 | 0 | 0 | 0 | 842971 | 0 | 8.0557 | 19.5407 | 30.6097
[20 empty] | 2020-06-16 15:00 | 4000 | 6 | 16 | 16 | 134298.228 | 134.2982 | 167.571 | 30890.8 | 94.9046 | 323.8145 | 0 | 0 | 0 | 683300 | 0 | 178.887 | 30890.8 | 103.705 | 353.8415 | 0 | 0 | 0 | 746484 | 0 | 189.628 | 30890.8 | 111.759 | 381.3217 | 0 | 0 | 0 | 804669 | 0 | 33.2728 | 44.5888 | 55.3298
[20 empty] | 2020-06-16 16:00 | 4001 | 6 | 16 | 17 | 52798.865 | 52.7989 | 14.694 | 30890.8 | 0 | 0 | 0 | 0 | 0 | 0 | 0 | 14.694 | 30890.8 | 0 | 0 | 0 | 0 | 0 | 0 | 0 | 14.694 | 30890.8 | 0 | 0 | 0 | 0 | 0 | 0 | 0 | -38.1049 | -38.1049 | -38.1049
[20 empty] | 2020-06-16 17:00 | 4002 | 6 | 16 | 18 | 15352.612 | 15.3526 | 13.7827 | 31037.5 | 0 | 0 | 0 | 0 | 0 | 0 | 0 | 13.7827 | 31037.5 | 0 | 0 | 0 | 0 | 0 | 0 | 0 | 13.7827 | 31037.5 | 0 | 0 | 0 | 0 | 0 | 0 | 0 | -1.5699 | -1.5699 | -1.5699
[20 empty] | 2020-06-16 18:00 | 4003 | 6 | 16 | 19 | 7264.537 | 7.2645 | 10.3847 | 31110.8 | 0 | 0 | 0 | 0 | 0 | 0 | 0 | 10.3847 | 31110.8 | 0 | 0 | 0 | 0 | 0 | 0 | 0 | 10.3847 | 31110.8 | 0 | 0 | 0 | 0 | 0 | 0 | 0 | 3.1202 | 3.1202 | 3.1202
[20 empty] | 2020-06-16 19:00 | 4004 | 6 | 16 | 20 | 0 | 0 | 23.0709 | 8749.11 | 10.4903 | 35.7929 | 0 | 0 | 0 | 78321.8 | 0 | 23.0708 | 8749.11 | 10.4903 | 35.7929 | 0 | 0 | 0 | 78321.2 | 0 | 23.0708 | 8749.11 | 10.4903 | 35.7929 | 0 | 0 | 0 | 78321.4 | 0 | 23.0709 | 23.0708 | 23.0708
[20 empty] | 2020-06-16 20:00 | 4005 | 6 | 16 | 21 | 0 | 0 | 7.3463 | 8895.77 | 0 | 0 | 0 | 0 | 0 | 0 | 0 | 7.3463 | 8895.77 | 0 | 0 | 0 | 0 | 0 | 0 | 0 | 7.3463 | 8895.77 | 0 | 0 | 0 | 0 | 0 | 0 | 0 | 7.3463 | 7.3463 | 7.3463
[20 empty] | 2020-06-16 21:00 | 4006 | 6 | 16 | 22 | 0 | 0 | 7.3463 | 8895.77 | 0 | 0 | 0 | 0 | 0 | 0 | 0 | 7.3463 | 8895.77 | 0 | 0 | 0 | 0 | 0 | 0 | 0 | 7.3463 | 8895.77 | 0 | 0 | 0 | 0 | 0 | 0 | 0 | 7.3463 | 7.3463 | 7.3463
[20 empty] | 2020-06-16 22:00 | 4007 | 6 | 16 | 23 | 0 | 0 | 7.3463 | 8895.77 | 0 | 0 | 0 | 0 | 0 | 0 | 0 | 7.3463 | 8895.77 | 0 | 0 | 0 | 0 | 0 | 0 | 0 | 7.3463 | 8895.77 | 0 | 0 | 0 | 0 | 0 | 0 | 0 | 7.3463 | 7.3463 | 7.3463
[20 empty] | 2020-06-16 23:00 | 4008 | 6 | 16 | 24 | 0 | 0 | 21.2349 | 8969.09 | 10.1736 | 34.7123 | 0 | 0 | 0 | 77662.3 | 0 | 21.2348 | 8969.09 | 10.1735 | 34.712 | 0 | 0 | 0 | 77661.6 | 0 | 21.2348 | 8969.09 | 10.1735 | 34.712 | 0 | 0 | 0 | 77662 | 0 | 21.2349 | 21.2348 | 21.2348
[20 empty] | 2020-06-17 | 4009 | 6 | 17 | 1 | 0 | 0 | 7.3463 | 8969.09 | 0 | 0 | 0 | 0 | 0 | 0 | 0 | 7.3463 | 8969.09 | 0 | 0 | 0 | 0 | 0 | 0 | 0 | 7.3463 | 8969.09 | 0 | 0 | 0 | 0 | 0 | 0 | 0 | 7.3463 | 7.3463 | 7.3463
[20 empty] | 2020-06-17 01:00 | 4010 | 6 | 17 | 2 | 0 | 0 | 7.3463 | 8969.09 | 0 | 0 | 0 | 0 | 0 | 0 | 0 | 7.3463 | 8969.09 | 0 | 0 | 0 | 0 | 0 | 0 | 0 | 7.3463 | 8969.09 | 0 | 0 | 0 | 0 | 0 | 0 | 0 | 7.3463 | 7.3463 | 7.3463
[20 empty] | 2020-06-17 02:00 | 4011 | 6 | 17 | 3 | 0 | 0 | 7.3463 | 9189.07 | 0 | 0 | 0 | 0 | 0 | 0 | 0 | 7.3463 | 9189.07 | 0 | 0 | 0 | 0 | 0 | 0 | 0 | 7.3463 | 9189.07 | 0 | 0 | 0 | 0 | 0 | 0 | 0 | 7.3463 | 7.3463 | 7.3463
[20 empty] | 2020-06-17 03:00 | 4012 | 6 | 17 | 4 | 0 | 0 | 7.3463 | 9115.75 | 0 | 0 | 0 | 0 | 0 | 0 | 0 | 7.3463 | 9115.75 | 0 | 0 | 0 | 0 | 0 | 0 | 0 | 7.3463 | 9115.75 | 0 | 0 | 0 | 0 | 0 | 0 | 0 | 7.3463 | 7.3463 | 7.3463
[20 empty] | 2020-06-17 04:00 | 4013 | 6 | 17 | 5 | 0 | 0 | 22.747 | 9115.75 | 10.1665 | 34.6881 | 0 | 0 | 0 | 77608.6 | 0 | 22.7469 | 9115.75 | 10.1664 | 34.6878 | 0 | 0 | 0 | 77607.7 | 0 | 22.747 | 9115.75 | 10.1664 | 34.6878 | 0 | 0 | 0 | 77608.1 | 0 | 22.747 | 22.7469 | 22.747
[20 empty] | 2020-06-17 05:00 | 4014 | 6 | 17 | 6 | 21180.304 | 21.1803 | 72.1974 | 31404.2 | 47.4202 | 161.7977 | 0 | 0 | 0 | 361983 | 0 | 77.3364 | 31404.2 | 51.9273 | 177.1759 | 0 | 0 | 0 | 396378 | 0 | 81.8794 | 31404.2 | 55.9204 | 190.8004 | 0 | 0 | 0 | 426855 | 0 | 51.0171 | 56.1561 | 60.6991
[20 empty] | 2020-06-17 06:00 | 4015 | 6 | 17 | 7 | 57930.726 | 57.9307 | 186.796 | 81039.6 | 87.1664 | 297.4118 | 0 | 0 | 0 | 670037 | -10.8412 | 192.282 | 81039.6 | 92.5379 | 315.7393 | 0 | 0 | 0 | 711020 | -34.7673 | 196.904 | 81039.6 | 97.0372 | 331.0909 | 0 | 0 | 0 | 745342 | -73.768 | 128.8653 | 134.3513 | 138.9733
[20 empty] | 2020-06-17 07:00 | 4016 | 6 | 17 | 8 | 70305.561 | 70.3056 | 220.618 | 81039.6 | 93.5753 | 319.2789 | 0 | 0 | 0 | 715476 | -59.7773 | 226.855 | 81039.6 | 99.3434 | 338.9597 | 0 | 0 | 0 | 759504 | -69.7908 | 232.447 | 81039.6 | 104.451 | 356.3868 | 0 | 0 | 0 | 798486 | -81.4199 | 150.3124 | 156.5494 | 162.1414
[20 empty] | 2020-06-17 08:00 | 4017 | 6 | 17 | 9 | 153782.705 | 153.7827 | 245.356 | 55962.4 | 111.01 | 378.7661 | 0 | 0 | 0 | 856474 | -40.8385 | 252.592 | 55962.4 | 117.41 | 400.6029 | 0 | 0 | 0 | 902559 | -33.9089 | 259.684 | 55962.4 | 123.621 | 421.7949 | 0 | 0 | 0 | 947762 | -40.2366 | 91.5733 | 98.8093 | 105.9013
[20 empty] | 2020-06-17 09:00 | 4018 | 6 | 17 | 10 | 204711.115 | 204.7111 | 262.484 | 55742.3 | 125.526 | 428.2947 | 0 | 0 | 0 | 967872 | -37.7431 | 270.787 | 55742.3 | 132.744 | 452.9225 | 0 | 0 | 0 | 1019230 | -36.0079 | 279.108 | 55742.3 | 139.989 | 477.6425 | 0 | 0 | 0 | 1069040 | -52.8278 | 57.7729 | 66.0759 | 74.3969
[20 empty] | 2020-06-17 10:00 | 4019 | 6 | 17 | 11 | 232284.003 | 232.284 | 241.071 | 126659 | 123.278 | 420.6245 | 0 | 0 | 0 | 949599 | 0 | 249.778 | 126659 | 130.884 | 446.5762 | 0 | 0 | 0 | 1004500 | 0 | 258.376 | 126659 | 138.33 | 471.982 | 0 | 0 | 0 | 1057400 | 0 | 8.787 | 17.494 | 26.092
[20 empty] | 2020-06-17 11:00 | 4020 | 6 | 17 | 12 | 242752.411 | 242.7524 | 281.996 | 126659 | 136.587 | 466.0348 | 0 | 0 | 0 | 1074990 | -29.2696 | 291.713 | 126659 | 144.817 | 494.1156 | 0 | 0 | 0 | 1131580 | -29.2695 | 301.372 | 126659 | 153.034 | 522.152 | 0 | 0 | 0 | 1189710 | -29.2696 | 39.2436 | 48.9606 | 58.6196
[20 empty] | 2020-06-17 12:00 | 4021 | 6 | 17 | 13 | 234611.202 | 234.6112 | 232.936 | 87186 | 136.891 | 467.0721 | 0 | 0 | 0 | 1062180 | -3.6419 | 242.985 | 87186 | 145.461 | 496.3129 | 0 | 0 | 0 | 1123700 | -3.642 | 253.134 | 87186 | 154.085 | 525.738 | 0 | 0 | 0 | 1185270 | -3.6419 | -1.6752 | 8.3738 | 18.5228
[20 empty] | 2020-06-17 13:00 | 4022 | 6 | 17 | 14 | 213180.1 | 213.1801 | 225.109 | 55522.2 | 135.188 | 461.2615 | 0 | 0 | 0 | 1019050 | -11.9805 | 235.644 | 55522.2 | 144.161 | 491.8773 | 0 | 0 | 0 | 1084300 | -11.9803 | 246.353 | 55522.2 | 153.198 | 522.7116 | 0 | 0 | 0 | 1149210 | -11.9805 | 11.9289 | 22.4639 | 33.1729
[20 empty] | 2020-06-17 14:00 | 4023 | 6 | 17 | 15 | 165860.385 | 165.8604 | 195.137 | 55595.6 | 121.511 | 414.5955 | 0 | 0 | 0 | 890353 | 0 | 205.61 | 55595.6 | 130.141 | 444.0411 | 0 | 0 | 0 | 952874 | 0 | 216.138 | 55595.6 | 138.732 | 473.3536 | 0 | 0 | 0 | 1014950 | 0 | 29.2766 | 39.7496 | 50.2776
[20 empty] | 2020-06-17 15:00 | 4024 | 6 | 17 | 16 | 7741.515 | 7.7415 | 165.284 | 31110.8 | 95.1868 | 324.7774 | 0 | 0 | 0 | 714830 | 0 | 173.824 | 31110.8 | 102.215 | 348.7576 | 0 | 0 | 0 | 767193 | 0 | 182.344 | 31110.8 | 109.133 | 372.3618 | 0 | 0 | 0 | 818730 | 0 | 157.5425 | 166.0825 | 174.6025
[20 empty] | 2020-06-17 16:00 | 4025 | 6 | 17 | 17 | 21103.7 | 21.1037 | 14.694 | 31477.5 | 0 | 0 | 0 | 0 | 0 | 0 | 0 | 14.694 | 31477.5 | 0 | 0 | 0 | 0 | 0 | 0 | 0 | 14.694 | 31477.5 | 0 | 0 | 0 | 0 | 0 | 0 | 0 | -6.4097 | -6.4097 | -6.4097
[20 empty] | 2020-06-17 17:00 | 4026 | 6 | 17 | 18 | 36301.316 | 36.3013 | 13.7827 | 31404.2 | 0 | 0 | 0 | 0 | 0 | 0 | 0 | 13.7827 | 31404.2 | 0 | 0 | 0 | 0 | 0 | 0 | 0 | 13.7827 | 31404.2 | 0 | 0 | 0 | 0 | 0 | 0 | 0 | -22.5186 | -22.5186 | -22.5186
[20 empty] | 2020-06-17 18:00 | 4027 | 6 | 17 | 19 | 4954.827 | 4.9548 | 10.3847 | 31257.5 | 0 | 0 | 0 | 0 | 0 | 0 | 0 | 10.3847 | 31257.5 | 0 | 0 | 0 | 0 | 0 | 0 | 0 | 10.3847 | 31257.5 | 0 | 0 | 0 | 0 | 0 | 0 | 0 | 5.4299 | 5.4299 | 5.4299
[20 empty] | 2020-06-17 19:00 | 4028 | 6 | 17 | 20 | 0 | 0 | 22.8266 | 9042.42 | 10.2461 | 34.9597 | 0 | 0 | 0 | 78443.5 | 0 | 22.8266 | 9042.42 | 10.246 | 34.9594 | 0 | 0 | 0 | 78442.9 | 0 | 22.8266 | 9042.42 | 10.2461 | 34.9597 | 0 | 0 | 0 | 78443.5 | 0 | 22.8266 | 22.8266 | 22.8266
[20 empty] | 2020-06-17 20:00 | 4029 | 6 | 17 | 21 | 0 | 0 | 7.3463 | 9115.75 | 0 | 0 | 0 | 0 | 0 | 0 | 0 | 7.3463 | 9115.75 | 0 | 0 | 0 | 0 | 0 | 0 | 0 | 7.3463 | 9115.75 | 0 | 0 | 0 | 0 | 0 | 0 | 0 | 7.3463 | 7.3463 | 7.3463
[20 empty] | 2020-06-17 21:00 | 4030 | 6 | 17 | 22 | 0 | 0 | 7.3463 | 9115.75 | 0 | 0 | 0 | 0 | 0 | 0 | 0 | 7.3463 | 9115.75 | 0 | 0 | 0 | 0 | 0 | 0 | 0 | 7.3463 | 9115.75 | 0 | 0 | 0 | 0 | 0 | 0 | 0 | 7.3463 | 7.3463 | 7.3463
[20 empty] | 2020-06-17 22:00 | 4031 | 6 | 17 | 23 | 0 | 0 | 7.3463 | 9115.75 | 0 | 0 | 0 | 0 | 0 | 0 | 0 | 7.3463 | 9115.75 | 0 | 0 | 0 | 0 | 0 | 0 | 0 | 7.3463 | 9115.75 | 0 | 0 | 0 | 0 | 0 | 0 | 0 | 7.3463 | 7.3463 | 7.3463
[20 empty] | 2020-06-17 23:00 | 4032 | 6 | 17 | 24 | 0 | 0 | 21.2706 | 9262.4 | 10.2093 | 34.8341 | 0 | 0 | 0 | 77921.6 | 0 | 21.2705 | 9262.4 | 10.2092 | 34.8338 | 0 | 0 | 0 | 77921 | 0 | 21.2706 | 9262.4 | 10.2093 | 34.8341 | 0 | 0 | 0 | 77921.8 | 0 | 21.2706 | 21.2705 | 21.2706
[20 empty] | 2020-06-18 | 4033 | 6 | 18 | 1 | 0 | 0 | 7.3463 | 9189.07 | 0 | 0 | 0 | 0 | 0 | 0 | 0 | 7.3463 | 9189.07 | 0 | 0 | 0 | 0 | 0 | 0 | 0 | 7.3463 | 9189.07 | 0 | 0 | 0 | 0 | 0 | 0 | 0 | 7.3463 | 7.3463 | 7.3463
[20 empty] | 2020-06-18 01:00 | 4034 | 6 | 18 | 2 | 0 | 0 | 7.3463 | 9189.07 | 0 | 0 | 0 | 0 | 0 | 0 | 0 | 7.3463 | 9189.07 | 0 | 0 | 0 | 0 | 0 | 0 | 0 | 7.3463 | 9189.07 | 0 | 0 | 0 | 0 | 0 | 0 | 0 | 7.3463 | 7.3463 | 7.3463
[20 empty] | 2020-06-18 02:00 | 4035 | 6 | 18 | 3 | 0 | 0 | 7.3463 | 9335.73 | 0 | 0 | 0 | 0 | 0 | 0 | 0 | 7.3463 | 9335.73 | 0 | 0 | 0 | 0 | 0 | 0 | 0 | 7.3463 | 9335.73 | 0 | 0 | 0 | 0 | 0 | 0 | 0 | 7.3463 | 7.3463 | 7.3463
[20 empty] | 2020-06-18 03:00 | 4036 | 6 | 18 | 4 | 0 | 0 | 7.3463 | 9262.4 | 0 | 0 | 0 | 0 | 0 | 0 | 0 | 7.3463 | 9262.4 | 0 | 0 | 0 | 0 | 0 | 0 | 0 | 7.3463 | 9262.4 | 0 | 0 | 0 | 0 | 0 | 0 | 0 | 7.3463 | 7.3463 | 7.3463
[20 empty] | 2020-06-18 04:00 | 4037 | 6 | 18 | 5 | 0 | 0 | 22.781 | 9262.4 | 10.2004 | 34.8038 | 0 | 0 | 0 | 77861 | 0 | 22.7809 | 9262.4 | 10.2003 | 34.8034 | 0 | 0 | 0 | 77860.3 | 0 | 22.781 | 9262.4 | 10.2004 | 34.8038 | 0 | 0 | 0 | 77861.1 | 0 | 22.781 | 22.7809 | 22.781
[20 empty] | 2020-06-18 05:00 | 4038 | 6 | 18 | 6 | 20140.373 | 20.1404 | 28.26 | 31330.8 | 13.5277 | 46.1565 | 0 | 0 | 0 | 103318 | 0 | 29.2708 | 31330.8 | 14.378 | 49.0577 | 0 | 0 | 0 | 109804 | 0 | 30.2283 | 31330.8 | 15.1962 | 51.8494 | 0 | 0 | 0 | 116048 | 0 | 8.1196 | 9.1304 | 10.0879
[20 empty] | 2020-06-18 06:00 | 4039 | 6 | 18 | 7 | 37573.906 | 37.5739 | 191.473 | 80892.9 | 92.9437 | 317.1239 | 0 | 0 | 0 | 710895 | -72.5151 | 195.955 | 80892.9 | 97.1786 | 331.5734 | 0 | 0 | 0 | 742827 | -93.5017 | 200.554 | 80892.9 | 101.421 | 346.0485 | 0 | 0 | 0 | 774812 | -146.603 | 153.8991 | 158.3811 | 162.9801
[20 empty] | 2020-06-18 07:00 | 4040 | 6 | 18 | 8 | 114118.493 | 114.1185 | 222.859 | 80892.9 | 96.244 | 328.3845 | 0 | 0 | 0 | 727680 | -78.8071 | 228.577 | 80892.9 | 101.435 | 346.0962 | 0 | 0 | 0 | 766845 | -86.9678 | 234.316 | 80892.9 | 106.622 | 363.7943 | 0 | 0 | 0 | 805980 | -79.6506 | 108.7405 | 114.4585 | 120.1975
[20 empty] | 2020-06-18 08:00 | 4041 | 6 | 18 | 9 | 183314.598 | 183.3146 | 254.081 | 55668.9 | 119.419 | 407.4576 | 0 | 0 | 0 | 900435 | -49.3952 | 261.759 | 55668.9 | 126.271 | 430.8367 | 0 | 0 | 0 | 948433 | -101.574 | 269.913 | 55668.9 | 133.413 | 455.2052 | 0 | 0 | 0 | 998169 | -150.995 | 70.7664 | 78.4444 | 86.5984
[20 empty] | 2020-06-18 09:00 | 4042 | 6 | 18 | 10 | 181815.575 | 181.8156 | 264.183 | 55522.2 | 126.93 | 433.0852 | 0 | 0 | 0 | 946438 | -38.4829 | 272.637 | 55522.2 | 134.235 | 458.0098 | 0 | 0 | 0 | 996339 | -43.2493 | 281.938 | 55522.2 | 142.148 | 485.009 | 0 | 0 | 0 | 1051100 | -100.319 | 82.3674 | 90.8214 | 100.1224
[20 empty] | 2020-06-18 10:00 | 4043 | 6 | 18 | 11 | 154001.729 | 154.0017 | 244.899 | 126659 | 125.464 | 428.0832 | 0 | 0 | 0 | 941689 | -3.9424 | 253.727 | 126659 | 133.075 | 454.0519 | 0 | 0 | 0 | 994103 | -3.9426 | 263.193 | 126659 | 141.109 | 481.4639 | 0 | 0 | 0 | 1050040 | -16.9614 | 90.8973 | 99.7253 | 109.1913
[20 empty] | 2020-06-18 11:00 | 4044 | 6 | 18 | 12 | 260353.923 | 260.3539 | 285.111 | 126659 | 139.001 | 474.2714 | 0 | 0 | 0 | 1052140 | -38.0823 | 295.08 | 126659 | 147.444 | 503.0789 | 0 | 0 | 0 | 1107720 | -38.0824 | 305.425 | 126659 | 156.126 | 532.7019 | 0 | 0 | 0 | 1167520 | -38.0823 | 24.7571 | 34.7261 | 45.0711
[20 empty] | 2020-06-18 12:00 | 4045 | 6 | 18 | 13 | 261338.444 | 261.3384 | 232.566 | 86551.7 | 136.116 | 464.4278 | 0 | 0 | 0 | 1031640 | -3.716 | 242.602 | 86551.7 | 144.565 | 493.2558 | 0 | 0 | 0 | 1090520 | -3.716 | 253.208 | 86551.7 | 153.445 | 523.5543 | 0 | 0 | 0 | 1153170 | -3.716 | -28.7724 | -18.7364 | -8.1304
[20 empty] | 2020-06-18 13:00 | 4046 | 6 | 18 | 14 | 85156.311 | 85.1563 | 224.537 | 55375.5 | 134.482 | 458.8526 | 0 | 0 | 0 | 990689 | -15.5349 | 235.092 | 55375.5 | 143.272 | 488.8441 | 0 | 0 | 0 | 1052130 | -15.5349 | 246.078 | 55375.5 | 152.358 | 519.8455 | 0 | 0 | 0 | 1115500 | -15.5349 | 139.3807 | 149.9357 | 160.9217
[20 empty] | 2020-06-18 14:00 | 4047 | 6 | 18 | 15 | 216918.684 | 216.9187 | 193.425 | 55375.5 | 119.151 | 406.5432 | 0 | 0 | 0 | 839400 | 0 | 203.76 | 55375.5 | 127.61 | 435.4053 | 0 | 0 | 0 | 898035 | 0 | 214.396 | 55375.5 | 136.223 | 464.7929 | 0 | 0 | 0 | 957401 | 0 | -23.4937 | -13.1587 | -2.5227
[20 empty] | 2020-06-18 15:00 | 4048 | 6 | 18 | 16 | 174686.222 | 174.6862 | 183.978 | 30597.4 | 110.255 | 376.1901 | 0 | 0 | 0 | 770452 | -5.2343 | 194.507 | 30597.4 | 118.586 | 404.6154 | 0 | 0 | 0 | 829068 | -5.2344 | 205.301 | 30597.4 | 127.024 | 433.4059 | 0 | 0 | 0 | 887551 | -5.2343 | 9.2918 | 19.8208 | 30.6148
[20 empty] | 2020-06-18 16:00 | 4049 | 6 | 18 | 17 | 61348.614 | 61.3486 | 14.694 | 30597.4 | 0 | 0 | 0 | 0 | 0 | 0 | 0 | 14.694 | 30597.4 | 0 | 0 | 0 | 0 | 0 | 0 | 0 | 14.694 | 30597.4 | 0 | 0 | 0 | 0 | 0 | 0 | 0 | -46.6546 | -46.6546 | -46.6546
[20 empty] | 2020-06-18 17:00 | 4050 | 6 | 18 | 18 | 48367.817 | 48.3678 | 13.7827 | 30817.4 | 0 | 0 | 0 | 0 | 0 | 0 | 0 | 13.7827 | 30817.4 | 0 | 0 | 0 | 0 | 0 | 0 | 0 | 13.7827 | 30817.4 | 0 | 0 | 0 | 0 | 0 | 0 | 0 | -34.5851 | -34.5851 | -34.5851
[20 empty] | 2020-06-18 18:00 | 4051 | 6 | 18 | 19 | 14279.408 | 14.2794 | 10.3847 | 30964.1 | 0 | 0 | 0 | 0 | 0 | 0 | 0 | 10.3847 | 30964.1 | 0 | 0 | 0 | 0 | 0 | 0 | 0 | 10.3847 | 30964.1 | 0 | 0 | 0 | 0 | 0 | 0 | 0 | -3.8947 | -3.8947 | -3.8947
[20 empty] | 2020-06-18 19:00 | 4052 | 6 | 18 | 20 | 0 | 0 | 23.3208 | 8602.46 | 10.7402 | 36.6456 | 0 | 0 | 0 | 78508.4 | 0 | 23.3207 | 8602.46 | 10.7401 | 36.6452 | 0 | 0 | 0 | 78507.7 | 0 | 23.3208 | 8602.46 | 10.7402 | 36.6456 | 0 | 0 | 0 | 78508.4 | 0 | 23.3208 | 23.3207 | 23.3208
[20 empty] | 2020-06-18 20:00 | 4053 | 6 | 18 | 21 | 0 | 0 | 7.3463 | 8822.44 | 0 | 0 | 0 | 0 | 0 | 0 | 0 | 7.3463 | 8822.44 | 0 | 0 | 0 | 0 | 0 | 0 | 0 | 7.3463 | 8822.44 | 0 | 0 | 0 | 0 | 0 | 0 | 0 | 7.3463 | 7.3463 | 7.3463
[20 empty] | 2020-06-18 21:00 | 4054 | 6 | 18 | 22 | 0 | 0 | 7.3463 | 8895.77 | 0 | 0 | 0 | 0 | 0 | 0 | 0 | 7.3463 | 8895.77 | 0 | 0 | 0 | 0 | 0 | 0 | 0 | 7.3463 | 8895.77 | 0 | 0 | 0 | 0 | 0 | 0 | 0 | 7.3463 | 7.3463 | 7.3463
[20 empty] | 2020-06-18 22:00 | 4055 | 6 | 18 | 23 | 0 | 0 | 7.3463 | 8895.77 | 0 | 0 | 0 | 0 | 0 | 0 | 0 | 7.3463 | 8895.77 | 0 | 0 | 0 | 0 | 0 | 0 | 0 | 7.3463 | 8895.77 | 0 | 0 | 0 | 0 | 0 | 0 | 0 | 7.3463 | 7.3463 | 7.3463
[20 empty] | 2020-06-18 23:00 | 4056 | 6 | 18 | 24 | 0 | 0 | 21.9343 | 8749.11 | 10.4677 | 35.7158 | 0 | 0 | 0 | 78112.1 | 0 | 21.9342 | 8749.11 | 10.4676 | 35.7155 | 0 | 0 | 0 | 78111.5 | 0 | 21.9343 | 8749.11 | 10.4677 | 35.7158 | 0 | 0 | 0 | 78112.2 | 0 | 21.9343 | 21.9342 | 21.9343
[20 empty] | 2020-06-19 | 4057 | 6 | 19 | 1 | 0 | 0 | 7.7516 | 8969.09 | 0 | 0 | 0 | 0 | 0 | 0 | 0 | 7.7516 | 8969.09 | 0 | 0 | 0 | 0 | 0 | 0 | 0 | 7.7516 | 8969.09 | 0 | 0 | 0 | 0 | 0 | 0 | 0 | 7.7516 | 7.7516 | 7.7516
[20 empty] | 2020-06-19 01:00 | 4058 | 6 | 19 | 2 | 0 | 0 | 7.7516 | 8969.09 | 0 | 0 | 0 | 0 | 0 | 0 | 0 | 7.7516 | 8969.09 | 0 | 0 | 0 | 0 | 0 | 0 | 0 | 7.7516 | 8969.09 | 0 | 0 | 0 | 0 | 0 | 0 | 0 | 7.7516 | 7.7516 | 7.7516
[20 empty] | 2020-06-19 02:00 | 4059 | 6 | 19 | 3 | 0 | 0 | 7.7516 | 8822.44 | 0 | 0 | 0 | 0 | 0 | 0 | 0 | 7.7516 | 8822.44 | 0 | 0 | 0 | 0 | 0 | 0 | 0 | 7.7516 | 8822.44 | 0 | 0 | 0 | 0 | 0 | 0 | 0 | 7.7516 | 7.7516 | 7.7516
[20 empty] | 2020-06-19 03:00 | 4060 | 6 | 19 | 4 | 0 | 0 | 21.6539 | 8895.77 | 10.1873 | 34.7591 | 0 | 0 | 0 | 77759.5 | 0 | 21.6539 | 8895.77 | 10.1872 | 34.7587 | 0 | 0 | 0 | 77759 | 0 | 21.6539 | 8895.77 | 10.1873 | 34.7591 | 0 | 0 | 0 | 77759.7 | 0 | 21.6539 | 21.6539 | 21.6539
[20 empty] | 2020-06-19 04:00 | 4061 | 6 | 19 | 5 | 0 | 0 | 7.7516 | 8895.77 | 0 | 0 | 0 | 0 | 0 | 0 | 0 | 7.7516 | 8895.77 | 0 | 0 | 0 | 0 | 0 | 0 | 0 | 7.7516 | 8895.77 | 0 | 0 | 0 | 0 | 0 | 0 | 0 | 7.7516 | 7.7516 | 7.7516
[20 empty] | 2020-06-19 05:00 | 4062 | 6 | 19 | 6 | 17609.111 | 17.6091 | 7.4746 | 8822.44 | 0 | 0 | 0 | 0 | 0 | 0 | 0 | 7.4679 | 8822.44 | 0 | 0 | 0 | 0 | 0 | 0 | 0 | 7.4679 | 8822.44 | 0 | 0 | 0 | 0 | 0 | 0 | 0 | -10.1345 | -10.1412 | -10.1412
[20 empty] | 2020-06-19 06:00 | 4063 | 6 | 19 | 7 | 53010.113 | 53.0101 | 7.4679 | 8602.46 | 0 | 0 | 0 | 0 | 0 | 0 | 0 | 7.4679 | 8602.46 | 0 | 0 | 0 | 0 | 0 | 0 | 0 | 7.4679 | 8602.46 | 0 | 0 | 0 | 0 | 0 | 0 | 0 | -45.5422 | -45.5422 | -45.5422
[20 empty] | 2020-06-19 07:00 | 4064 | 6 | 19 | 8 | 106082.142 | 106.0821 | 7.4679 | 8602.46 | 0 | 0 | 0 | 0 | 0 | 0 | 0 | 7.4679 | 8602.46 | 0 | 0 | 0 | 0 | 0 | 0 | 0 | 7.4679 | 8602.46 | 0 | 0 | 0 | 0 | 0 | 0 | 0 | -98.6143 | -98.6143 | -98.6143
[20 empty] | 2020-06-19 08:00 | 4065 | 6 | 19 | 9 | 132965.531 | 132.9655 | 22.5084 | 8235.83 | 11.3255 | 38.6426 | 0 | 0 | 0 | 77687.6 | 0 | 22.5084 | 8235.83 | 11.3255 | 38.6426 | 0 | 0 | 0 | 77687.1 | 0 | 22.5084 | 8235.83 | 11.3255 | 38.6426 | 0 | 0 | 0 | 77687.6 | 0 | -110.4571 | -110.4571 | -110.4571
[20 empty] | 2020-06-19 09:00 | 4066 | 6 | 19 | 10 | 155407.263 | 155.4073 | 7.4679 | 8162.51 | 0 | 0 | 0 | 0 | 0 | 0 | 0 | 7.4679 | 8162.51 | 0 | 0 | 0 | 0 | 0 | 0 | 0 | 7.4679 | 8162.51 | 0 | 0 | 0 | 0 | 0 | 0 | 0 | -147.9394 | -147.9394 | -147.9394
[20 empty] | 2020-06-19 10:00 | 4067 | 6 | 19 | 11 | 265620.066 | 265.6201 | 7.4679 | 8162.51 | 0 | 0 | 0 | 0 | 0 | 0 | 0 | 7.4679 | 8162.51 | 0 | 0 | 0 | 0 | 0 | 0 | 0 | 7.4679 | 8162.51 | 0 | 0 | 0 | 0 | 0 | 0 | 0 | -258.1522 | -258.1522 | -258.1522
[20 empty] | 2020-06-19 11:00 | 4068 | 6 | 19 | 12 | 103214.26 | 103.2143 | 7.4679 | 8015.86 | 0 | 0 | 0 | 0 | 0 | 0 | 0 | 7.4679 | 8015.86 | 0 | 0 | 0 | 0 | 0 | 0 | 0 | 17.978 | 8015.86 | 8.8065 | 30.0479 | 0 | 0 | 0 | 58284.5 | 0 | -95.7464 | -95.7464 | -85.2363
[20 empty] | 2020-06-19 12:00 | 4069 | 6 | 19 | 13 | 283282.669 | 283.2827 | 22.8452 | 8015.86 | 11.6623 | 39.7918 | 0 | 0 | 0 | 77176.1 | 0 | 22.8451 | 8015.86 | 11.6622 | 39.7914 | 0 | 0 | 0 | 77175.5 | 0 | 34.4508 | 8015.86 | 20.278 | 69.1885 | 0 | 0 | 0 | 134077 | -123.002 | -260.4375 | -260.4376 | -248.8319
[20 empty] | 2020-06-19 13:00 | 4070 | 6 | 19 | 14 | 265676.003 | 265.676 | 7.4679 | 8015.86 | 0 | 0 | 0 | 0 | 0 | 0 | 0 | 7.4679 | 8015.86 | 0 | 0 | 0 | 0 | 0 | 0 | 0 | 19.115 | 8015.86 | 8.6572 | 29.5384 | 0 | 0 | 0 | 57152.4 | -190.566 | -258.2081 | -258.2081 | -246.561
[20 empty] | 2020-06-19 14:00 | 4071 | 6 | 19 | 15 | 235879.229 | 235.8792 | 7.4679 | 8309.16 | 0 | 0 | 0 | 0 | 0 | 0 | 0 | 7.4679 | 8309.16 | 0 | 0 | 0 | 0 | 0 | 0 | 0 | 18.9422 | 8309.16 | 8.4844 | 28.9489 | 0 | 0 | 0 | 58761.6 | -188.516 | -228.4113 | -228.4113 | -216.937
[20 empty] | 2020-06-19 15:00 | 4072 | 6 | 19 | 16 | 190662.487 | 190.6625 | 7.4679 | 8309.16 | 0 | 0 | 0 | 0 | 0 | 0 | 0 | 16.9692 | 8309.16 | 7.9221 | 27.0302 | 0 | 0 | 0 | 55010.5 | 0 | 18.8152 | 8309.16 | 8.3574 | 28.5155 | 0 | 0 | 0 | 57911.9 | -114.386 | -183.1946 | -173.6933 | -171.8473
[20 empty] | 2020-06-19 16:00 | 4073 | 6 | 19 | 17 | 138435.872 | 138.4359 | 15.9389 | 8309.16 | 7.0451 | 24.0379 | 0 | 0 | 0 | 48898.8 | 0 | 18.4116 | 8309.16 | 8.0636 | 27.5131 | 0 | 0 | 0 | 55878.5 | -57.6665 | 30.3677 | 8309.16 | 18.0286 | 61.5136 | 0 | 0 | 0 | 125072 | -130.015 | -122.497 | -120.0243 | -108.0682
[20 empty] | 2020-06-19 17:00 | 4074 | 6 | 19 | 18 | 72052.419 | 72.0524 | 31.1213 | 8602.46 | 17.3148 | 59.0781 | 0 | 0 | 0 | 125922 | -32.705 | 32.5195 | 8602.46 | 18.4121 | 62.8221 | 0 | 0 | 0 | 133898 | -71.8387 | 60.9195 | 8602.46 | 41.8561 | 142.813 | 0 | 0 | 0 | 304523 | -152.995 | -40.9311 | -39.5329 | -11.1329
[20 empty] | 2020-06-19 18:00 | 4075 | 6 | 19 | 19 | 14664.819 | 14.6648 | 16.6594 | 8749.11 | 6.5699 | 22.4164 | 0 | 0 | 0 | 48925.1 | -17.6596 | 18.0482 | 8749.11 | 7.6571 | 26.1259 | 0 | 0 | 0 | 57023.5 | -34.4408 | 40.5473 | 8749.11 | 26.0681 | 88.9444 | 0 | 0 | 0 | 194144 | -66.5542 | 1.9946 | 3.3834 | 25.8825
[20 empty] | 2020-06-19 19:00 | 4076 | 6 | 19 | 20 | 0 | 0 | 15.4842 | 8749.11 | 6.327 | 21.5877 | 0 | 0 | 0 | 47117 | 0 | 17.892 | 8749.11 | 7.3086 | 24.9371 | 0 | 0 | 0 | 54429.9 | -1.5691 | 18.9703 | 8749.11 | 8.134 | 27.7533 | 0 | 0 | 0 | 60577.4 | -2.2854 | 15.4842 | 17.892 | 18.9703
[20 empty] | 2020-06-19 20:00 | 4077 | 6 | 19 | 21 | 0 | 0 | 7.7516 | 8969.09 | 0 | 0 | 0 | 0 | 0 | 0 | 0 | 16.2961 | 8969.09 | 6.9902 | 23.8507 | 0 | 0 | 0 | 53337.6 | 0 | 17.2117 | 8969.09 | 7.7385 | 26.4036 | 0 | 0 | 0 | 59046.6 | 0 | 7.7516 | 16.2961 | 17.2117
[20 empty] | 2020-06-19 21:00 | 4078 | 6 | 19 | 22 | 0 | 0 | 7.7516 | 8969.09 | 0 | 0 | 0 | 0 | 0 | 0 | 0 | 16.2313 | 8969.09 | 6.9323 | 23.6529 | 0 | 0 | 0 | 52894.5 | 0 | 17.0841 | 8969.09 | 7.6289 | 26.0298 | 0 | 0 | 0 | 58209.9 | 0 | 7.7516 | 16.2313 | 17.0841
[20 empty] | 2020-06-19 22:00 | 4079 | 6 | 19 | 23 | 0 | 0 | 21.5442 | 8969.09 | 10.0776 | 34.3848 | 0 | 0 | 0 | 76909.9 | 0 | 21.5441 | 8969.09 | 10.0775 | 34.3844 | 0 | 0 | 0 | 76909.3 | 0 | 30.8047 | 8969.09 | 17.6345 | 60.1689 | 0 | 0 | 0 | 134571 | 0 | 21.5442 | 21.5441 | 30.8047
[20 empty] | 2020-06-19 23:00 | 4080 | 6 | 19 | 24 | 0 | 0 | 7.7516 | 9042.42 | 0 | 0 | 0 | 0 | 0 | 0 | 0 | 7.7516 | 9042.42 | 0 | 0 | 0 | 0 | 0 | 0 | 0 | 7.7516 | 9042.42 | 0 | 0 | 0 | 0 | 0 | 0 | 0 | 7.7516 | 7.7516 | 7.7516
[20 empty] | 2020-06-20 | 4081 | 6 | 20 | 1 | 0 | 0 | 7.7516 | 9042.42 | 0 | 0 | 0 | 0 | 0 | 0 | 0 | 7.7516 | 9042.42 | 0 | 0 | 0 | 0 | 0 | 0 | 0 | 7.7516 | 9042.42 | 0 | 0 | 0 | 0 | 0 | 0 | 0 | 7.7516 | 7.7516 | 7.7516
[20 empty] | 2020-06-20 01:00 | 4082 | 6 | 20 | 2 | 0 | 0 | 7.7516 | 9042.42 | 0 | 0 | 0 | 0 | 0 | 0 | 0 | 7.7516 | 9042.42 | 0 | 0 | 0 | 0 | 0 | 0 | 0 | 7.7516 | 9042.42 | 0 | 0 | 0 | 0 | 0 | 0 | 0 | 7.7516 | 7.7516 | 7.7516
[20 empty] | 2020-06-20 02:00 | 4083 | 6 | 20 | 3 | 0 | 0 | 21.4809 | 9189.07 | 10.0143 | 34.1688 | 0 | 0 | 0 | 76429.6 | 0 | 7.7516 | 9189.07 | 0 | 0 | 0 | 0 | 0 | 0 | 0 | 21.4809 | 9189.07 | 10.0143 | 34.1688 | 0 | 0 | 0 | 76429.8 | 0 | 21.4809 | 7.7516 | 21.4809
[20 empty] | 2020-06-20 03:00 | 4084 | 6 | 20 | 4 | 0 | 0 | 7.7516 | 9262.4 | 0 | 0 | 0 | 0 | 0 | 0 | 0 | 21.5193 | 9262.4 | 10.0527 | 34.2998 | 0 | 0 | 0 | 76718.5 | 0 | 7.7516 | 9262.4 | 0 | 0 | 0 | 0 | 0 | 0 | 0 | 7.7516 | 21.5193 | 7.7516
[20 empty] | 2020-06-20 04:00 | 4085 | 6 | 20 | 5 | 0 | 0 | 7.7516 | 9262.4 | 0 | 0 | 0 | 0 | 0 | 0 | 0 | 7.7516 | 9262.4 | 0 | 0 | 0 | 0 | 0 | 0 | 0 | 7.7516 | 9262.4 | 0 | 0 | 0 | 0 | 0 | 0 | 0 | 7.7516 | 7.7516 | 7.7516
[20 empty] | 2020-06-20 05:00 | 4086 | 6 | 20 | 6 | 20500.821 | 20.5008 | 7.4736 | 9115.75 | 0 | 0 | 0 | 0 | 0 | 0 | 0 | 7.4679 | 9115.75 | 0 | 0 | 0 | 0 | 0 | 0 | 0 | 7.4679 | 9115.75 | 0 | 0 | 0 | 0 | 0 | 0 | 0 | -13.0272 | -13.0329 | -13.0329
[20 empty] | 2020-06-20 06:00 | 4087 | 6 | 20 | 7 | 85655.182 | 85.6552 | 7.4679 | 9115.75 | 0 | 0 | 0 | 0 | 0 | 0 | 0 | 7.4679 | 9115.75 | 0 | 0 | 0 | 0 | 0 | 0 | 0 | 7.4679 | 9115.75 | 0 | 0 | 0 | 0 | 0 | 0 | 0 | -78.1873 | -78.1873 | -78.1873
[20 empty] | 2020-06-20 07:00 | 4088 | 6 | 20 | 8 | 160621.098 | 160.6211 | 21.1943 | 9115.75 | 10.0114 | 34.1589 | 0 | 0 | 0 | 76392.8 | 0 | 21.1747 | 9115.75 | 9.9918 | 34.092 | 0 | 0 | 0 | 76242.8 | 0 | 21.1943 | 9115.75 | 10.0114 | 34.1589 | 0 | 0 | 0 | 76392.9 | 0 | -139.4268 | -139.4464 | -139.4268
[20 empty] | 2020-06-20 08:00 | 4089 | 6 | 20 | 9 | 218382.843 | 218.3828 | 7.4679 | 8749.11 | 0 | 0 | 0 | 0 | 0 | 0 | 0 | 7.4679 | 8749.11 | 0 | 0 | 0 | 0 | 0 | 0 | 0 | 7.4679 | 8749.11 | 0 | 0 | 0 | 0 | 0 | 0 | 0 | -210.915 | -210.915 | -210.915
[20 empty] | 2020-06-20 09:00 | 4090 | 6 | 20 | 10 | 261591.298 | 261.5913 | 7.4679 | 8529.14 | 0 | 0 | 0 | 0 | 0 | 0 | 0 | 7.4679 | 8529.14 | 0 | 0 | 0 | 0 | 0 | 0 | 0 | 7.4679 | 8529.14 | 0 | 0 | 0 | 0 | 0 | 0 | 0 | -254.1234 | -254.1234 | -254.1234
[20 empty] | 2020-06-20 10:00 | 4091 | 6 | 20 | 11 | 288663.791 | 288.6638 | 7.4679 | 8529.14 | 0 | 0 | 0 | 0 | 0 | 0 | 0 | 7.4679 | 8529.14 | 0 | 0 | 0 | 0 | 0 | 0 | 0 | 17.3262 | 8529.14 | 8.1547 | 27.824 | 0 | 0 | 0 | 58676.1 | 0 | -281.1959 | -281.1959 | -271.3376
[20 empty] | 2020-06-20 11:00 | 4092 | 6 | 20 | 12 | 301392.571 | 301.3926 | 7.4679 | 8529.14 | 0 | 0 | 0 | 0 | 0 | 0 | 0 | 7.4679 | 8529.14 | 0 | 0 | 0 | 0 | 0 | 0 | 0 | 7.4679 | 8529.14 | 0 | 0 | 0 | 0 | 0 | 0 | 0 | -293.9247 | -293.9247 | -293.9247
[20 empty] | 2020-06-20 12:00 | 4093 | 6 | 20 | 13 | 298160.932 | 298.1609 | 21.655 | 8602.46 | 10.4721 | 35.7308 | 0 | 0 | 0 | 76230.2 | 0 | 21.6527 | 8602.46 | 10.4698 | 35.723 | 0 | 0 | 0 | 76213.1 | 0 | 21.655 | 8602.46 | 10.4721 | 35.7308 | 0 | 0 | 0 | 76230.4 | 0 | -276.5059 | -276.5082 | -276.5059
[20 empty] | 2020-06-20 13:00 | 4094 | 6 | 20 | 14 | 281320.382 | 281.3204 | 7.4679 | 8602.46 | 0 | 0 | 0 | 0 | 0 | 0 | 0 | 7.4679 | 8602.46 | 0 | 0 | 0 | 0 | 0 | 0 | 0 | 17.4162 | 8602.46 | 8.2447 | 28.131 | 0 | 0 | 0 | 60048.3 | 0 | -273.8525 | -273.8525 | -263.9042
[20 empty] | 2020-06-20 14:00 | 4095 | 6 | 20 | 15 | 248566.639 | 248.5666 | 15.7473 | 8382.48 | 6.8757 | 23.4599 | 0 | 0 | 0 | 48275.5 | 0 | 16.8575 | 8382.48 | 7.8134 | 26.6592 | 0 | 0 | 0 | 54915.6 | 0 | 41.0357 | 8382.48 | 26.8943 | 91.7634 | 0 | 0 | 0 | 188858 | -60.4214 | -232.8193 | -231.7091 | -207.5309
[20 empty] | 2020-06-20 15:00 | 4096 | 6 | 20 | 16 | 202526.665 | 202.5267 | 16.6845 | 8455.81 | 6.6589 | 22.7202 | 0 | 0 | 0 | 47255.4 | -21.6156 | 27.7568 | 8455.81 | 15.8437 | 54.0587 | 0 | 0 | 0 | 112544 | -39.9417 | 47.2351 | 8455.81 | 31.8795 | 108.7729 | 0 | 0 | 0 | 226332 | -341.296 | -185.8422 | -174.7699 | -155.2916
[20 empty] | 2020-06-20 16:00 | 4097 | 6 | 20 | 17 | 145135.748 | 145.1357 | 17.0828 | 8455.81 | 6.9689 | 23.7779 | 0 | 0 | 0 | 49443 | -45.3543 | 28.0892 | 8455.81 | 16.0564 | 54.7844 | 0 | 0 | 0 | 113971 | -174.003 | 36.5585 | 8455.81 | 23.0138 | 78.5231 | 0 | 0 | 0 | 163345 | -239.689 | -128.0529 | -117.0465 | -108.5772
[20 empty] | 2020-06-20 17:00 | 4098 | 6 | 20 | 18 | 73884.457 | 73.8845 | 31.0671 | 8675.79 | 17.216 | 58.741 | 0 | 0 | 0 | 126724 | -38.3611 | 57.4752 | 8675.79 | 39.0287 | 133.1659 | 0 | 0 | 0 | 287423 | -93.3926 | 62.608 | 8675.79 | 43.1268 | 147.1486 | 0 | 0 | 0 | 317473 | -214.498 | -42.8174 | -16.4093 | -11.2765
[20 empty] | 2020-06-20 18:00 | 4099 | 6 | 20 | 19 | 14840.146 | 14.8401 | 16.7343 | 8822.44 | 6.6113 | 22.5579 | 0 | 0 | 0 | 49837.4 | -11.1205 | 27.1369 | 8822.44 | 15.1192 | 51.5867 | 0 | 0 | 0 | 113976 | -22.2256 | 47.0182 | 8822.44 | 31.3205 | 106.8655 | 0 | 0 | 0 | 236110 | -55.4621 | 1.8942 | 12.2968 | 32.1781
[20 empty] | 2020-06-20 19:00 | 4100 | 6 | 20 | 20 | 0 | 0 | 15.5602 | 8822.44 | 6.3701 | 21.7347 | 0 | 0 | 0 | 48018.1 | 0 | 16.694 | 8822.44 | 7.3035 | 24.9195 | 0 | 0 | 0 | 55054.9 | 0 | 27.5085 | 8822.44 | 16.2096 | 55.3072 | 0 | 0 | 0 | 122194 | 0 | 15.5602 | 16.694 | 27.5085
[20 empty] | 2020-06-20 20:00 | 4101 | 6 | 20 | 21 | 0 | 0 | 15.311 | 8895.77 | 6.1557 | 21.0034 | 0 | 0 | 0 | 46971.1 | 0 | 16.3248 | 8895.77 | 6.9916 | 23.8554 | 0 | 0 | 0 | 53348.3 | 0 | 17.1926 | 8895.77 | 7.6949 | 26.255 | 0 | 0 | 0 | 58714.5 | 0 | 15.311 | 16.3248 | 17.1926
[20 empty] | 2020-06-20 21:00 | 4102 | 6 | 20 | 22 | 0 | 0 | 7.7516 | 8969.09 | 0 | 0 | 0 | 0 | 0 | 0 | 0 | 16.1734 | 8969.09 | 6.8743 | 23.4552 | 0 | 0 | 0 | 52453.5 | 0 | 16.9951 | 8969.09 | 7.5399 | 25.726 | 0 | 0 | 0 | 57532 | 0 | 7.7516 | 16.1734 | 16.9951
[20 empty] | 2020-06-20 22:00 | 4103 | 6 | 20 | 23 | 0 | 0 | 21.4142 | 8969.09 | 9.9476 | 33.9412 | 0 | 0 | 0 | 75905.5 | 0 | 29.776 | 8969.09 | 16.762 | 57.1919 | 0 | 0 | 0 | 127901 | 0 | 30.582 | 8969.09 | 17.4118 | 59.4091 | 0 | 0 | 0 | 132860 | 0 | 21.4142 | 29.776 | 30.582
[20 empty] | 2020-06-20 23:00 | 4104 | 6 | 20 | 24 | 0 | 0 | 7.3463 | 9042.42 | 0 | 0 | 0 | 0 | 0 | 0 | 0 | 7.3463 | 9042.42 | 0 | 0 | 0 | 0 | 0 | 0 | 0 | 7.3463 | 9042.42 | 0 | 0 | 0 | 0 | 0 | 0 | 0 | 7.3463 | 7.3463 | 7.3463
[20 empty] | 2020-06-21 | 4105 | 6 | 21 | 1 | 0 | 0 | 7.3463 | 9042.42 | 0 | 0 | 0 | 0 | 0 | 0 | 0 | 7.3463 | 9042.42 | 0 | 0 | 0 | 0 | 0 | 0 | 0 | 7.3463 | 9042.42 | 0 | 0 | 0 | 0 | 0 | 0 | 0 | 7.3463 | 7.3463 | 7.3463
[20 empty] | 2020-06-21 01:00 | 4106 | 6 | 21 | 2 | 0 | 0 | 7.3463 | 9042.42 | 0 | 0 | 0 | 0 | 0 | 0 | 0 | 7.3463 | 9042.42 | 0 | 0 | 0 | 0 | 0 | 0 | 0 | 7.3463 | 9042.42 | 0 | 0 | 0 | 0 | 0 | 0 | 0 | 7.3463 | 7.3463 | 7.3463
[20 empty] | 2020-06-21 02:00 | 4107 | 6 | 21 | 3 | 0 | 0 | 20.949 | 8895.77 | 9.8877 | 33.7367 | 0 | 0 | 0 | 75455.7 | 0 | 20.9483 | 8895.77 | 9.887 | 33.7343 | 0 | 0 | 0 | 75450.4 | 0 | 20.949 | 8895.77 | 9.8877 | 33.7367 | 0 | 0 | 0 | 75455.8 | 0 | 20.949 | 20.9483 | 20.949
[20 empty] | 2020-06-21 03:00 | 4108 | 6 | 21 | 4 | 0 | 0 | 7.3463 | 8969.09 | 0 | 0 | 0 | 0 | 0 | 0 | 0 | 7.3463 | 8969.09 | 0 | 0 | 0 | 0 | 0 | 0 | 0 | 7.3463 | 8969.09 | 0 | 0 | 0 | 0 | 0 | 0 | 0 | 7.3463 | 7.3463 | 7.3463
[20 empty] | 2020-06-21 04:00 | 4109 | 6 | 21 | 5 | 0 | 0 | 32.5967 | 8969.09 | 18.5268 | 63.2134 | 0 | 0 | 0 | 141460 | 0 | 54.7745 | 8969.09 | 35.0633 | 119.636 | 0 | 0 | 0 | 267610 | 0 | 37.1818 | 8969.09 | 22.0652 | 75.2865 | 0 | 0 | 0 | 168402 | 0 | 32.5967 | 54.7745 | 37.1818
[20 empty] | 2020-06-21 05:00 | 4110 | 6 | 21 | 6 | 19334.867 | 19.3349 | 111.318 | 31110.8 | 75.8966 | 258.9592 | 0 | 0 | 0 | 565844 | 0 | 118.054 | 31110.8 | 81.1354 | 276.834 | 0 | 0 | 0 | 604752 | 0 | 123.53 | 31110.8 | 85.8964 | 293.0785 | 0 | 0 | 0 | 640416 | 0 | 91.9831 | 98.7191 | 104.1951
[20 empty] | 2020-06-21 06:00 | 4111 | 6 | 21 | 7 | 82354.721 | 82.3547 | 230.202 | 80672.8 | 121.338 | 414.0053 | 0 | 0 | 0 | 948529 | -6.1392 | 238.753 | 80672.8 | 128.668 | 439.0152 | 0 | 0 | 0 | 1002450 | -6.139 | 245.754 | 80672.8 | 135.158 | 461.1591 | 0 | 0 | 0 | 1041140 | -11.865 | 147.8473 | 156.3983 | 163.3993
[20 empty] | 2020-06-21 07:00 | 4112 | 6 | 21 | 8 | 154255.18 | 154.2552 | 265.428 | 80672.8 | 126.255 | 430.7821 | 0 | 0 | 0 | 999859 | -5.3012 | 275.351 | 80672.8 | 134.381 | 458.508 | 0 | 0 | 0 | 1062020 | -5.3012 | 283.087 | 80672.8 | 141.317 | 482.1736 | 0 | 0 | 0 | 1104310 | -5.3012 | 111.1728 | 121.0958 | 128.8318
[20 empty] | 2020-06-21 08:00 | 4113 | 6 | 21 | 9 | 211019.757 | 211.0198 | 285.447 | 55668.9 | 138.946 | 474.0838 | 0 | 0 | 0 | 1127860 | -4.7449 | 296.143 | 55668.9 | 147.551 | 503.444 | 0 | 0 | 0 | 1193900 | -4.7449 | 304.821 | 55668.9 | 155.019 | 528.9248 | 0 | 0 | 0 | 1242490 | -4.7449 | 74.4272 | 85.1232 | 93.8012
[20 empty] | 2020-06-21 09:00 | 4114 | 6 | 21 | 10 | 254627.174 | 254.6272 | 278.717 | 55815.7 | 131.12 | 447.3814 | 0 | 0 | 0 | 1044370 | -11.4907 | 288.963 | 55815.7 | 139.37 | 475.5304 | 0 | 0 | 0 | 1106870 | -11.5122 | 297.435 | 55815.7 | 146.683 | 500.4824 | 0 | 0 | 0 | 1153160 | -11.4868 | 24.0898 | 34.3358 | 42.8078
[20 empty] | 2020-06-21 10:00 | 4115 | 6 | 21 | 11 | 284718.336 | 284.7183 | 249.039 | 126659 | 124.317 | 424.1696 | 0 | 0 | 0 | 975261 | 0 | 258.802 | 126659 | 132.244 | 451.2165 | 0 | 0 | 0 | 1033470 | 0 | 266.65 | 126659 | 139.113 | 474.6536 | 0 | 0 | 0 | 1076190 | 0 | -35.6793 | -25.9163 | -18.0683
[20 empty] | 2020-06-21 11:00 | 4116 | 6 | 21 | 12 | 300040.134 | 300.0401 | 290.995 | 126659 | 137.771 | 470.0747 | 0 | 0 | 0 | 1130950 | -9.011 | 301.242 | 126659 | 146.012 | 498.1929 | 0 | 0 | 0 | 1191610 | -9.011 | 309.819 | 126659 | 153.382 | 523.3394 | 0 | 0 | 0 | 1238140 | -9.011 | -9.0451 | 1.2019 | 9.7789
[20 empty] | 2020-06-21 12:00 | 4117 | 6 | 21 | 13 | 298062.677 | 298.0627 | 244.396 | 87469.1 | 142.245 | 485.3399 | 0 | 0 | 0 | 1151040 | 0 | 254.838 | 87469.1 | 150.708 | 514.2157 | 0 | 0 | 0 | 1212260 | 0 | 263.673 | 87469.1 | 158.319 | 540.1844 | 0 | 0 | 0 | 1260200 | 0 | -53.6667 | -43.2247 | -34.3897
[20 empty] | 2020-06-21 13:00 | 4118 | 6 | 21 | 14 | 278361.982 | 278.362 | 234.928 | 55595.6 | 139.507 | 475.9979 | 0 | 0 | 0 | 1103100 | 0 | 245.706 | 55595.6 | 148.179 | 505.5867 | 0 | 0 | 0 | 1166310 | 0 | 255.003 | 55595.6 | 156.081 | 532.5484 | 0 | 0 | 0 | 1217290 | 0 | -43.434 | -32.656 | -23.359
[20 empty] | 2020-06-21 14:00 | 4119 | 6 | 21 | 15 | 244592.691 | 244.5927 | 219.938 | 55448.9 | 141.216 | 481.829 | 0 | 0 | 0 | 1097450 | 0 | 230.73 | 55448.9 | 149.788 | 511.0767 | 0 | 0 | 0 | 1157700 | 0 | 239.982 | 55448.9 | 157.543 | 537.5367 | 0 | 0 | 0 | 1204540 | 0 | -24.6547 | -13.8627 | -4.6107
[20 empty] | 2020-06-21 15:00 | 4120 | 6 | 21 | 16 | 196549.008 | 196.549 | 211.951 | 30744.1 | 136.215 | 464.7656 | 0 | 0 | 0 | 1064480 | 0 | 222.849 | 30744.1 | 144.86 | 494.2623 | 0 | 0 | 0 | 1128180 | 0 | 232.265 | 30744.1 | 152.699 | 521.009 | 0 | 0 | 0 | 1177330 | 0 | 15.402 | 26.3 | 35.716
[20 empty] | 2020-06-21 16:00 | 4121 | 6 | 21 | 17 | 139448.351 | 139.4484 | 14.694 | 30744.1 | 0 | 0 | 0 | 0 | 0 | 0 | 0 | 14.694 | 30744.1 | 0 | 0 | 0 | 0 | 0 | 0 | 0 | 14.694 | 30744.1 | 0 | 0 | 0 | 0 | 0 | 0 | 0 | -124.7544 | -124.7544 | -124.7544
[20 empty] | 2020-06-21 17:00 | 4122 | 6 | 21 | 18 | 70641.572 | 70.6416 | 13.7827 | 30890.8 | 0 | 0 | 0 | 0 | 0 | 0 | 0 | 13.7827 | 30890.8 | 0 | 0 | 0 | 0 | 0 | 0 | 0 | 13.7827 | 30890.8 | 0 | 0 | 0 | 0 | 0 | 0 | 0 | -56.8589 | -56.8589 | -56.8589
[20 empty] | 2020-06-21 18:00 | 4123 | 6 | 21 | 19 | 16138.183 | 16.1382 | 10.3847 | 31037.5 | 0 | 0 | 0 | 0 | 0 | 0 | 0 | 10.3847 | 31037.5 | 0 | 0 | 0 | 0 | 0 | 0 | 0 | 20.2109 | 31037.5 | 8.1226 | 27.7142 | 0 | 0 | 0 | 59916 | 0 | -5.7535 | -5.7535 | 4.0727
[20 empty] | 2020-06-21 19:00 | 4124 | 6 | 21 | 20 | 0 | 0 | 22.9749 | 8675.79 | 10.3944 | 35.4657 | 0 | 0 | 0 | 76988.7 | 0 | 22.9744 | 8675.79 | 10.3939 | 35.464 | 0 | 0 | 0 | 76984.4 | 0 | 22.9749 | 8675.79 | 10.3944 | 35.4657 | 0 | 0 | 0 | 76988.7 | 0 | 22.9749 | 22.9744 | 22.9749
[20 empty] | 2020-06-21 20:00 | 4125 | 6 | 21 | 21 | 0 | 0 | 7.3463 | 8822.44 | 0 | 0 | 0 | 0 | 0 | 0 | 0 | 7.3463 | 8822.44 | 0 | 0 | 0 | 0 | 0 | 0 | 0 | 7.3463 | 8822.44 | 0 | 0 | 0 | 0 | 0 | 0 | 0 | 7.3463 | 7.3463 | 7.3463
[20 empty] | 2020-06-21 21:00 | 4126 | 6 | 21 | 22 | 0 | 0 | 7.3463 | 8822.44 | 0 | 0 | 0 | 0 | 0 | 0 | 0 | 7.3463 | 8822.44 | 0 | 0 | 0 | 0 | 0 | 0 | 0 | 7.3463 | 8822.44 | 0 | 0 | 0 | 0 | 0 | 0 | 0 | 7.3463 | 7.3463 | 7.3463
[20 empty] | 2020-06-21 22:00 | 4127 | 6 | 21 | 23 | 0 | 0 | 7.3463 | 8822.44 | 0 | 0 | 0 | 0 | 0 | 0 | 0 | 7.3463 | 8822.44 | 0 | 0 | 0 | 0 | 0 | 0 | 0 | 7.3463 | 8822.44 | 0 | 0 | 0 | 0 | 0 | 0 | 0 | 7.3463 | 7.3463 | 7.3463
[20 empty] | 2020-06-21 23:00 | 4128 | 6 | 21 | 24 | 0 | 0 | 21.1283 | 8895.77 | 10.067 | 34.3486 | 0 | 0 | 0 | 76833.1 | 0 | 21.1278 | 8895.77 | 10.0665 | 34.3469 | 0 | 0 | 0 | 76829.1 | 0 | 21.1283 | 8895.77 | 10.067 | 34.3486 | 0 | 0 | 0 | 76833.1 | 0 | 21.1283 | 21.1278 | 21.1283
[20 empty] | 2020-06-22 | 4129 | 6 | 22 | 1 | 0 | 0 | 7.3463 | 8895.77 | 0 | 0 | 0 | 0 | 0 | 0 | 0 | 7.3463 | 8895.77 | 0 | 0 | 0 | 0 | 0 | 0 | 0 | 7.3463 | 8895.77 | 0 | 0 | 0 | 0 | 0 | 0 | 0 | 7.3463 | 7.3463 | 7.3463
[20 empty] | 2020-06-22 01:00 | 4130 | 6 | 22 | 2 | 0 | 0 | 7.3463 | 8895.77 | 0 | 0 | 0 | 0 | 0 | 0 | 0 | 7.3463 | 8895.77 | 0 | 0 | 0 | 0 | 0 | 0 | 0 | 7.3463 | 8895.77 | 0 | 0 | 0 | 0 | 0 | 0 | 0 | 7.3463 | 7.3463 | 7.3463
[20 empty] | 2020-06-22 02:00 | 4131 | 6 | 22 | 3 | 0 | 0 | 7.3463 | 8895.77 | 0 | 0 | 0 | 0 | 0 | 0 | 0 | 7.3463 | 8895.77 | 0 | 0 | 0 | 0 | 0 | 0 | 0 | 7.3463 | 8895.77 | 0 | 0 | 0 | 0 | 0 | 0 | 0 | 7.3463 | 7.3463 | 7.3463
[20 empty] | 2020-06-22 03:00 | 4132 | 6 | 22 | 4 | 0 | 0 | 21.0862 | 8969.09 | 10.0249 | 34.205 | 0 | 0 | 0 | 76511.3 | 0 | 21.0857 | 8969.09 | 10.0244 | 34.2033 | 0 | 0 | 0 | 76507.5 | 0 | 21.0862 | 8969.09 | 10.0249 | 34.205 | 0 | 0 | 0 | 76511.2 | 0 | 21.0862 | 21.0857 | 21.0862
[20 empty] | 2020-06-22 04:00 | 4133 | 6 | 22 | 5 | 0 | 0 | 8.8655 | 8969.09 | 0 | 0 | 0 | 0 | 0 | 0 | 0 | 8.8655 | 8969.09 | 0 | 0 | 0 | 0 | 0 | 0 | 0 | 8.8655 | 8969.09 | 0 | 0 | 0 | 0 | 0 | 0 | 0 | 8.8655 | 8.8655 | 8.8655
[20 empty] | 2020-06-22 05:00 | 4134 | 6 | 22 | 6 | 19088.836 | 19.0888 | 95.1083 | 31257.5 | 64.2454 | 219.2053 | 0 | 0 | 0 | 490364 | 0 | 101.177 | 31257.5 | 69.1814 | 236.0469 | 0 | 0 | 0 | 528044 | 0 | 104.794 | 31257.5 | 72.4194 | 247.095 | 0 | 0 | 0 | 552764 | 0 | 76.0195 | 82.0882 | 85.7052
[20 empty] | 2020-06-22 06:00 | 4135 | 6 | 22 | 7 | 60998.387 | 60.9984 | 204.092 | 80892.9 | 101.095 | 344.9361 | 0 | 0 | 0 | 769509 | 0 | 210.866 | 80892.9 | 107.094 | 365.4047 | 0 | 0 | 0 | 812785 | 0 | 215.412 | 80892.9 | 111.488 | 380.3971 | 0 | 0 | 0 | 842611 | 0 | 143.0936 | 149.8676 | 154.4136
[20 empty] | 2020-06-22 07:00 | 4136 | 6 | 22 | 8 | 15708.504 | 15.7085 | 238.194 | 80892.9 | 104.989 | 358.2225 | 0 | 0 | 0 | 804636 | -3.8306 | 245.583 | 80892.9 | 111.328 | 379.8511 | 0 | 0 | 0 | 851143 | -3.8304 | 250.957 | 80892.9 | 116.216 | 396.529 | 0 | 0 | 0 | 884142 | -3.8306 | 222.4855 | 229.8745 | 235.2485
[20 empty] | 2020-06-22 08:00 | 4137 | 6 | 22 | 9 | 116648.49 | 116.6485 | 275.792 | 55668.9 | 135.115 | 461.0124 | 0 | 0 | 0 | 1087240 | -7.108 | 285.166 | 55668.9 | 143.062 | 488.1275 | 0 | 0 | 0 | 1141850 | -7.1077 | 292.697 | 55668.9 | 149.794 | 511.0971 | 0 | 0 | 0 | 1180610 | -7.108 | 159.1435 | 168.5175 | 176.0485
[20 empty] | 2020-06-22 09:00 | 4138 | 6 | 22 | 10 | 48207.837 | 48.2078 | 272.919 | 55889 | 130.456 | 445.1159 | 0 | 0 | 0 | 1042540 | -17.5781 | 280.944 | 55889 | 137.548 | 469.3138 | 0 | 0 | 0 | 1092990 | -17.5996 | 287.273 | 55889 | 143.406 | 489.3013 | 0 | 0 | 0 | 1129320 | -17.5918 | 224.7112 | 232.7362 | 239.0652
[20 empty] | 2020-06-22 10:00 | 4139 | 6 | 22 | 11 | 82325.122 | 82.3251 | 244.417 | 126659 | 124.878 | 426.0837 | 0 | 0 | 0 | 973748 | 0 | 252.723 | 126659 | 131.937 | 450.169 | 0 | 0 | 0 | 1025990 | 0 | 259.383 | 126659 | 137.92 | 470.583 | 0 | 0 | 0 | 1063630 | 0 | 162.0919 | 170.3979 | 177.0579
[20 empty] | 2020-06-22 11:00 | 4140 | 6 | 22 | 12 | 116677.169 | 116.6772 | 300.2 | 126659 | 150.531 | 513.6118 | 0 | 0 | 0 | 1224550 | -14.0802 | 310.244 | 126659 | 158.956 | 542.3579 | 0 | 0 | 0 | 1280490 | -14.0802 | 318.818 | 126659 | 166.418 | 567.8182 | 0 | 0 | 0 | 1324690 | -14.0802 | 183.5228 | 193.5668 | 202.1408
[20 empty] | 2020-06-22 12:00 | 4141 | 6 | 22 | 13 | 62348.266 | 62.3483 | 243.339 | 87180.9 | 144.913 | 494.4432 | 0 | 0 | 0 | 1162200 | 0 | 253.45 | 87180.9 | 153.448 | 523.5646 | 0 | 0 | 0 | 1220890 | 0 | 262.135 | 87180.9 | 161.044 | 549.4821 | 0 | 0 | 0 | 1266460 | 0 | 180.9907 | 191.1017 | 199.7867
[20 empty] | 2020-06-22 13:00 | 4142 | 6 | 22 | 14 | 122746.675 | 122.7467 | 235.066 | 55522.2 | 142.417 | 485.9268 | 0 | 0 | 0 | 1110910 | -2.9205 | 245.438 | 55522.2 | 151.073 | 515.4611 | 0 | 0 | 0 | 1170680 | -2.9207 | 254.472 | 55522.2 | 158.84 | 541.9621 | 0 | 0 | 0 | 1218070 | -2.9205 | 112.3193 | 122.6913 | 131.7253
[20 empty] | 2020-06-22 14:00 | 4143 | 6 | 22 | 15 | 39311.055 | 39.3111 | 208.027 | 55742.3 | 133.69 | 456.1503 | 0 | 0 | 0 | 1048990 | 0 | 217.827 | 55742.3 | 141.802 | 483.8284 | 0 | 0 | 0 | 1110270 | 0 | 226.028 | 55742.3 | 148.782 | 507.6442 | 0 | 0 | 0 | 1158400 | 0 | 168.7159 | 178.5159 | 186.7169
[20 empty] | 2020-06-22 15:00 | 4144 | 6 | 22 | 16 | 70750.416 | 70.7504 | 204.613 | 30890.8 | 133.095 | 454.1201 | 0 | 0 | 0 | 1037740 | 0 | 214.476 | 30890.8 | 141.183 | 481.7164 | 0 | 0 | 0 | 1100960 | 0 | 223.143 | 30890.8 | 148.516 | 506.7366 | 0 | 0 | 0 | 1152870 | 0 | 133.8626 | 143.7256 | 152.3926
[20 empty] | 2020-06-22 16:00 | 4145 | 6 | 22 | 17 | 55835.381 | 55.8354 | 14.694 | 31037.5 | 0 | 0 | 0 | 0 | 0 | 0 | 0 | 14.694 | 31037.5 | 0 | 0 | 0 | 0 | 0 | 0 | 0 | 14.694 | 31037.5 | 0 | 0 | 0 | 0 | 0 | 0 | 0 | -41.1414 | -41.1414 | -41.1414
[20 empty] | 2020-06-22 17:00 | 4146 | 6 | 22 | 18 | 11870.166 | 11.8702 | 13.7827 | 31037.5 | 0 | 0 | 0 | 0 | 0 | 0 | 0 | 13.7827 | 31037.5 | 0 | 0 | 0 | 0 | 0 | 0 | 0 | 13.7827 | 31037.5 | 0 | 0 | 0 | 0 | 0 | 0 | 0 | 1.9125 | 1.9125 | 1.9125
[20 empty] | 2020-06-22 18:00 | 4147 | 6 | 22 | 19 | 6425.188 | 6.4252 | 10.3847 | 31037.5 | 0 | 0 | 0 | 0 | 0 | 0 | 0 | 10.3847 | 31037.5 | 0 | 0 | 0 | 0 | 0 | 0 | 0 | 10.3847 | 31037.5 | 0 | 0 | 0 | 0 | 0 | 0 | 0 | 3.9595 | 3.9595 | 3.9595
[20 empty] | 2020-06-22 19:00 | 4148 | 6 | 22 | 20 | 0 | 0 | 23.1665 | 8602.46 | 10.586 | 36.1194 | 0 | 0 | 0 | 77934.3 | 0 | 23.1662 | 8602.46 | 10.5856 | 36.1181 | 0 | 0 | 0 | 77931.6 | 0 | 23.1666 | 8602.46 | 10.586 | 36.1194 | 0 | 0 | 0 | 77934.6 | 0 | 23.1665 | 23.1662 | 23.1666
[20 empty] | 2020-06-22 20:00 | 4149 | 6 | 22 | 21 | 0 | 0 | 7.3463 | 8675.79 | 0 | 0 | 0 | 0 | 0 | 0 | 0 | 7.3463 | 8675.79 | 0 | 0 | 0 | 0 | 0 | 0 | 0 | 7.3463 | 8675.79 | 0 | 0 | 0 | 0 | 0 | 0 | 0 | 7.3463 | 7.3463 | 7.3463
[20 empty] | 2020-06-22 21:00 | 4150 | 6 | 22 | 22 | 0 | 0 | 7.3463 | 8749.11 | 0 | 0 | 0 | 0 | 0 | 0 | 0 | 7.3463 | 8749.11 | 0 | 0 | 0 | 0 | 0 | 0 | 0 | 7.3463 | 8749.11 | 0 | 0 | 0 | 0 | 0 | 0 | 0 | 7.3463 | 7.3463 | 7.3463
[20 empty] | 2020-06-22 22:00 | 4151 | 6 | 22 | 23 | 0 | 0 | 7.3463 | 8749.11 | 0 | 0 | 0 | 0 | 0 | 0 | 0 | 7.3463 | 8749.11 | 0 | 0 | 0 | 0 | 0 | 0 | 0 | 7.3463 | 8749.11 | 0 | 0 | 0 | 0 | 0 | 0 | 0 | 7.3463 | 7.3463 | 7.3463
[20 empty] | 2020-06-22 23:00 | 4152 | 6 | 22 | 24 | 0 | 0 | 21.4255 | 8749.11 | 10.3642 | 35.3627 | 0 | 0 | 0 | 77402.5 | 0 | 21.4252 | 8749.11 | 10.3639 | 35.3616 | 0 | 0 | 0 | 77400.1 | 0 | 21.4256 | 8749.11 | 10.3643 | 35.363 | 0 | 0 | 0 | 77403.1 | 0 | 21.4255 | 21.4252 | 21.4256
[20 empty] | 2020-06-23 | 4153 | 6 | 23 | 1 | 0 | 0 | 7.3463 | 8822.44 | 0 | 0 | 0 | 0 | 0 | 0 | 0 | 7.3463 | 8822.44 | 0 | 0 | 0 | 0 | 0 | 0 | 0 | 7.3463 | 8822.44 | 0 | 0 | 0 | 0 | 0 | 0 | 0 | 7.3463 | 7.3463 | 7.3463
[20 empty] | 2020-06-23 01:00 | 4154 | 6 | 23 | 2 | 0 | 0 | 7.3463 | 8822.44 | 0 | 0 | 0 | 0 | 0 | 0 | 0 | 7.3463 | 8822.44 | 0 | 0 | 0 | 0 | 0 | 0 | 0 | 7.3463 | 8822.44 | 0 | 0 | 0 | 0 | 0 | 0 | 0 | 7.3463 | 7.3463 | 7.3463
[20 empty] | 2020-06-23 02:00 | 4155 | 6 | 23 | 3 | 0 | 0 | 7.3463 | 8895.77 | 0 | 0 | 0 | 0 | 0 | 0 | 0 | 7.3463 | 8895.77 | 0 | 0 | 0 | 0 | 0 | 0 | 0 | 7.3463 | 8895.77 | 0 | 0 | 0 | 0 | 0 | 0 | 0 | 7.3463 | 7.3463 | 7.3463
[20 empty] | 2020-06-23 03:00 | 4156 | 6 | 23 | 4 | 0 | 0 | 21.3845 | 8749.11 | 10.3232 | 35.2228 | 0 | 0 | 0 | 77057.9 | 0 | 21.3842 | 8749.11 | 10.3229 | 35.2217 | 0 | 0 | 0 | 77055.8 | 0 | 21.3846 | 8749.11 | 10.3233 | 35.2231 | 0 | 0 | 0 | 77058.7 | 0 | 21.3845 | 21.3842 | 21.3846
[20 empty] | 2020-06-23 04:00 | 4157 | 6 | 23 | 5 | 0 | 0 | 8.8655 | 8822.44 | 0 | 0 | 0 | 0 | 0 | 0 | 0 | 8.8655 | 8822.44 | 0 | 0 | 0 | 0 | 0 | 0 | 0 | 8.8655 | 8822.44 | 0 | 0 | 0 | 0 | 0 | 0 | 0 | 8.8655 | 8.8655 | 8.8655
[20 empty] | 2020-06-23 05:00 | 4158 | 6 | 23 | 6 | 10038.095 | 10.0381 | 85.7015 | 31257.5 | 58.1548 | 198.4242 | 0 | 0 | 0 | 444478 | 0 | 90.7044 | 31257.5 | 62.3146 | 212.6174 | 0 | 0 | 0 | 476273 | 0 | 94.711 | 31257.5 | 65.7978 | 224.5021 | 0 | 0 | 0 | 502895 | 0 | 75.6634 | 80.6663 | 84.6729
[20 empty] | 2020-06-23 06:00 | 4159 | 6 | 23 | 7 | 56637.11 | 56.6371 | 222.518 | 80819.5 | 120.449 | 410.972 | 0 | 0 | 0 | 960690 | -2.4302 | 227.724 | 80819.5 | 126.606 | 431.9797 | 0 | 0 | 0 | 1001660 | 0 | 233.118 | 80819.5 | 132.031 | 450.4898 | 0 | 0 | 0 | 1034470 | 0 | 165.8809 | 171.0869 | 176.4809
[20 empty] | 2020-06-23 07:00 | 4160 | 6 | 23 | 8 | 61961.417 | 61.9614 | 255.792 | 80819.5 | 125.836 | 429.3524 | 0 | 0 | 0 | 987434 | -4.4828 | 262.723 | 80819.5 | 132.188 | 451.0255 | 0 | 0 | 0 | 1032310 | -9.3991 | 268.883 | 80819.5 | 138.02 | 470.9242 | 0 | 0 | 0 | 1068910 | -15.3794 | 193.8306 | 200.7616 | 206.9216
[20 empty] | 2020-06-23 08:00 | 4161 | 6 | 23 | 9 | 95962.325 | 95.9623 | 265.398 | 55962.4 | 129.743 | 442.6831 | 0 | 0 | 0 | 1047050 | 0 | 273.593 | 55962.4 | 136.099 | 464.3698 | 0 | 0 | 0 | 1091440 | -1.6581 | 280.024 | 55962.4 | 142.037 | 484.6302 | 0 | 0 | 0 | 1128990 | -4.4774 | 169.4357 | 177.6307 | 184.0617
[20 empty] | 2020-06-23 09:00 | 4162 | 6 | 23 | 10 | 181341.631 | 181.3416 | 268.566 | 55962.4 | 129.659 | 442.3965 | 0 | 0 | 0 | 1043550 | -24.4902 | 275.291 | 55962.4 | 135.88 | 463.6226 | 0 | 0 | 0 | 1086180 | -24.498 | 281.475 | 55962.4 | 141.728 | 483.5759 | 0 | 0 | 0 | 1122610 | -24.4824 | 87.2244 | 93.9494 | 100.1334
[20 empty] | 2020-06-23 10:00 | 4163 | 6 | 23 | 11 | 249645.19 | 249.6452 | 239.191 | 126659 | 121.047 | 413.0124 | 0 | 0 | 0 | 958186 | 0 | 245.35 | 126659 | 126.708 | 432.3277 | 0 | 0 | 0 | 997843 | 0 | 250.727 | 126659 | 131.733 | 449.473 | 0 | 0 | 0 | 1031510 | 0 | -10.4542 | -4.2952 | 1.0818
[20 empty] | 2020-06-23 11:00 | 4164 | 6 | 23 | 12 | 267053.176 | 267.0532 | 267.099 | 126659 | 122.23 | 417.0488 | 0 | 0 | 0 | 981435 | -3.288 | 273.665 | 126659 | 128.059 | 436.9373 | 0 | 0 | 0 | 1021950 | -10.1505 | 279.385 | 126659 | 133.274 | 454.7309 | 0 | 0 | 0 | 1057340 | -19.4467 | 0.045824 | 6.6118 | 12.3318
[20 empty] | 2020-06-23 12:00 | 4165 | 6 | 23 | 13 | 282002.482 | 282.0025 | 208.339 | 88541 | 115.048 | 392.5438 | 0 | 0 | 0 | 906295 | 0 | 214.546 | 88541 | 120.578 | 411.4121 | 0 | 0 | 0 | 945406 | 0 | 219.768 | 88541 | 125.355 | 427.7113 | 0 | 0 | 0 | 979648 | 0 | -73.6635 | -67.4565 | -62.2345
[20 empty] | 2020-06-23 13:00 | 4166 | 6 | 23 | 14 | 265456.302 | 265.4563 | 196.545 | 56109.1 | 110.476 | 376.9441 | 0 | 0 | 0 | 857281 | 0 | 202.438 | 56109.1 | 115.86 | 395.3143 | 0 | 0 | 0 | 895133 | 0 | 207.394 | 56109.1 | 120.445 | 410.9583 | 0 | 0 | 0 | 928380 | 0 | -68.9113 | -63.0183 | -58.0623
[20 empty] | 2020-06-23 14:00 | 4167 | 6 | 23 | 15 | 238408.887 | 238.4089 | 183.745 | 55962.4 | 114.367 | 390.2202 | 0 | 0 | 0 | 876927 | 0 | 189.941 | 55962.4 | 119.808 | 408.7849 | 0 | 0 | 0 | 915036 | 0 | 194.785 | 55962.4 | 123.88 | 422.6786 | 0 | 0 | 0 | 943965 | 0 | -54.6639 | -48.4679 | -43.6239
[20 empty] | 2020-06-23 15:00 | 4168 | 6 | 23 | 16 | 146514.258 | 146.5143 | 163.49 | 31110.8 | 96.7359 | 330.0629 | 0 | 0 | 0 | 727838 | 0 | 169.635 | 31110.8 | 102.353 | 349.2284 | 0 | 0 | 0 | 769779 | 0 | 174.207 | 31110.8 | 106.157 | 362.2077 | 0 | 0 | 0 | 798088 | 0 | 16.9757 | 23.1207 | 27.6927
[20 empty] | 2020-06-23 16:00 | 4169 | 6 | 23 | 17 | 124759.337 | 124.7593 | 14.694 | 31110.8 | 0 | 0 | 0 | 0 | 0 | 0 | 0 | 14.694 | 31110.8 | 0 | 0 | 0 | 0 | 0 | 0 | 0 | 14.694 | 31110.8 | 0 | 0 | 0 | 0 | 0 | 0 | 0 | -110.0653 | -110.0653 | -110.0653
[20 empty] | 2020-06-23 17:00 | 4170 | 6 | 23 | 18 | 70461.063 | 70.4611 | 13.7827 | 31257.5 | 0 | 0 | 0 | 0 | 0 | 0 | 0 | 13.7827 | 31257.5 | 0 | 0 | 0 | 0 | 0 | 0 | 0 | 13.7827 | 31257.5 | 0 | 0 | 0 | 0 | 0 | 0 | 0 | -56.6784 | -56.6784 | -56.6784
[20 empty] | 2020-06-23 18:00 | 4171 | 6 | 23 | 19 | 16637.121 | 16.6371 | 10.3847 | 31257.5 | 0 | 0 | 0 | 0 | 0 | 0 | 0 | 10.3847 | 31257.5 | 0 | 0 | 0 | 0 | 0 | 0 | 0 | 10.3847 | 31257.5 | 0 | 0 | 0 | 0 | 0 | 0 | 0 | -6.2524 | -6.2524 | -6.2524
[20 empty] | 2020-06-23 19:00 | 4172 | 6 | 23 | 20 | 0 | 0 | 22.7248 | 8895.77 | 10.1443 | 34.6124 | 0 | 0 | 0 | 77683.3 | 0 | 22.7246 | 8895.77 | 10.1441 | 34.6117 | 0 | 0 | 0 | 77682.1 | 0 | 22.7249 | 8895.77 | 10.1444 | 34.6127 | 0 | 0 | 0 | 77684.5 | 0 | 22.7248 | 22.7246 | 22.7249
[20 empty] | 2020-06-23 20:00 | 4173 | 6 | 23 | 21 | 0 | 0 | 7.3463 | 9042.42 | 0 | 0 | 0 | 0 | 0 | 0 | 0 | 7.3463 | 9042.42 | 0 | 0 | 0 | 0 | 0 | 0 | 0 | 7.3463 | 9042.42 | 0 | 0 | 0 | 0 | 0 | 0 | 0 | 7.3463 | 7.3463 | 7.3463
[20 empty] | 2020-06-23 21:00 | 4174 | 6 | 23 | 22 | 0 | 0 | 7.3463 | 9189.07 | 0 | 0 | 0 | 0 | 0 | 0 | 0 | 7.3463 | 9189.07 | 0 | 0 | 0 | 0 | 0 | 0 | 0 | 7.3463 | 9189.07 | 0 | 0 | 0 | 0 | 0 | 0 | 0 | 7.3463 | 7.3463 | 7.3463
[20 empty] | 2020-06-23 22:00 | 4175 | 6 | 23 | 23 | 0 | 0 | 7.3463 | 9115.75 | 0 | 0 | 0 | 0 | 0 | 0 | 0 | 7.3463 | 9115.75 | 0 | 0 | 0 | 0 | 0 | 0 | 0 | 7.3463 | 9115.75 | 0 | 0 | 0 | 0 | 0 | 0 | 0 | 7.3463 | 7.3463 | 7.3463
[20 empty] | 2020-06-23 23:00 | 4176 | 6 | 23 | 24 | 0 | 0 | 21.2434 | 9115.75 | 10.1821 | 34.7413 | 0 | 0 | 0 | 77726 | 0 | 21.2432 | 9115.75 | 10.1819 | 34.7406 | 0 | 0 | 0 | 77725 | 0 | 21.2436 | 9115.75 | 10.1823 | 34.742 | 0 | 0 | 0 | 77727.5 | 0 | 21.2434 | 21.2432 | 21.2436
[20 empty] | 2020-06-24 | 4177 | 6 | 24 | 1 | 0 | 0 | 7.3463 | 9115.75 | 0 | 0 | 0 | 0 | 0 | 0 | 0 | 7.3463 | 9115.75 | 0 | 0 | 0 | 0 | 0 | 0 | 0 | 7.3463 | 9115.75 | 0 | 0 | 0 | 0 | 0 | 0 | 0 | 7.3463 | 7.3463 | 7.3463
[20 empty] | 2020-06-24 01:00 | 4178 | 6 | 24 | 2 | 0 | 0 | 7.3463 | 9115.75 | 0 | 0 | 0 | 0 | 0 | 0 | 0 | 7.3463 | 9115.75 | 0 | 0 | 0 | 0 | 0 | 0 | 0 | 7.3463 | 9115.75 | 0 | 0 | 0 | 0 | 0 | 0 | 0 | 7.3463 | 7.3463 | 7.3463
[20 empty] | 2020-06-24 02:00 | 4179 | 6 | 24 | 3 | 0 | 0 | 7.3463 | 9189.07 | 0 | 0 | 0 | 0 | 0 | 0 | 0 | 7.3463 | 9189.07 | 0 | 0 | 0 | 0 | 0 | 0 | 0 | 7.3463 | 9189.07 | 0 | 0 | 0 | 0 | 0 | 0 | 0 | 7.3463 | 7.3463 | 7.3463
[20 empty] | 2020-06-24 03:00 | 4180 | 6 | 24 | 4 | 0 | 0 | 21.1988 | 9335.73 | 10.1375 | 34.5891 | 0 | 0 | 0 | 77375.1 | 0 | 21.1987 | 9335.73 | 10.1373 | 34.5885 | 0 | 0 | 0 | 77374.1 | 0 | 21.199 | 9335.73 | 10.1377 | 34.5898 | 0 | 0 | 0 | 77376.6 | 0 | 21.1988 | 21.1987 | 21.199
[20 empty] | 2020-06-24 04:00 | 4181 | 6 | 24 | 5 | 0 | 0 | 8.8655 | 9262.4 | 0 | 0 | 0 | 0 | 0 | 0 | 0 | 8.8655 | 9262.4 | 0 | 0 | 0 | 0 | 0 | 0 | 0 | 8.8655 | 9262.4 | 0 | 0 | 0 | 0 | 0 | 0 | 0 | 8.8655 | 8.8655 | 8.8655
[20 empty] | 2020-06-24 05:00 | 4182 | 6 | 24 | 6 | 19550.537 | 19.5505 | 19.8064 | 31624.2 | 6.9432 | 23.6902 | 0 | 0 | 0 | 52997.3 | 0 | 20.3944 | 31624.2 | 7.4417 | 25.3911 | 0 | 0 | 0 | 56801.5 | 0 | 21.0936 | 31624.2 | 8.027 | 27.3883 | 0 | 0 | 0 | 61268.5 | 0 | 0.25586 | 0.84386 | 1.5431
[20 empty] | 2020-06-24 06:00 | 4183 | 6 | 24 | 7 | 51558.655 | 51.5587 | 174.73 | 81259.8 | 74.1873 | 253.1271 | 0 | 0 | 0 | 566312 | -31.0777 | 177.315 | 81259.8 | 76.9454 | 262.5377 | 0 | 0 | 0 | 587361 | -32.4709 | 179.591 | 81259.8 | 79.4773 | 271.1765 | 0 | 0 | 0 | 606684 | -33.9189 | 123.1713 | 125.7563 | 128.0323
[20 empty] | 2020-06-24 07:00 | 4184 | 6 | 24 | 8 | 136606.724 | 136.6067 | 199.072 | 81259.8 | 72.1271 | 246.0977 | 0 | 0 | 0 | 550571 | -59.3835 | 201.626 | 81259.8 | 75.1087 | 256.2709 | 0 | 0 | 0 | 573326 | -53.8465 | 203.417 | 81259.8 | 77.4263 | 264.1785 | 0 | 0 | 0 | 591011 | -76.6286 | 62.4653 | 65.0193 | 66.8103
[20 empty] | 2020-06-24 08:00 | 4185 | 6 | 24 | 9 | 188969.108 | 188.9691 | 215.249 | 56329.2 | 83.8388 | 286.058 | 0 | 0 | 0 | 643782 | -12.119 | 217.418 | 56329.2 | 86.3279 | 294.5508 | 0 | 0 | 0 | 662774 | -12.8414 | 219.419 | 56329.2 | 88.6339 | 302.4189 | 0 | 0 | 0 | 680372 | -25.8643 | 26.2799 | 28.4489 | 30.4499
[20 empty] | 2020-06-24 09:00 | 4186 | 6 | 24 | 10 | 232100.318 | 232.1003 | 211.969 | 56402.5 | 79.7555 | 272.1258 | 0 | 0 | 0 | 609112 | -33.1374 | 214.431 | 56402.5 | 82.2896 | 280.7721 | 0 | 0 | 0 | 628450 | -42.3641 | 216.79 | 56402.5 | 84.6479 | 288.8186 | 0 | 0 | 0 | 646443 | -67.3055 | -20.1313 | -17.6693 | -15.3103
[20 empty] | 2020-06-24 10:00 | 4187 | 6 | 24 | 11 | 262798.035 | 262.798 | 194.587 | 126659 | 81.1253 | 276.7995 | 0 | 0 | 0 | 621093 | -4.9665 | 197.577 | 126659 | 83.9068 | 286.29 | 0 | 0 | 0 | 642319 | -20.5223 | 200.447 | 126659 | 86.5808 | 295.4137 | 0 | 0 | 0 | 662725 | -46.9868 | -68.211 | -65.221 | -62.351
[20 empty] | 2020-06-24 11:00 | 4188 | 6 | 24 | 12 | 279046.385 | 279.0464 | 219.823 | 126659 | 80.7592 | 275.5504 | 0 | 0 | 0 | 616665 | -82.9614 | 222.663 | 126659 | 83.5217 | 284.976 | 0 | 0 | 0 | 637742 | -112.359 | 225.327 | 126659 | 86.068 | 293.664 | 0 | 0 | 0 | 657167 | -194.777 | -59.2234 | -56.3834 | -53.7194
[20 empty] | 2020-06-24 12:00 | 4189 | 6 | 24 | 13 | 279168.535 | 279.1685 | 164.662 | 89322.1 | 76.6073 | 261.3841 | 0 | 0 | 0 | 584790 | 0 | 167.274 | 89322.1 | 79.3353 | 270.692 | 0 | 0 | 0 | 605606 | 0 | 170.053 | 89322.1 | 82.0407 | 279.9229 | 0 | 0 | 0 | 626248 | 0 | -114.5065 | -111.8945 | -109.1155
[20 empty] | 2020-06-24 13:00 | 4190 | 6 | 24 | 14 | 264987.778 | 264.9878 | 165.785 | 56182.4 | 83.7667 | 285.812 | 0 | 0 | 0 | 639462 | -77.852 | 169.215 | 56182.4 | 86.9177 | 296.5632 | 0 | 0 | 0 | 663509 | -121.793 | 172.41 | 56182.4 | 89.8652 | 306.6201 | 0 | 0 | 0 | 686000 | -219.432 | -99.2028 | -95.7728 | -92.5778
[20 empty] | 2020-06-24 14:00 | 4191 | 6 | 24 | 15 | 233445.055 | 233.4451 | 142.291 | 56109.1 | 75.8645 | 258.8497 | 0 | 0 | 0 | 579683 | -1.2131 | 146.498 | 56109.1 | 79.7636 | 272.1534 | 0 | 0 | 0 | 609447 | -8.0726 | 149.961 | 56109.1 | 82.8298 | 282.6153 | 0 | 0 | 0 | 632845 | -28.7656 | -91.1541 | -86.9471 | -83.4841
[20 empty] | 2020-06-24 15:00 | 4192 | 6 | 24 | 16 | 187819.175 | 187.8192 | 131.553 | 31330.8 | 68.9185 | 235.1499 | 0 | 0 | 0 | 526763 | 0 | 136.751 | 31330.8 | 72.6286 | 247.8088 | 0 | 0 | 0 | 555065 | -1.8496 | 140.195 | 31330.8 | 75.654 | 258.1314 | 0 | 0 | 0 | 578131 | -3.5083 | -56.2662 | -51.0682 | -47.6242
[20 empty] | 2020-06-24 16:00 | 4193 | 6 | 24 | 17 | 131755.569 | 131.7556 | 14.694 | 31330.8 | 0 | 0 | 0 | 0 | 0 | 0 | 0 | 14.694 | 31330.8 | 0 | 0 | 0 | 0 | 0 | 0 | 0 | 14.694 | 31330.8 | 0 | 0 | 0 | 0 | 0 | 0 | 0 | -117.0616 | -117.0616 | -117.0616
[20 empty] | 2020-06-24 17:00 | 4194 | 6 | 24 | 18 | 68681.046 | 68.681 | 13.7827 | 31404.2 | 0 | 0 | 0 | 0 | 0 | 0 | 0 | 13.7827 | 31404.2 | 0 | 0 | 0 | 0 | 0 | 0 | 0 | 13.7827 | 31404.2 | 0 | 0 | 0 | 0 | 0 | 0 | 0 | -54.8983 | -54.8983 | -54.8983
[20 empty] | 2020-06-24 18:00 | 4195 | 6 | 24 | 19 | 17763.202 | 17.7632 | 10.3847 | 31330.8 | 0 | 0 | 0 | 0 | 0 | 0 | 0 | 10.3847 | 31330.8 | 0 | 0 | 0 | 0 | 0 | 0 | 0 | 10.3847 | 31330.8 | 0 | 0 | 0 | 0 | 0 | 0 | 0 | -7.3785 | -7.3785 | -7.3785
[20 empty] | 2020-06-24 19:00 | 4196 | 6 | 24 | 20 | 0 | 0 | 22.8717 | 8969.09 | 10.2912 | 35.1136 | 0 | 0 | 0 | 78839.4 | 0 | 22.8716 | 8969.09 | 10.2911 | 35.1132 | 0 | 0 | 0 | 78838.6 | 0 | 22.8719 | 8969.09 | 10.2914 | 35.1143 | 0 | 0 | 0 | 78840.8 | 0 | 22.8717 | 22.8716 | 22.8719
[20 empty] | 2020-06-24 20:00 | 4197 | 6 | 24 | 21 | 0 | 0 | 7.3463 | 9042.42 | 0 | 0 | 0 | 0 | 0 | 0 | 0 | 7.3463 | 9042.42 | 0 | 0 | 0 | 0 | 0 | 0 | 0 | 7.3463 | 9042.42 | 0 | 0 | 0 | 0 | 0 | 0 | 0 | 7.3463 | 7.3463 | 7.3463
[20 empty] | 2020-06-24 21:00 | 4198 | 6 | 24 | 22 | 0 | 0 | 7.3463 | 9042.42 | 0 | 0 | 0 | 0 | 0 | 0 | 0 | 7.3463 | 9042.42 | 0 | 0 | 0 | 0 | 0 | 0 | 0 | 7.3463 | 9042.42 | 0 | 0 | 0 | 0 | 0 | 0 | 0 | 7.3463 | 7.3463 | 7.3463
[20 empty] | 2020-06-24 22:00 | 4199 | 6 | 24 | 23 | 0 | 0 | 7.3463 | 9042.42 | 0 | 0 | 0 | 0 | 0 | 0 | 0 | 7.3463 | 9042.42 | 0 | 0 | 0 | 0 | 0 | 0 | 0 | 7.3463 | 9042.42 | 0 | 0 | 0 | 0 | 0 | 0 | 0 | 7.3463 | 7.3463 | 7.3463
[20 empty] | 2020-06-24 23:00 | 4200 | 6 | 24 | 24 | 0 | 0 | 21.2665 | 9189.07 | 10.2052 | 34.8201 | 0 | 0 | 0 | 77905.4 | 0 | 21.2665 | 9189.07 | 10.2051 | 34.8198 | 0 | 0 | 0 | 77904.6 | 0 | 21.2667 | 9189.07 | 10.2054 | 34.8208 | 0 | 0 | 0 | 77906.6 | 0 | 21.2665 | 21.2665 | 21.2667
[20 empty] | 2020-06-25 | 4201 | 6 | 25 | 1 | 0 | 0 | 7.3463 | 9115.75 | 0 | 0 | 0 | 0 | 0 | 0 | 0 | 7.3463 | 9115.75 | 0 | 0 | 0 | 0 | 0 | 0 | 0 | 7.3463 | 9115.75 | 0 | 0 | 0 | 0 | 0 | 0 | 0 | 7.3463 | 7.3463 | 7.3463
[20 empty] | 2020-06-25 01:00 | 4202 | 6 | 25 | 2 | 0 | 0 | 7.3463 | 9115.75 | 0 | 0 | 0 | 0 | 0 | 0 | 0 | 7.3463 | 9115.75 | 0 | 0 | 0 | 0 | 0 | 0 | 0 | 7.3463 | 9115.75 | 0 | 0 | 0 | 0 | 0 | 0 | 0 | 7.3463 | 7.3463 | 7.3463
[20 empty] | 2020-06-25 02:00 | 4203 | 6 | 25 | 3 | 0 | 0 | 7.3463 | 9189.07 | 0 | 0 | 0 | 0 | 0 | 0 | 0 | 7.3463 | 9189.07 | 0 | 0 | 0 | 0 | 0 | 0 | 0 | 7.3463 | 9189.07 | 0 | 0 | 0 | 0 | 0 | 0 | 0 | 7.3463 | 7.3463 | 7.3463
[20 empty] | 2020-06-25 03:00 | 4204 | 6 | 25 | 4 | 0 | 0 | 7.3463 | 9189.07 | 0 | 0 | 0 | 0 | 0 | 0 | 0 | 7.3463 | 9189.07 | 0 | 0 | 0 | 0 | 0 | 0 | 0 | 7.3463 | 9189.07 | 0 | 0 | 0 | 0 | 0 | 0 | 0 | 7.3463 | 7.3463 | 7.3463
[20 empty] | 2020-06-25 04:00 | 4205 | 6 | 25 | 5 | 0 | 0 | 22.7792 | 9115.75 | 10.1987 | 34.798 | 0 | 0 | 0 | 77847.7 | 0 | 22.7792 | 9115.75 | 10.1986 | 34.7976 | 0 | 0 | 0 | 77847.1 | 0 | 22.7794 | 9115.75 | 10.1989 | 34.7986 | 0 | 0 | 0 | 77849.1 | 0 | 22.7792 | 22.7792 | 22.7794
[20 empty] | 2020-06-25 05:00 | 4206 | 6 | 25 | 6 | 13694.559 | 13.6946 | 11.0361 | 31550.8 | 0 | 0 | 0 | 0 | 0 | 0 | 0 | 11.0361 | 31550.8 | 0 | 0 | 0 | 0 | 0 | 0 | 0 | 11.0361 | 31550.8 | 0 | 0 | 0 | 0 | 0 | 0 | 0 | -2.6585 | -2.6585 | -2.6585
[20 empty] | 2020-06-25 06:00 | 4207 | 6 | 25 | 7 | 40759.949 | 40.7599 | 169.081 | 81113 | 73.7471 | 251.6251 | 0 | 0 | 0 | 565239 | -8.2551 | 172.025 | 81113 | 76.7997 | 262.0406 | 0 | 0 | 0 | 588536 | -8.2454 | 174.883 | 81113 | 79.6737 | 271.8467 | 0 | 0 | 0 | 610474 | -8.2331 | 128.3211 | 131.2651 | 134.1231
[20 empty] | 2020-06-25 07:00 | 4208 | 6 | 25 | 8 | 91382.903 | 91.3829 | 199.252 | 80966.3 | 76.9964 | 262.7117 | 0 | 0 | 0 | 588034 | -598.803 | 202.861 | 80966.3 | 80.5483 | 274.8308 | 0 | 0 | 0 | 615144 | -811.595 | 206.41 | 80966.3 | 83.9903 | 286.5749 | 0 | 0 | 0 | 641411 | -651.588 | 107.8691 | 111.4781 | 115.0271
[20 empty] | 2020-06-25 08:00 | 4209 | 6 | 25 | 9 | 130611.124 | 130.6111 | 220.725 | 55962.4 | 91.1575 | 311.0294 | 0 | 0 | 0 | 694182 | -146.273 | 224.883 | 55962.4 | 95.1002 | 324.4819 | 0 | 0 | 0 | 723571 | -243.213 | 229.605 | 55962.4 | 99.3604 | 339.0177 | 0 | 0 | 0 | 755332 | -317.023 | 90.1139 | 94.2719 | 98.9939
[20 empty] | 2020-06-25 09:00 | 4210 | 6 | 25 | 10 | 169368.776 | 169.3688 | 233.626 | 55815.7 | 101.093 | 344.9293 | 0 | 0 | 0 | 757745 | -148.525 | 238.622 | 55815.7 | 105.652 | 360.4846 | 0 | 0 | 0 | 790957 | -201.383 | 243.918 | 55815.7 | 110.431 | 376.7906 | 0 | 0 | 0 | 825760 | -361.522 | 64.2572 | 69.2532 | 74.5492
[20 empty] | 2020-06-25 10:00 | 4211 | 6 | 25 | 11 | 212897.336 | 212.8973 | 214.261 | 126659 | 99.2323 | 338.5806 | 0 | 0 | 0 | 749825 | -50.7857 | 219.68 | 126659 | 104.285 | 355.8204 | 0 | 0 | 0 | 786640 | -69.5286 | 225.325 | 126659 | 109.331 | 373.0374 | 0 | 0 | 0 | 823403 | -98.449 | 1.3637 | 6.7827 | 12.4277
[20 empty] | 2020-06-25 11:00 | 4212 | 6 | 25 | 12 | 248865.869 | 248.8659 | 257.71 | 126659 | 116.595 | 397.8221 | 0 | 0 | 0 | 886145 | -164.688 | 264.278 | 126659 | 122.492 | 417.9427 | 0 | 0 | 0 | 925068 | -210.124 | 271.19 | 126659 | 128.633 | 438.8958 | 0 | 0 | 0 | 966881 | -256.845 | 8.8441 | 15.4121 | 22.3241
[20 empty] | 2020-06-25 12:00 | 4213 | 6 | 25 | 13 | 265436.865 | 265.4369 | 212.088 | 87398.3 | 120.263 | 410.3374 | 0 | 0 | 0 | 911045 | -56.4451 | 219.218 | 87398.3 | 126.717 | 432.3584 | 0 | 0 | 0 | 954628 | -123.072 | 226.822 | 87398.3 | 133.479 | 455.4303 | 0 | 0 | 0 | 1000000 | -158.827 | -53.3489 | -46.2189 | -38.6149
[20 empty] | 2020-06-25 13:00 | 4214 | 6 | 25 | 14 | 247917.525 | 247.9175 | 204.861 | 55595.6 | 119.418 | 407.4542 | 0 | 0 | 0 | 874081 | -43.8154 | 212.615 | 55595.6 | 126.29 | 430.9015 | 0 | 0 | 0 | 921050 | -23.0339 | 220.246 | 55595.6 | 133.003 | 453.8062 | 0 | 0 | 0 | 966872 | -14.9503 | -43.0565 | -35.3025 | -27.6715
[20 empty] | 2020-06-25 14:00 | 4215 | 6 | 25 | 15 | 188820.253 | 188.8203 | 178.911 | 55595.6 | 109.821 | 374.7093 | 0 | 0 | 0 | 791051 | 0 | 186.909 | 55595.6 | 116.636 | 397.962 | 0 | 0 | 0 | 838849 | 0 | 195.036 | 55595.6 | 123.294 | 420.6791 | 0 | 0 | 0 | 885799 | 0 | -9.9093 | -1.9113 | 6.2157
[20 empty] | 2020-06-25 15:00 | 4216 | 6 | 25 | 16 | 133272.48 | 133.2725 | 169.185 | 30890.8 | 100.489 | 342.8685 | 0 | 0 | 0 | 733167 | -2.223 | 178.008 | 30890.8 | 107.724 | 367.5543 | 0 | 0 | 0 | 785238 | -1.0967 | 187.195 | 30890.8 | 115.015 | 392.4312 | 0 | 0 | 0 | 837686 | -1.0968 | 35.9125 | 44.7355 | 53.9225
[20 empty] | 2020-06-25 16:00 | 4217 | 6 | 25 | 17 | 26718.484 | 26.7185 | 14.694 | 30890.8 | 0 | 0 | 0 | 0 | 0 | 0 | 0 | 14.694 | 30890.8 | 0 | 0 | 0 | 0 | 0 | 0 | 0 | 14.694 | 30890.8 | 0 | 0 | 0 | 0 | 0 | 0 | 0 | -12.0245 | -12.0245 | -12.0245
[20 empty] | 2020-06-25 17:00 | 4218 | 6 | 25 | 18 | 35326.375 | 35.3264 | 13.7827 | 30964.1 | 0 | 0 | 0 | 0 | 0 | 0 | 0 | 13.7827 | 30964.1 | 0 | 0 | 0 | 0 | 0 | 0 | 0 | 13.7827 | 30964.1 | 0 | 0 | 0 | 0 | 0 | 0 | 0 | -21.5437 | -21.5437 | -21.5437
[20 empty] | 2020-06-25 18:00 | 4219 | 6 | 25 | 19 | 0 | 0 | 10.3847 | 31037.5 | 0 | 0 | 0 | 0 | 0 | 0 | 0 | 10.3847 | 31037.5 | 0 | 0 | 0 | 0 | 0 | 0 | 0 | 20.2114 | 31037.5 | 8.1231 | 27.7161 | 0 | 0 | 0 | 60017.3 | 0 | 10.3847 | 10.3847 | 20.2114
[20 empty] | 2020-06-25 19:00 | 4220 | 6 | 25 | 20 | 0 | 0 | 23.2072 | 8675.79 | 10.6267 | 36.2583 | 0 | 0 | 0 | 78807.5 | 0 | 23.2072 | 8675.79 | 10.6266 | 36.258 | 0 | 0 | 0 | 78807.2 | 0 | 23.2073 | 8675.79 | 10.6268 | 36.2586 | 0 | 0 | 0 | 78808.3 | 0 | 23.2072 | 23.2072 | 23.2073
[20 empty] | 2020-06-25 20:00 | 4221 | 6 | 25 | 21 | 0 | 0 | 7.3463 | 8309.16 | 0 | 0 | 0 | 0 | 0 | 0 | 0 | 7.3463 | 8309.16 | 0 | 0 | 0 | 0 | 0 | 0 | 0 | 7.3463 | 8309.16 | 0 | 0 | 0 | 0 | 0 | 0 | 0 | 7.3463 | 7.3463 | 7.3463
[20 empty] | 2020-06-25 21:00 | 4222 | 6 | 25 | 22 | 0 | 0 | 7.3463 | 8455.81 | 0 | 0 | 0 | 0 | 0 | 0 | 0 | 7.3463 | 8455.81 | 0 | 0 | 0 | 0 | 0 | 0 | 0 | 7.3463 | 8455.81 | 0 | 0 | 0 | 0 | 0 | 0 | 0 | 7.3463 | 7.3463 | 7.3463
[20 empty] | 2020-06-25 22:00 | 4223 | 6 | 25 | 23 | 0 | 0 | 7.3463 | 8455.81 | 0 | 0 | 0 | 0 | 0 | 0 | 0 | 7.3463 | 8455.81 | 0 | 0 | 0 | 0 | 0 | 0 | 0 | 7.3463 | 8455.81 | 0 | 0 | 0 | 0 | 0 | 0 | 0 | 7.3463 | 7.3463 | 7.3463
[20 empty] | 2020-06-25 23:00 | 4224 | 6 | 25 | 24 | 0 | 0 | 22.323 | 8529.14 | 10.8564 | 37.042 | 0 | 0 | 0 | 78083.7 | 0 | 22.323 | 8529.14 | 10.8564 | 37.042 | 0 | 0 | 0 | 78083.5 | 0 | 22.3231 | 8529.14 | 10.8565 | 37.0424 | 0 | 0 | 0 | 78084.4 | 0 | 22.323 | 22.323 | 22.3231
[20 empty] | 2020-06-26 | 4225 | 6 | 26 | 1 | 0 | 0 | 7.7516 | 8602.46 | 0 | 0 | 0 | 0 | 0 | 0 | 0 | 7.7516 | 8602.46 | 0 | 0 | 0 | 0 | 0 | 0 | 0 | 7.7516 | 8602.46 | 0 | 0 | 0 | 0 | 0 | 0 | 0 | 7.7516 | 7.7516 | 7.7516
[20 empty] | 2020-06-26 01:00 | 4226 | 6 | 26 | 2 | 0 | 0 | 7.7516 | 8602.46 | 0 | 0 | 0 | 0 | 0 | 0 | 0 | 7.7516 | 8602.46 | 0 | 0 | 0 | 0 | 0 | 0 | 0 | 7.7516 | 8602.46 | 0 | 0 | 0 | 0 | 0 | 0 | 0 | 7.7516 | 7.7516 | 7.7516
[20 empty] | 2020-06-26 02:00 | 4227 | 6 | 26 | 3 | 0 | 0 | 7.7516 | 8749.11 | 0 | 0 | 0 | 0 | 0 | 0 | 0 | 7.7516 | 8749.11 | 0 | 0 | 0 | 0 | 0 | 0 | 0 | 7.7516 | 8749.11 | 0 | 0 | 0 | 0 | 0 | 0 | 0 | 7.7516 | 7.7516 | 7.7516
[20 empty] | 2020-06-26 03:00 | 4228 | 6 | 26 | 4 | 0 | 0 | 21.6526 | 8969.09 | 10.186 | 34.7546 | 0 | 0 | 0 | 77725.3 | 0 | 21.6526 | 8969.09 | 10.186 | 34.7546 | 0 | 0 | 0 | 77725.2 | 0 | 21.6527 | 8969.09 | 10.1861 | 34.755 | 0 | 0 | 0 | 77726 | 0 | 21.6526 | 21.6526 | 21.6527
[20 empty] | 2020-06-26 04:00 | 4229 | 6 | 26 | 5 | 0 | 0 | 7.7516 | 8969.09 | 0 | 0 | 0 | 0 | 0 | 0 | 0 | 7.7516 | 8969.09 | 0 | 0 | 0 | 0 | 0 | 0 | 0 | 7.7516 | 8969.09 | 0 | 0 | 0 | 0 | 0 | 0 | 0 | 7.7516 | 7.7516 | 7.7516
[20 empty] | 2020-06-26 05:00 | 4230 | 6 | 26 | 6 | 15014.02 | 15.014 | 7.4792 | 8749.11 | 0 | 0 | 0 | 0 | 0 | 0 | 0 | 7.4679 | 8749.11 | 0 | 0 | 0 | 0 | 0 | 0 | 0 | 7.4679 | 8749.11 | 0 | 0 | 0 | 0 | 0 | 0 | 0 | -7.5349 | -7.5461 | -7.5461
[20 empty] | 2020-06-26 06:00 | 4231 | 6 | 26 | 7 | 55289.752 | 55.2898 | 7.4679 | 8675.79 | 0 | 0 | 0 | 0 | 0 | 0 | 0 | 7.4679 | 8675.79 | 0 | 0 | 0 | 0 | 0 | 0 | 0 | 7.4679 | 8675.79 | 0 | 0 | 0 | 0 | 0 | 0 | 0 | -47.8219 | -47.8219 | -47.8219
[20 empty] | 2020-06-26 07:00 | 4232 | 6 | 26 | 8 | 117686.58 | 117.6866 | 7.4679 | 8675.79 | 0 | 0 | 0 | 0 | 0 | 0 | 0 | 7.4679 | 8675.79 | 0 | 0 | 0 | 0 | 0 | 0 | 0 | 7.4679 | 8675.79 | 0 | 0 | 0 | 0 | 0 | 0 | 0 | -110.2187 | -110.2187 | -110.2187
[20 empty] | 2020-06-26 08:00 | 4233 | 6 | 26 | 9 | 111387.786 | 111.3878 | 22.2269 | 8382.48 | 11.044 | 37.6821 | 0 | 0 | 0 | 77654.8 | 0 | 22.2269 | 8382.48 | 11.044 | 37.6821 | 0 | 0 | 0 | 77654.7 | 0 | 32.0884 | 8382.48 | 19.2019 | 65.5169 | 0 | 0 | 0 | 135016 | 0 | -89.1609 | -89.1609 | -79.2994
[20 empty] | 2020-06-26 09:00 | 4234 | 6 | 26 | 10 | 121964.321 | 121.9643 | 7.4679 | 8235.83 | 0 | 0 | 0 | 0 | 0 | 0 | 0 | 7.4679 | 8235.83 | 0 | 0 | 0 | 0 | 0 | 0 | 0 | 18.6441 | 8235.83 | 8.1862 | 27.9315 | 0 | 0 | 0 | 56029.5 | -173.131 | -114.4964 | -114.4964 | -103.3202
[20 empty] | 2020-06-26 10:00 | 4235 | 6 | 26 | 11 | 160245.429 | 160.2454 | 7.4679 | 8235.83 | 0 | 0 | 0 | 0 | 0 | 0 | 0 | 7.4679 | 8235.83 | 0 | 0 | 0 | 0 | 0 | 0 | 0 | 18.7406 | 8235.83 | 8.27 | 28.2173 | 0 | 0 | 0 | 56579.9 | -99.7604 | -152.7775 | -152.7775 | -141.5048
[20 empty] | 2020-06-26 11:00 | 4236 | 6 | 26 | 12 | 234016.384 | 234.0164 | 7.4679 | 8162.51 | 0 | 0 | 0 | 0 | 0 | 0 | 0 | 16.8522 | 8162.51 | 7.8368 | 26.7392 | 0 | 0 | 0 | 53292.9 | 0 | 18.8781 | 8162.51 | 8.405 | 28.6778 | 0 | 0 | 0 | 56820.7 | -117.531 | -226.5485 | -217.1642 | -215.1383
[20 empty] | 2020-06-26 12:00 | 4237 | 6 | 26 | 13 | 199650.068 | 199.6501 | 7.4679 | 8015.86 | 0 | 0 | 0 | 0 | 0 | 0 | 0 | 18.0425 | 8015.86 | 7.8104 | 26.649 | 0 | 0 | 0 | 51586.5 | -80.338 | 29.9019 | 8015.86 | 17.7068 | 60.4156 | 0 | 0 | 0 | 117238 | -167.049 | -192.1822 | -181.6076 | -169.7482
[20 empty] | 2020-06-26 13:00 | 4238 | 6 | 26 | 14 | 194962.692 | 194.9627 | 22.8702 | 8015.86 | 11.6873 | 39.8771 | 0 | 0 | 0 | 77435 | 0 | 33.4555 | 8015.86 | 19.5084 | 66.5627 | 0 | 0 | 0 | 129069 | -20.877 | 34.5737 | 8015.86 | 20.3765 | 69.5246 | 0 | 0 | 0 | 134794 | -75.7476 | -172.0925 | -161.5072 | -160.389
[20 empty] | 2020-06-26 14:00 | 4239 | 6 | 26 | 15 | 182330.689 | 182.3307 | 7.4679 | 8309.16 | 0 | 0 | 0 | 0 | 0 | 0 | 0 | 7.4679 | 8309.16 | 0 | 0 | 0 | 0 | 0 | 0 | 0 | 28.9499 | 8309.16 | 16.7669 | 57.2087 | 0 | 0 | 0 | 116256 | -3.0574 | -174.8628 | -174.8628 | -153.3808
[20 empty] | 2020-06-26 15:00 | 4240 | 6 | 26 | 16 | 187461.25 | 187.4613 | 7.4679 | 8162.51 | 0 | 0 | 0 | 0 | 0 | 0 | 0 | 18.0329 | 8162.51 | 7.8008 | 26.6164 | 0 | 0 | 0 | 52880.9 | -1.0987 | 18.9198 | 8162.51 | 8.45 | 28.8315 | 0 | 0 | 0 | 57126.7 | -157.676 | -179.9934 | -169.4283 | -168.5414
[20 empty] | 2020-06-26 16:00 | 4241 | 6 | 26 | 17 | 135142.064 | 135.1421 | 7.4679 | 8162.51 | 0 | 0 | 0 | 0 | 0 | 0 | 0 | 7.4679 | 8162.51 | 0 | 0 | 0 | 0 | 0 | 0 | 0 | 29.4892 | 8162.51 | 17.3167 | 59.0846 | 0 | 0 | 0 | 117274 | -62.3528 | -127.6742 | -127.6742 | -105.6529
[20 empty] | 2020-06-26 17:00 | 4242 | 6 | 26 | 18 | 72764.403 | 72.7644 | 21.7405 | 8602.46 | 10.5576 | 36.0225 | 0 | 0 | 0 | 76924.7 | 0 | 21.7405 | 8602.46 | 10.5576 | 36.0225 | 0 | 0 | 0 | 76924.8 | 0 | 21.7405 | 8602.46 | 10.5577 | 36.0229 | 0 | 0 | 0 | 76925.3 | 0 | -51.0239 | -51.0239 | -51.0239
[20 empty] | 2020-06-26 18:00 | 4243 | 6 | 26 | 19 | 16504.437 | 16.5044 | 7.4707 | 8675.79 | 0 | 0 | 0 | 0 | 0 | 0 | 0 | 7.4679 | 8675.79 | 0 | 0 | 0 | 0 | 0 | 0 | 0 | 7.4679 | 8675.79 | 0 | 0 | 0 | 0 | 0 | 0 | 0 | -9.0338 | -9.0366 | -9.0366
[20 empty] | 2020-06-26 19:00 | 4244 | 6 | 26 | 20 | 0 | 0 | 7.7516 | 8675.79 | 0 | 0 | 0 | 0 | 0 | 0 | 0 | 7.7516 | 8675.79 | 0 | 0 | 0 | 0 | 0 | 0 | 0 | 7.7516 | 8675.79 | 0 | 0 | 0 | 0 | 0 | 0 | 0 | 7.7516 | 7.7516 | 7.7516
[20 empty] | 2020-06-26 20:00 | 4245 | 6 | 26 | 21 | 0 | 0 | 7.7516 | 8749.11 | 0 | 0 | 0 | 0 | 0 | 0 | 0 | 7.7516 | 8749.11 | 0 | 0 | 0 | 0 | 0 | 0 | 0 | 7.7516 | 8749.11 | 0 | 0 | 0 | 0 | 0 | 0 | 0 | 7.7516 | 7.7516 | 7.7516
[20 empty] | 2020-06-26 21:00 | 4246 | 6 | 26 | 22 | 0 | 0 | 7.7516 | 8749.11 | 0 | 0 | 0 | 0 | 0 | 0 | 0 | 7.7516 | 8749.11 | 0 | 0 | 0 | 0 | 0 | 0 | 0 | 7.7516 | 8749.11 | 0 | 0 | 0 | 0 | 0 | 0 | 0 | 7.7516 | 7.7516 | 7.7516
[20 empty] | 2020-06-26 22:00 | 4247 | 6 | 26 | 23 | 0 | 0 | 21.7746 | 8749.11 | 10.308 | 35.1709 | 0 | 0 | 0 | 76869.5 | 0 | 21.7746 | 8749.11 | 10.308 | 35.1709 | 0 | 0 | 0 | 76869.5 | 0 | 21.7747 | 8749.11 | 10.3081 | 35.1712 | 0 | 0 | 0 | 76869.8 | 0 | 21.7746 | 21.7746 | 21.7747
[20 empty] | 2020-06-26 23:00 | 4248 | 6 | 26 | 24 | 0 | 0 | 7.7516 | 8675.79 | 0 | 0 | 0 | 0 | 0 | 0 | 0 | 7.7516 | 8675.79 | 0 | 0 | 0 | 0 | 0 | 0 | 0 | 7.7516 | 8675.79 | 0 | 0 | 0 | 0 | 0 | 0 | 0 | 7.7516 | 7.7516 | 7.7516
[20 empty] | 2020-06-27 | 4249 | 6 | 27 | 1 | 0 | 0 | 7.7516 | 8822.44 | 0 | 0 | 0 | 0 | 0 | 0 | 0 | 7.7516 | 8822.44 | 0 | 0 | 0 | 0 | 0 | 0 | 0 | 7.7516 | 8822.44 | 0 | 0 | 0 | 0 | 0 | 0 | 0 | 7.7516 | 7.7516 | 7.7516
[20 empty] | 2020-06-27 01:00 | 4250 | 6 | 27 | 2 | 0 | 0 | 7.7516 | 8822.44 | 0 | 0 | 0 | 0 | 0 | 0 | 0 | 7.7516 | 8822.44 | 0 | 0 | 0 | 0 | 0 | 0 | 0 | 7.7516 | 8822.44 | 0 | 0 | 0 | 0 | 0 | 0 | 0 | 7.7516 | 7.7516 | 7.7516
[20 empty] | 2020-06-27 02:00 | 4251 | 6 | 27 | 3 | 0 | 0 | 7.7516 | 8895.77 | 0 | 0 | 0 | 0 | 0 | 0 | 0 | 7.7516 | 8895.77 | 0 | 0 | 0 | 0 | 0 | 0 | 0 | 7.7516 | 8895.77 | 0 | 0 | 0 | 0 | 0 | 0 | 0 | 7.7516 | 7.7516 | 7.7516
[20 empty] | 2020-06-27 03:00 | 4252 | 6 | 27 | 4 | 0 | 0 | 21.5156 | 9115.75 | 10.049 | 34.2872 | 0 | 0 | 0 | 76687.6 | 0 | 21.5157 | 9115.75 | 10.049 | 34.2872 | 0 | 0 | 0 | 76687.7 | 0 | 21.5157 | 9115.75 | 10.0491 | 34.2875 | 0 | 0 | 0 | 76687.9 | 0 | 21.5156 | 21.5157 | 21.5157
[20 empty] | 2020-06-27 04:00 | 4253 | 6 | 27 | 5 | 0 | 0 | 7.7516 | 9115.75 | 0 | 0 | 0 | 0 | 0 | 0 | 0 | 7.7516 | 9115.75 | 0 | 0 | 0 | 0 | 0 | 0 | 0 | 7.7516 | 9115.75 | 0 | 0 | 0 | 0 | 0 | 0 | 0 | 7.7516 | 7.7516 | 7.7516
[20 empty] | 2020-06-27 05:00 | 4254 | 6 | 27 | 6 | 18250.335 | 18.2503 | 7.4804 | 8822.44 | 0 | 0 | 0 | 0 | 0 | 0 | 0 | 7.4679 | 8822.44 | 0 | 0 | 0 | 0 | 0 | 0 | 0 | 7.4679 | 8822.44 | 0 | 0 | 0 | 0 | 0 | 0 | 0 | -10.77 | -10.7825 | -10.7825
[20 empty] | 2020-06-27 06:00 | 4255 | 6 | 27 | 7 | 80108.971 | 80.109 | 7.4679 | 8602.46 | 0 | 0 | 0 | 0 | 0 | 0 | 0 | 7.4679 | 8602.46 | 0 | 0 | 0 | 0 | 0 | 0 | 0 | 7.4679 | 8602.46 | 0 | 0 | 0 | 0 | 0 | 0 | 0 | -72.6411 | -72.6411 | -72.6411
[20 empty] | 2020-06-27 07:00 | 4256 | 6 | 27 | 8 | 151315.924 | 151.3159 | 21.6534 | 8602.46 | 10.4705 | 35.7253 | 0 | 0 | 0 | 76216 | 0 | 30.4602 | 8602.46 | 17.7235 | 60.4726 | 0 | 0 | 0 | 129007 | 0 | 31.398 | 8602.46 | 18.4855 | 63.0725 | 0 | 0 | 0 | 134556 | 0 | -129.6625 | -120.8557 | -119.9179
[20 empty] | 2020-06-27 08:00 | 4257 | 6 | 27 | 9 | 207328.292 | 207.3283 | 15.9064 | 8309.16 | 7.0212 | 23.9564 | 0 | 0 | 0 | 48876.8 | 0 | 17.9489 | 8309.16 | 7.6668 | 26.159 | 0 | 0 | 0 | 53113 | -119.934 | 29.3309 | 8309.16 | 17.0729 | 58.2527 | 0 | 0 | 0 | 118445 | -192.389 | -191.4219 | -189.3794 | -177.9974
[20 empty] | 2020-06-27 09:00 | 4258 | 6 | 27 | 10 | 251555.336 | 251.5553 | 17.0668 | 8235.83 | 7.0184 | 23.947 | 0 | 0 | 0 | 48047 | -49.4996 | 27.6618 | 8235.83 | 15.8236 | 53.9901 | 0 | 0 | 0 | 108607 | -105.478 | 29.6939 | 8235.83 | 17.4001 | 59.3691 | 0 | 0 | 0 | 119111 | -189.876 | -234.4885 | -223.8935 | -221.8614
[20 empty] | 2020-06-27 10:00 | 4259 | 6 | 27 | 11 | 282009.298 | 282.0093 | 17.023 | 8235.83 | 6.9839 | 23.8289 | 0 | 0 | 0 | 47804.3 | -43.4926 | 27.4044 | 8235.83 | 15.5773 | 53.1497 | 0 | 0 | 0 | 106654 | -90.7036 | 29.7062 | 8235.83 | 17.4174 | 59.4282 | 0 | 0 | 0 | 119228 | -166.965 | -264.9863 | -254.6049 | -252.3031
[20 empty] | 2020-06-27 11:00 | 4260 | 6 | 27 | 12 | 297618.968 | 297.619 | 7.4679 | 8162.51 | 0 | 0 | 0 | 0 | 0 | 0 | 0 | 27.6137 | 8162.51 | 15.7943 | 53.8902 | 0 | 0 | 0 | 106841 | -90.2991 | 29.9459 | 8162.51 | 17.6691 | 60.287 | 0 | 0 | 0 | 119519 | -174.465 | -290.1511 | -270.0053 | -267.6731
[20 empty] | 2020-06-27 12:00 | 4261 | 6 | 27 | 13 | 294803.51 | 294.8035 | 30.8133 | 8235.83 | 18.2172 | 62.1571 | 0 | 0 | 0 | 125130 | 0 | 42.1852 | 8235.83 | 26.6646 | 90.9796 | 0 | 0 | 0 | 182809 | -133.722 | 44.4849 | 8235.83 | 28.5141 | 97.2901 | 0 | 0 | 0 | 195470 | -215.815 | -263.9902 | -252.6183 | -250.3186
[20 empty] | 2020-06-27 13:00 | 4262 | 6 | 27 | 14 | 100521.754 | 100.5218 | 7.4679 | 8235.83 | 0 | 0 | 0 | 0 | 0 | 0 | 0 | 18.0671 | 8235.83 | 7.8117 | 26.6535 | 0 | 0 | 0 | 53477.7 | -158.706 | 29.6872 | 8235.83 | 17.447 | 59.5292 | 0 | 0 | 0 | 119451 | -461.973 | -93.0539 | -82.4547 | -70.8346
[20 empty] | 2020-06-27 14:00 | 4263 | 6 | 27 | 15 | 243390.096 | 243.3901 | 16.2026 | 8162.51 | 7.3204 | 24.9772 | 0 | 0 | 0 | 49726.6 | 0 | 27.9445 | 8162.51 | 16.1406 | 55.0717 | 0 | 0 | 0 | 109442 | -189.93 | 42.4045 | 8162.51 | 28.2008 | 96.2211 | 0 | 0 | 0 | 191575 | -573.936 | -227.1875 | -215.4456 | -200.9856
[20 empty] | 2020-06-27 15:00 | 4264 | 6 | 27 | 16 | 194837.504 | 194.8375 | 7.4679 | 8162.51 | 0 | 0 | 0 | 0 | 0 | 0 | 0 | 27.7505 | 8162.51 | 15.9589 | 54.4518 | 0 | 0 | 0 | 108022 | -415.997 | 42.0543 | 8162.51 | 27.8627 | 95.0675 | 0 | 0 | 0 | 188583 | -807.494 | -187.3696 | -167.087 | -152.7832
[20 empty] | 2020-06-27 16:00 | 4265 | 6 | 27 | 17 | 96073.04 | 96.073 | 17.4257 | 8162.51 | 7.3823 | 25.1886 | 0 | 0 | 0 | 50150.3 | -3.5301 | 18.208 | 8162.51 | 7.9685 | 27.1886 | 0 | 0 | 0 | 53915.5 | -97.8417 | 36.4721 | 8162.51 | 23.2719 | 79.4037 | 0 | 0 | 0 | 157791 | -468.931 | -78.6473 | -77.865 | -59.6009
[20 empty] | 2020-06-27 17:00 | 4266 | 6 | 27 | 18 | 58470.946 | 58.4709 | 31.5677 | 8455.81 | 17.78 | 60.6654 | 0 | 0 | 0 | 126380 | -28.5433 | 43.5485 | 8455.81 | 27.6958 | 94.4981 | 0 | 0 | 0 | 197223 | -72.3049 | 51.8153 | 8455.81 | 34.535 | 117.8334 | 0 | 0 | 0 | 245522 | -176.241 | -26.9032 | -14.9224 | -6.6556
[20 empty] | 2020-06-27 18:00 | 4267 | 6 | 27 | 19 | 17199.078 | 17.1991 | 16.9308 | 8602.46 | 6.8677 | 23.4325 | 0 | 0 | 0 | 49935.1 | -10.9198 | 17.976 | 8602.46 | 7.6726 | 26.1788 | 0 | 0 | 0 | 55786 | -25.5036 | 30.6873 | 8602.46 | 18.1358 | 61.8793 | 0 | 0 | 0 | 131877 | -37.3167 | -0.26828 | 0.77692 | 13.4882
[20 empty] | 2020-06-27 19:00 | 4268 | 6 | 27 | 20 | 0 | 0 | 15.8549 | 8602.46 | 6.6997 | 22.8593 | 0 | 0 | 0 | 48712.1 | 0 | 17.8981 | 8602.46 | 7.3823 | 25.1883 | 0 | 0 | 0 | 53674.7 | -1.7 | 19.0386 | 8602.46 | 8.27 | 28.2172 | 0 | 0 | 0 | 60132 | -2.2291 | 15.8549 | 17.8981 | 19.0386
[20 empty] | 2020-06-27 20:00 | 4269 | 6 | 27 | 21 | 0 | 0 | 7.7516 | 8602.46 | 0 | 0 | 0 | 0 | 0 | 0 | 0 | 16.8014 | 8602.46 | 7.5024 | 25.5982 | 0 | 0 | 0 | 54546.2 | 0 | 17.7528 | 8602.46 | 8.2976 | 28.3113 | 0 | 0 | 0 | 60330.2 | 0 | 7.7516 | 16.8014 | 17.7528
[20 empty] | 2020-06-27 21:00 | 4270 | 6 | 27 | 22 | 0 | 0 | 7.7516 | 8675.79 | 0 | 0 | 0 | 0 | 0 | 0 | 0 | 7.7516 | 8675.79 | 0 | 0 | 0 | 0 | 0 | 0 | 0 | 17.6176 | 8675.79 | 8.1624 | 27.8502 | 0 | 0 | 0 | 60074.4 | 0 | 7.7516 | 7.7516 | 17.6176
[20 empty] | 2020-06-27 22:00 | 4271 | 6 | 27 | 23 | 0 | 0 | 21.752 | 8675.79 | 10.2854 | 35.0938 | 0 | 0 | 0 | 75877.8 | 0 | 21.752 | 8675.79 | 10.2854 | 35.0938 | 0 | 0 | 0 | 75878.2 | 0 | 21.752 | 8675.79 | 10.2854 | 35.0938 | 0 | 0 | 0 | 75878.2 | 0 | 21.752 | 21.752 | 21.752
[20 empty] | 2020-06-27 23:00 | 4272 | 6 | 27 | 24 | 0 | 0 | 7.3463 | 8749.11 | 0 | 0 | 0 | 0 | 0 | 0 | 0 | 7.3463 | 8749.11 | 0 | 0 | 0 | 0 | 0 | 0 | 0 | 7.3463 | 8749.11 | 0 | 0 | 0 | 0 | 0 | 0 | 0 | 7.3463 | 7.3463 | 7.3463
[20 empty] | 2020-06-28 | 4273 | 6 | 28 | 1 | 0 | 0 | 7.3463 | 8749.11 | 0 | 0 | 0 | 0 | 0 | 0 | 0 | 7.3463 | 8749.11 | 0 | 0 | 0 | 0 | 0 | 0 | 0 | 7.3463 | 8749.11 | 0 | 0 | 0 | 0 | 0 | 0 | 0 | 7.3463 | 7.3463 | 7.3463
[20 empty] | 2020-06-28 01:00 | 4274 | 6 | 28 | 2 | 0 | 0 | 7.3463 | 8749.11 | 0 | 0 | 0 | 0 | 0 | 0 | 0 | 7.3463 | 8749.11 | 0 | 0 | 0 | 0 | 0 | 0 | 0 | 7.3463 | 8749.11 | 0 | 0 | 0 | 0 | 0 | 0 | 0 | 7.3463 | 7.3463 | 7.3463
[20 empty] | 2020-06-28 02:00 | 4275 | 6 | 28 | 3 | 0 | 0 | 7.3463 | 8749.11 | 0 | 0 | 0 | 0 | 0 | 0 | 0 | 7.3463 | 8749.11 | 0 | 0 | 0 | 0 | 0 | 0 | 0 | 7.3463 | 8749.11 | 0 | 0 | 0 | 0 | 0 | 0 | 0 | 7.3463 | 7.3463 | 7.3463
[20 empty] | 2020-06-28 03:00 | 4276 | 6 | 28 | 4 | 0 | 0 | 21.2042 | 8749.11 | 10.1429 | 34.6076 | 0 | 0 | 0 | 75724.3 | 0 | 21.2042 | 8749.11 | 10.1429 | 34.6076 | 0 | 0 | 0 | 75724.8 | 0 | 21.2042 | 8749.11 | 10.1429 | 34.6076 | 0 | 0 | 0 | 75724.8 | 0 | 21.2042 | 21.2042 | 21.2042
[20 empty] | 2020-06-28 04:00 | 4277 | 6 | 28 | 5 | 0 | 0 | 43.7418 | 8749.11 | 25.9861 | 88.6646 | 0 | 0 | 0 | 196255 | 0 | 73.9507 | 8749.11 | 49.7443 | 169.7276 | 0 | 0 | 0 | 371679 | 0 | 39.4644 | 8749.11 | 24.0263 | 81.9777 | 0 | 0 | 0 | 179494 | 0 | 43.7418 | 73.9507 | 39.4644
[20 empty] | 2020-06-28 05:00 | 4278 | 6 | 28 | 6 | 18538.151 | 18.5382 | 114.849 | 31110.8 | 78.8821 | 269.1457 | 0 | 0 | 0 | 589372 | 0 | 118.057 | 31110.8 | 81.6326 | 278.5304 | 0 | 0 | 0 | 609008 | 0 | 129.173 | 31110.8 | 90.4416 | 308.5867 | 0 | 0 | 0 | 675204 | 0 | 96.3108 | 99.5188 | 110.6348
[20 empty] | 2020-06-28 06:00 | 4279 | 6 | 28 | 7 | 74593.781 | 74.5938 | 246.716 | 80746.1 | 136.98 | 467.3758 | 0 | 0 | 0 | 1161300 | -6.2036 | 253.271 | 80746.1 | 143.187 | 488.554 | 0 | 0 | 0 | 1203130 | -6.2035 | 262.153 | 80746.1 | 150.589 | 513.8097 | 0 | 0 | 0 | 1265300 | -9.9994 | 172.1222 | 178.6772 | 187.5592
[20 empty] | 2020-06-28 07:00 | 4280 | 6 | 28 | 8 | 139002.973 | 139.003 | 284.93 | 80672.8 | 145.426 | 496.1935 | 0 | 0 | 0 | 1215180 | 0 | 293.369 | 80672.8 | 152.844 | 521.5037 | 0 | 0 | 0 | 1266630 | 0 | 302.82 | 80672.8 | 160.763 | 548.5234 | 0 | 0 | 0 | 1328350 | 0 | 145.927 | 154.366 | 163.817
[20 empty] | 2020-06-28 08:00 | 4281 | 6 | 28 | 9 | 190268.153 | 190.2682 | 297.431 | 55522.2 | 150.437 | 513.291 | 0 | 0 | 0 | 1221880 | 0 | 306.787 | 55522.2 | 158.388 | 540.4199 | 0 | 0 | 0 | 1276230 | 0 | 317.326 | 55522.2 | 167.002 | 569.8108 | 0 | 0 | 0 | 1340850 | 0 | 107.1628 | 116.5188 | 127.0578
[20 empty] | 2020-06-28 09:00 | 4282 | 6 | 28 | 10 | 212003.147 | 212.0031 | 307.329 | 55375.5 | 156.863 | 535.2166 | 0 | 0 | 0 | 1276060 | -15.0059 | 317.359 | 55375.5 | 165.18 | 563.5942 | 0 | 0 | 0 | 1334530 | -15 | 328.719 | 55375.5 | 174.257 | 594.5649 | 0 | 0 | 0 | 1403350 | -15.0176 | 95.3259 | 105.3559 | 116.7159
[20 empty] | 2020-06-28 10:00 | 4283 | 6 | 28 | 11 | 218899.485 | 218.8995 | 281.822 | 126659 | 153.454 | 523.585 | 0 | 0 | 0 | 1214850 | 0 | 291.74 | 126659 | 161.67 | 551.618 | 0 | 0 | 0 | 1272400 | 0 | 302.855 | 126659 | 170.589 | 582.0497 | 0 | 0 | 0 | 1339270 | 0 | 62.9225 | 72.8405 | 83.9555
[20 empty] | 2020-06-28 11:00 | 4284 | 6 | 28 | 12 | 193232.103 | 193.2321 | 319.586 | 126659 | 163.778 | 558.8105 | 0 | 0 | 0 | 1357720 | 0 | 330.756 | 126659 | 172.956 | 590.1259 | 0 | 0 | 0 | 1419830 | 0 | 342.718 | 126659 | 182.461 | 622.5569 | 0 | 0 | 0 | 1490760 | 0 | 126.3539 | 137.5239 | 149.4859
[20 empty] | 2020-06-28 12:00 | 4285 | 6 | 28 | 13 | 170950.731 | 170.9507 | 263.797 | 86488.8 | 158.455 | 540.6485 | 0 | 0 | 0 | 1314960 | 0 | 274.209 | 86488.8 | 166.954 | 569.647 | 0 | 0 | 0 | 1375470 | 0 | 285.408 | 86488.8 | 175.929 | 600.2697 | 0 | 0 | 0 | 1443560 | 0 | 92.8463 | 103.2583 | 114.4573
[20 empty] | 2020-06-28 13:00 | 4286 | 6 | 28 | 14 | 185663.807 | 185.6638 | 253.654 | 55448.9 | 155.604 | 530.9208 | 0 | 0 | 0 | 1254850 | 0 | 263.546 | 55448.9 | 163.74 | 558.6809 | 0 | 0 | 0 | 1312600 | 0 | 274.455 | 55448.9 | 172.56 | 588.7747 | 0 | 0 | 0 | 1378010 | 0 | 67.9902 | 77.8822 | 88.7912
[20 empty] | 2020-06-28 14:00 | 4287 | 6 | 28 | 15 | 88962.895 | 88.9629 | 227.648 | 55522.2 | 147.038 | 501.6937 | 0 | 0 | 0 | 1172730 | 0 | 236.478 | 55522.2 | 154.387 | 526.7684 | 0 | 0 | 0 | 1220110 | 0 | 246.744 | 55522.2 | 162.609 | 554.8219 | 0 | 0 | 0 | 1278160 | 0 | 138.6851 | 147.5151 | 157.7811
[20 empty] | 2020-06-28 15:00 | 4288 | 6 | 28 | 16 | 69116.804 | 69.1168 | 233.378 | 30524.1 | 155.253 | 529.7232 | 0 | 0 | 0 | 1243840 | 0 | 242.88 | 30524.1 | 163.032 | 556.2652 | 0 | 0 | 0 | 1295580 | 0 | 253.774 | 30524.1 | 171.662 | 585.7107 | 0 | 0 | 0 | 1357550 | 0 | 164.2612 | 173.7632 | 184.6572
[20 empty] | 2020-06-28 16:00 | 4289 | 6 | 28 | 17 | 98061.932 | 98.0619 | 14.694 | 30524.1 | 0 | 0 | 0 | 0 | 0 | 0 | 0 | 14.694 | 30524.1 | 0 | 0 | 0 | 0 | 0 | 0 | 0 | 14.694 | 30524.1 | 0 | 0 | 0 | 0 | 0 | 0 | 0 | -83.3679 | -83.3679 | -83.3679
[20 empty] | 2020-06-28 17:00 | 4290 | 6 | 28 | 18 | 67772.84 | 67.7728 | 13.7827 | 30670.8 | 0 | 0 | 0 | 0 | 0 | 0 | 0 | 13.7827 | 30670.8 | 0 | 0 | 0 | 0 | 0 | 0 | 0 | 25.5631 | 30670.8 | 8.7905 | 29.9932 | 0 | 0 | 0 | 61240.7 | -41.0751 | -53.9901 | -53.9901 | -42.2097
[20 empty] | 2020-06-28 18:00 | 4291 | 6 | 28 | 19 | 10725.962 | 10.726 | 10.3847 | 30817.4 | 0 | 0 | 0 | 0 | 0 | 0 | 0 | 10.3847 | 30817.4 | 0 | 0 | 0 | 0 | 0 | 0 | 0 | 21.8547 | 30817.4 | 8.48 | 28.9337 | 0 | 0 | 0 | 60222.6 | -52.5832 | -0.34126 | -0.34126 | 11.1287
[20 empty] | 2020-06-28 19:00 | 4292 | 6 | 28 | 20 | 0 | 0 | 23.2511 | 8455.81 | 10.6706 | 36.4081 | 0 | 0 | 0 | 76656.5 | 0 | 23.2511 | 8455.81 | 10.6706 | 36.4081 | 0 | 0 | 0 | 76656.7 | 0 | 23.2512 | 8455.81 | 10.6706 | 36.4081 | 0 | 0 | 0 | 76656.8 | 0 | 23.2511 | 23.2511 | 23.2512
[20 empty] | 2020-06-28 20:00 | 4293 | 6 | 28 | 21 | 0 | 0 | 7.3463 | 8675.79 | 0 | 0 | 0 | 0 | 0 | 0 | 0 | 7.3463 | 8675.79 | 0 | 0 | 0 | 0 | 0 | 0 | 0 | 7.3463 | 8675.79 | 0 | 0 | 0 | 0 | 0 | 0 | 0 | 7.3463 | 7.3463 | 7.3463
[20 empty] | 2020-06-28 21:00 | 4294 | 6 | 28 | 22 | 0 | 0 | 7.3463 | 8675.79 | 0 | 0 | 0 | 0 | 0 | 0 | 0 | 7.3463 | 8675.79 | 0 | 0 | 0 | 0 | 0 | 0 | 0 | 7.3463 | 8675.79 | 0 | 0 | 0 | 0 | 0 | 0 | 0 | 7.3463 | 7.3463 | 7.3463
[20 empty] | 2020-06-28 22:00 | 4295 | 6 | 28 | 23 | 0 | 0 | 7.3463 | 8602.46 | 0 | 0 | 0 | 0 | 0 | 0 | 0 | 7.3463 | 8602.46 | 0 | 0 | 0 | 0 | 0 | 0 | 0 | 7.3463 | 8602.46 | 0 | 0 | 0 | 0 | 0 | 0 | 0 | 7.3463 | 7.3463 | 7.3463
[20 empty] | 2020-06-28 23:00 | 4296 | 6 | 28 | 24 | 0 | 0 | 21.4605 | 8675.79 | 10.3992 | 35.4821 | 0 | 0 | 0 | 76832.3 | 0 | 21.4606 | 8675.79 | 10.3992 | 35.4821 | 0 | 0 | 0 | 76832.5 | 0 | 21.4606 | 8675.79 | 10.3993 | 35.4824 | 0 | 0 | 0 | 76832.7 | 0 | 21.4605 | 21.4606 | 21.4606
[20 empty] | 2020-06-29 | 4297 | 6 | 29 | 1 | 0 | 0 | 7.3463 | 8675.79 | 0 | 0 | 0 | 0 | 0 | 0 | 0 | 7.3463 | 8675.79 | 0 | 0 | 0 | 0 | 0 | 0 | 0 | 7.3463 | 8675.79 | 0 | 0 | 0 | 0 | 0 | 0 | 0 | 7.3463 | 7.3463 | 7.3463
[20 empty] | 2020-06-29 01:00 | 4298 | 6 | 29 | 2 | 0 | 0 | 7.3463 | 8602.46 | 0 | 0 | 0 | 0 | 0 | 0 | 0 | 7.3463 | 8602.46 | 0 | 0 | 0 | 0 | 0 | 0 | 0 | 7.3463 | 8602.46 | 0 | 0 | 0 | 0 | 0 | 0 | 0 | 7.3463 | 7.3463 | 7.3463
[20 empty] | 2020-06-29 02:00 | 4299 | 6 | 29 | 3 | 0 | 0 | 7.3463 | 8529.14 | 0 | 0 | 0 | 0 | 0 | 0 | 0 | 7.3463 | 8529.14 | 0 | 0 | 0 | 0 | 0 | 0 | 0 | 7.3463 | 8529.14 | 0 | 0 | 0 | 0 | 0 | 0 | 0 | 7.3463 | 7.3463 | 7.3463
[20 empty] | 2020-06-29 03:00 | 4300 | 6 | 29 | 4 | 0 | 0 | 21.424 | 8675.79 | 10.3627 | 35.3575 | 0 | 0 | 0 | 76513.2 | 0 | 21.424 | 8675.79 | 10.3627 | 35.3575 | 0 | 0 | 0 | 76513.4 | 0 | 21.4241 | 8675.79 | 10.3628 | 35.3579 | 0 | 0 | 0 | 76513.6 | 0 | 21.424 | 21.424 | 21.4241
[20 empty] | 2020-06-29 04:00 | 4301 | 6 | 29 | 5 | 0 | 0 | 8.8655 | 8675.79 | 0 | 0 | 0 | 0 | 0 | 0 | 0 | 8.8655 | 8675.79 | 0 | 0 | 0 | 0 | 0 | 0 | 0 | 36.2186 | 8675.79 | 21.6276 | 73.7934 | 0 | 0 | 0 | 159692 | 0 | 8.8655 | 8.8655 | 36.2186
[20 empty] | 2020-06-29 05:00 | 4302 | 6 | 29 | 6 | 19307.254 | 19.3073 | 110.991 | 30964.1 | 76.4429 | 260.8232 | 0 | 0 | 0 | 557407 | 0 | 116.963 | 30964.1 | 81.4298 | 277.8385 | 0 | 0 | 0 | 593796 | 0 | 119.03 | 30964.1 | 83.434 | 284.6768 | 0 | 0 | 0 | 607772 | 0 | 91.6837 | 97.6557 | 99.7227
[20 empty] | 2020-06-29 06:00 | 4303 | 6 | 29 | 7 | 76104.996 | 76.105 | 236.791 | 80452.6 | 129.007 | 440.1719 | 0 | 0 | 0 | 982625 | 0 | 244.747 | 80452.6 | 136.234 | 464.8304 | 0 | 0 | 0 | 1028200 | 0 | 252.092 | 80452.6 | 142.15 | 485.0158 | 0 | 0 | 0 | 1059510 | -11.6567 | 160.686 | 168.642 | 175.987
[20 empty] | 2020-06-29 07:00 | 4304 | 6 | 29 | 8 | 146378.64 | 146.3786 | 272.236 | 80452.6 | 134.197 | 457.8802 | 0 | 0 | 0 | 1034690 | 0 | 281.314 | 80452.6 | 142.045 | 484.6575 | 0 | 0 | 0 | 1085730 | 0 | 288.499 | 80452.6 | 148.676 | 507.2825 | 0 | 0 | 0 | 1124380 | 0 | 125.8574 | 134.9354 | 142.1204
[20 empty] | 2020-06-29 08:00 | 4305 | 6 | 29 | 9 | 205197.907 | 205.1979 | 280.186 | 55302.2 | 134.391 | 458.5421 | 0 | 0 | 0 | 971220 | 0 | 290.039 | 55302.2 | 142.648 | 486.715 | 0 | 0 | 0 | 1026320 | 0 | 298.095 | 55302.2 | 149.616 | 510.4898 | 0 | 0 | 0 | 1065630 | 0 | 74.9881 | 84.8411 | 92.8971
[20 empty] | 2020-06-29 09:00 | 4306 | 6 | 29 | 10 | 249610.737 | 249.6107 | 285.058 | 55302.2 | 135.919 | 463.7556 | 0 | 0 | 0 | 999992 | -18.0215 | 295.677 | 55302.2 | 144.626 | 493.4639 | 0 | 0 | 0 | 1056960 | -18.002 | 305.105 | 55302.2 | 152.53 | 520.4324 | 0 | 0 | 0 | 1106600 | -17.9922 | 35.4473 | 46.0663 | 55.4943
[20 empty] | 2020-06-29 10:00 | 4307 | 6 | 29 | 11 | 274546.61 | 274.5466 | 258.755 | 126659 | 131.479 | 448.6063 | 0 | 0 | 0 | 951385 | 0 | 269.12 | 126659 | 140.029 | 477.7789 | 0 | 0 | 0 | 1006980 | 0 | 278.317 | 126659 | 147.8 | 504.2936 | 0 | 0 | 0 | 1055590 | 0 | -15.7916 | -5.4266 | 3.7704
[20 empty] | 2020-06-29 11:00 | 4308 | 6 | 29 | 12 | 284150.507 | 284.1505 | 303.616 | 126659 | 147.66 | 503.8159 | 0 | 0 | 0 | 1104060 | 0 | 314.679 | 126659 | 156.79 | 534.9675 | 0 | 0 | 0 | 1163110 | 0 | 325.095 | 126659 | 165.464 | 564.5632 | 0 | 0 | 0 | 1217950 | 0 | 19.4655 | 30.5285 | 40.9445
[20 empty] | 2020-06-29 12:00 | 4309 | 6 | 29 | 13 | 280460.486 | 280.4605 | 252.146 | 85841.5 | 146.203 | 498.8446 | 0 | 0 | 0 | 1081330 | 0 | 263.192 | 85841.5 | 155.277 | 529.8051 | 0 | 0 | 0 | 1140020 | 0 | 273.202 | 85841.5 | 163.696 | 558.5308 | 0 | 0 | 0 | 1193070 | 0 | -28.3145 | -17.2685 | -7.2585
[20 empty] | 2020-06-29 13:00 | 4310 | 6 | 29 | 14 | 121218.112 | 121.2181 | 243.111 | 55082.1 | 143.795 | 490.6285 | 0 | 0 | 0 | 1039820 | 0 | 254.39 | 55082.1 | 153.024 | 522.1179 | 0 | 0 | 0 | 1100220 | 0 | 264.821 | 55082.1 | 161.69 | 551.6863 | 0 | 0 | 0 | 1155910 | 0 | 121.8929 | 133.1719 | 143.6029
[20 empty] | 2020-06-29 14:00 | 4311 | 6 | 29 | 15 | 229534.055 | 229.5341 | 221.809 | 55008.7 | 139.326 | 475.3803 | 0 | 0 | 0 | 981010 | 0 | 232.912 | 55008.7 | 148.121 | 505.3889 | 0 | 0 | 0 | 1036460 | 0 | 243.393 | 55008.7 | 156.558 | 534.1759 | 0 | 0 | 0 | 1088220 | 0 | -7.7251 | 3.3779 | 13.8589
[20 empty] | 2020-06-29 15:00 | 4312 | 6 | 29 | 16 | 186509.728 | 186.5097 | 211.703 | 30230.7 | 131.663 | 449.2342 | 0 | 0 | 0 | 911705 | 0 | 223.042 | 30230.7 | 140.427 | 479.1369 | 0 | 0 | 0 | 970636 | 0 | 234.032 | 30230.7 | 149.089 | 508.6917 | 0 | 0 | 0 | 1026310 | 0 | 25.1933 | 36.5323 | 47.5223
[20 empty] | 2020-06-29 16:00 | 4313 | 6 | 29 | 17 | 135517.647 | 135.5176 | 14.694 | 30230.7 | 0 | 0 | 0 | 0 | 0 | 0 | 0 | 25.05 | 30230.7 | 7.5918 | 25.9033 | 0 | 0 | 0 | 48945.7 | -1588.03 | 26.0627 | 30230.7 | 8.3787 | 28.5883 | 0 | 0 | 0 | 54002.4 | -1658.39 | -120.8236 | -110.4676 | -109.4549
[20 empty] | 2020-06-29 17:00 | 4314 | 6 | 29 | 18 | 69648.655 | 69.6487 | 23.3832 | 30524.1 | 7.041 | 24.0239 | 0 | 0 | 0 | 47536.1 | -35.8721 | 24.5346 | 30524.1 | 7.9183 | 27.0171 | 0 | 0 | 0 | 53489.2 | -227.465 | 25.9366 | 30524.1 | 9.021 | 30.7798 | 0 | 0 | 0 | 60940.4 | -278.21 | -46.2655 | -45.1141 | -43.7121
[20 empty] | 2020-06-29 18:00 | 4315 | 6 | 29 | 19 | 17329.163 | 17.3292 | 19.9916 | 30597.4 | 7.0116 | 23.9236 | 0 | 0 | 0 | 47987.2 | -40.5974 | 21.2438 | 30597.4 | 7.9894 | 27.2598 | 0 | 0 | 0 | 54669.5 | -95.6921 | 33.5305 | 30597.4 | 18.221 | 62.1701 | 0 | 0 | 0 | 124719 | -124.337 | 2.6624 | 3.9146 | 16.2013
[20 empty] | 2020-06-29 19:00 | 4316 | 6 | 29 | 20 | 0 | 0 | 33.2669 | 8235.83 | 18.1286 | 61.8548 | 0 | 0 | 0 | 124311 | -1.334 | 34.3238 | 8235.83 | 18.9543 | 64.6721 | 0 | 0 | 0 | 129963 | -3.5301 | 35.602 | 8235.83 | 19.9562 | 68.0906 | 0 | 0 | 0 | 136826 | -4.5613 | 33.2669 | 34.3238 | 35.602
[20 empty] | 2020-06-29 20:00 | 4317 | 6 | 29 | 21 | 0 | 0 | 7.3463 | 8455.81 | 0 | 0 | 0 | 0 | 0 | 0 | 0 | 16.1587 | 8455.81 | 7.2649 | 24.788 | 0 | 0 | 0 | 51542.9 | 0 | 17.1127 | 8455.81 | 8.0576 | 27.4924 | 0 | 0 | 0 | 57169.9 | 0 | 7.3463 | 16.1587 | 17.1127
[20 empty] | 2020-06-29 21:00 | 4318 | 6 | 29 | 22 | 0 | 0 | 7.3463 | 8455.81 | 0 | 0 | 0 | 0 | 0 | 0 | 0 | 7.3463 | 8455.81 | 0 | 0 | 0 | 0 | 0 | 0 | 0 | 16.9942 | 8455.81 | 7.9443 | 27.1061 | 0 | 0 | 0 | 56361.4 | 0 | 7.3463 | 7.3463 | 16.9942
[20 empty] | 2020-06-29 22:00 | 4319 | 6 | 29 | 23 | 0 | 0 | 7.3463 | 8455.81 | 0 | 0 | 0 | 0 | 0 | 0 | 0 | 7.3463 | 8455.81 | 0 | 0 | 0 | 0 | 0 | 0 | 0 | 16.9288 | 8455.81 | 7.8789 | 26.8828 | 0 | 0 | 0 | 55889.6 | 0 | 7.3463 | 7.3463 | 16.9288
[20 empty] | 2020-06-29 23:00 | 4320 | 6 | 29 | 24 | 0 | 0 | 21.4576 | 8749.11 | 10.3963 | 35.4722 | 0 | 0 | 0 | 77447.3 | 0 | 21.4575 | 8749.11 | 10.3962 | 35.4718 | 0 | 0 | 0 | 77447 | 0 | 21.4576 | 8749.11 | 10.3963 | 35.4722 | 0 | 0 | 0 | 77447.1 | 0 | 21.4576 | 21.4575 | 21.4576
[20 empty] | 2020-06-30 | 4321 | 6 | 30 | 1 | 0 | 0 | 7.3463 | 8822.44 | 0 | 0 | 0 | 0 | 0 | 0 | 0 | 7.3463 | 8822.44 | 0 | 0 | 0 | 0 | 0 | 0 | 0 | 7.3463 | 8822.44 | 0 | 0 | 0 | 0 | 0 | 0 | 0 | 7.3463 | 7.3463 | 7.3463
[20 empty] | 2020-06-30 01:00 | 4322 | 6 | 30 | 2 | 0 | 0 | 7.3463 | 8822.44 | 0 | 0 | 0 | 0 | 0 | 0 | 0 | 7.3463 | 8822.44 | 0 | 0 | 0 | 0 | 0 | 0 | 0 | 7.3463 | 8822.44 | 0 | 0 | 0 | 0 | 0 | 0 | 0 | 7.3463 | 7.3463 | 7.3463
[20 empty] | 2020-06-30 02:00 | 4323 | 6 | 30 | 3 | 0 | 0 | 7.3463 | 9042.42 | 0 | 0 | 0 | 0 | 0 | 0 | 0 | 7.3463 | 9042.42 | 0 | 0 | 0 | 0 | 0 | 0 | 0 | 7.3463 | 9042.42 | 0 | 0 | 0 | 0 | 0 | 0 | 0 | 7.3463 | 7.3463 | 7.3463
[20 empty] | 2020-06-30 03:00 | 4324 | 6 | 30 | 4 | 0 | 0 | 38.0336 | 9042.42 | 22.5731 | 77.0194 | 0 | 0 | 0 | 172255 | 0 | 21.1669 | 9042.42 | 10.1056 | 34.4803 | 0 | 0 | 0 | 77107.3 | 0 | 21.167 | 9042.42 | 10.1057 | 34.4806 | 0 | 0 | 0 | 77107.6 | 0 | 38.0336 | 21.1669 | 21.167
[20 empty] | 2020-06-30 04:00 | 4325 | 6 | 30 | 5 | 0 | 0 | 23.4359 | 9042.42 | 10.7946 | 36.8312 | 0 | 0 | 0 | 82485.7 | 0 | 52.1232 | 9042.42 | 32.9961 | 112.5827 | 0 | 0 | 0 | 251790 | 0 | 28.8304 | 9042.42 | 14.898 | 50.832 | 0 | 0 | 0 | 113690 | 0 | 23.4359 | 52.1232 | 28.8304
[20 empty] | 2020-06-30 05:00 | 4326 | 6 | 30 | 6 | 19084.763 | 19.0848 | 105.526 | 31330.8 | 70.9891 | 242.2148 | 0 | 0 | 0 | 541800 | 0 | 109.355 | 31330.8 | 74.0789 | 252.7572 | 0 | 0 | 0 | 565477 | 0 | 116.242 | 31330.8 | 79.8466 | 272.4366 | 0 | 0 | 0 | 609383 | 0 | 86.4412 | 90.2702 | 97.1572
[20 empty] | 2020-06-30 06:00 | 4327 | 6 | 30 | 7 | 70739.002 | 70.739 | 203.695 | 80819.5 | 94.6846 | 323.0639 | 0 | 0 | 0 | 708988 | 0 | 210.4 | 80819.5 | 99.6821 | 340.1153 | 0 | 0 | 0 | 745510 | -7.3804 | 215.037 | 80819.5 | 104.901 | 357.9222 | 0 | 0 | 0 | 783083 | 0 | 132.956 | 139.661 | 144.298
[20 empty] | 2020-06-30 07:00 | 4328 | 6 | 30 | 8 | 133136.258 | 133.1363 | 235.421 | 80819.5 | 95.6244 | 326.2705 | 0 | 0 | 0 | 721669 | 0 | 241.587 | 80819.5 | 101.046 | 344.769 | 0 | 0 | 0 | 758840 | 0 | 247.962 | 80819.5 | 106.342 | 362.8389 | 0 | 0 | 0 | 799394 | 0 | 102.2847 | 108.4507 | 114.8257
[20 empty] | 2020-06-30 08:00 | 4329 | 6 | 30 | 9 | 186172.356 | 186.1724 | 263.7 | 55668.9 | 116.475 | 397.4127 | 0 | 0 | 0 | 864381 | 0 | 271.933 | 55668.9 | 123.635 | 421.8426 | 0 | 0 | 0 | 910969 | 0 | 280.058 | 55668.9 | 130.322 | 444.6587 | 0 | 0 | 0 | 961841 | 0 | 77.5276 | 85.7606 | 93.8856
[20 empty] | 2020-06-30 09:00 | 4330 | 6 | 30 | 10 | 228024.488 | 228.0245 | 277.482 | 55448.9 | 126.854 | 432.8258 | 0 | 0 | 0 | 930990 | -25.8848 | 287.279 | 55448.9 | 135.114 | 461.009 | 0 | 0 | 0 | 984480 | -25.9082 | 297.061 | 55448.9 | 143.122 | 488.3323 | 0 | 0 | 0 | 1042960 | -25.8574 | 49.4575 | 59.2545 | 69.0365
[20 empty] | 2020-06-30 10:00 | 4331 | 6 | 30 | 11 | 256024.811 | 256.0248 | 256.48 | 126659 | 126.048 | 430.0758 | 0 | 0 | 0 | 919315 | 0 | 265.859 | 126659 | 133.91 | 456.9009 | 0 | 0 | 0 | 971550 | 0 | 275.326 | 126659 | 141.618 | 483.2006 | 0 | 0 | 0 | 1029190 | 0 | 0.45519 | 9.8342 | 19.3012
[20 empty] | 2020-06-30 11:00 | 4332 | 6 | 30 | 12 | 272322.762 | 272.3228 | 285.291 | 126659 | 129.592 | 442.1679 | 0 | 0 | 0 | 999450 | 0 | 295.157 | 126659 | 137.834 | 470.2896 | 0 | 0 | 0 | 1054560 | 0 | 305.235 | 126659 | 146.009 | 498.1827 | 0 | 0 | 0 | 1114790 | 0 | 12.9682 | 22.8342 | 32.9122
[20 empty] | 2020-06-30 12:00 | 4333 | 6 | 30 | 13 | 274059.71 | 274.0597 | 239.743 | 86693.1 | 134.006 | 457.2285 | 0 | 0 | 0 | 984212 | 0 | 249.923 | 86693.1 | 142.436 | 485.9916 | 0 | 0 | 0 | 1038510 | 0 | 260.312 | 86693.1 | 150.897 | 514.8606 | 0 | 0 | 0 | 1098060 | 0 | -34.3167 | -24.1367 | -13.7477
[20 empty] | 2020-06-30 13:00 | 4334 | 6 | 30 | 14 | 255252.708 | 255.2527 | 237.819 | 55228.8 | 138.707 | 473.2683 | 0 | 0 | 0 | 1020420 | 0 | 248.48 | 55228.8 | 147.466 | 503.154 | 0 | 0 | 0 | 1078370 | 0 | 259.512 | 55228.8 | 156.371 | 533.5379 | 0 | 0 | 0 | 1141700 | 0 | -17.4337 | -6.7727 | 4.2593
[20 empty] | 2020-06-30 14:00 | 4335 | 6 | 30 | 15 | 222650.923 | 222.6509 | 202.086 | 55228.8 | 120.208 | 410.1497 | 0 | 0 | 0 | 830208 | 0 | 212.496 | 55228.8 | 128.439 | 438.2339 | 0 | 0 | 0 | 882126 | 0 | 223.17 | 55228.8 | 136.693 | 466.3965 | 0 | 0 | 0 | 939828 | 0 | -20.5649 | -10.1549 | 0.51908
[20 empty] | 2020-06-30 15:00 | 4336 | 6 | 30 | 16 | 177461.377 | 177.4614 | 209.054 | 30597.4 | 130.236 | 444.3652 | 0 | 0 | 0 | 982640 | 0 | 220.081 | 30597.4 | 138.845 | 473.7391 | 0 | 0 | 0 | 1042220 | 0 | 231.446 | 30597.4 | 147.606 | 503.6317 | 0 | 0 | 0 | 1106710 | 0 | 31.5926 | 42.6196 | 53.9846
[20 empty] | 2020-06-30 16:00 | 4337 | 6 | 30 | 17 | 124390.905 | 124.3909 | 14.694 | 30597.4 | 0 | 0 | 0 | 0 | 0 | 0 | 0 | 24.7734 | 30597.4 | 7.3152 | 24.9596 | 0 | 0 | 0 | 50273.8 | -1830.99 | 25.7583 | 30597.4 | 8.0744 | 27.5498 | 0 | 0 | 0 | 55464.9 | -1551.42 | -109.6969 | -99.6175 | -98.6326
[20 empty] | 2020-06-30 17:00 | 4338 | 6 | 30 | 18 | 64873.831 | 64.8738 | 23.0327 | 30964.1 | 6.6922 | 22.8338 | 0 | 0 | 0 | 48689.3 | -31.9957 | 24.0844 | 30964.1 | 7.4841 | 25.5359 | 0 | 0 | 0 | 54389 | -203.376 | 25.4178 | 30964.1 | 8.5217 | 29.076 | 0 | 0 | 0 | 61929.9 | -252.166 | -41.8411 | -40.7894 | -39.456
[20 empty] | 2020-06-30 18:00 | 4339 | 6 | 30 | 19 | 9810.932 | 9.8109 | 19.4836 | 30890.8 | 6.5411 | 22.3181 | 0 | 0 | 0 | 46988.3 | -46.2646 | 20.8332 | 30890.8 | 7.5838 | 25.876 | 0 | 0 | 0 | 54473.8 | -105.059 | 22.188 | 30890.8 | 8.6359 | 29.4658 | 0 | 0 | 0 | 62034.6 | -137.467 | 9.6727 | 11.0223 | 12.3771
[20 empty] | 2020-06-30 19:00 | 4340 | 6 | 30 | 20 | 0 | 0 | 23.6164 | 8455.81 | 11.0358 | 37.6541 | 0 | 0 | 0 | 78620.7 | 0 | 33.6735 | 8455.81 | 18.3121 | 62.4809 | 0 | 0 | 0 | 130245 | -3.0541 | 34.905 | 8455.81 | 19.2678 | 65.7417 | 0 | 0 | 0 | 137030 | -4.2016 | 23.6164 | 33.6735 | 34.905
[20 empty] | 2020-06-30 20:00 | 4341 | 6 | 30 | 21 | 0 | 0 | 7.3463 | 8455.81 | 0 | 0 | 0 | 0 | 0 | 0 | 0 | 15.9881 | 8455.81 | 7.0944 | 24.206 | 0 | 0 | 0 | 50324.2 | 0 | 16.9367 | 8455.81 | 7.8794 | 26.8846 | 0 | 0 | 0 | 55896.7 | 0 | 7.3463 | 15.9881 | 16.9367
[20 empty] | 2020-06-30 21:00 | 4342 | 6 | 30 | 22 | 0 | 0 | 7.3463 | 8309.16 | 0 | 0 | 0 | 0 | 0 | 0 | 0 | 16.18 | 8309.16 | 7.2863 | 24.8607 | 0 | 0 | 0 | 50403.4 | 0 | 17.113 | 8309.16 | 8.0632 | 27.5115 | 0 | 0 | 0 | 55782.3 | 0 | 7.3463 | 16.18 | 17.113
[20 empty] | 2020-06-30 22:00 | 4343 | 6 | 30 | 23 | 0 | 0 | 7.3463 | 8162.51 | 0 | 0 | 0 | 0 | 0 | 0 | 0 | 7.3463 | 8162.51 | 0 | 0 | 0 | 0 | 0 | 0 | 0 | 17.3407 | 8162.51 | 8.2908 | 28.2883 | 0 | 0 | 0 | 56034.2 | 0 | 7.3463 | 7.3463 | 17.3407
[20 empty] | 2020-06-30 23:00 | 4344 | 6 | 30 | 24 | 0 | 0 | 22.7967 | 8015.86 | 11.7354 | 40.0412 | 0 | 0 | 0 | 77812.2 | 0 | 22.7966 | 8015.86 | 11.7353 | 40.0408 | 0 | 0 | 0 | 77811.7 | 0 | 33.0468 | 8015.86 | 20.2819 | 69.2018 | 0 | 0 | 0 | 134217 | 0 | 22.7967 | 22.7966 | 33.0468
[20 empty] | 2020-07-01 | 4345 | 7 | 1 | 1 | 0 | 0 | 7.3463 | 8015.86 | 0 | 0 | 0 | 0 | 0 | 0 | 0 | 7.3463 | 8015.86 | 0 | 0 | 0 | 0 | 0 | 0 | 0 | 7.3463 | 8015.86 | 0 | 0 | 0 | 0 | 0 | 0 | 0 | 7.3463 | 7.3463 | 7.3463
[20 empty] | 2020-07-01 01:00 | 4346 | 7 | 1 | 2 | 0 | 0 | 7.3463 | 8162.51 | 0 | 0 | 0 | 0 | 0 | 0 | 0 | 7.3463 | 8162.51 | 0 | 0 | 0 | 0 | 0 | 0 | 0 | 7.3463 | 8162.51 | 0 | 0 | 0 | 0 | 0 | 0 | 0 | 7.3463 | 7.3463 | 7.3463
[20 empty] | 2020-07-01 02:00 | 4347 | 7 | 1 | 3 | 0 | 0 | 7.3463 | 8235.83 | 0 | 0 | 0 | 0 | 0 | 0 | 0 | 7.3463 | 8235.83 | 0 | 0 | 0 | 0 | 0 | 0 | 0 | 7.3463 | 8235.83 | 0 | 0 | 0 | 0 | 0 | 0 | 0 | 7.3463 | 7.3463 | 7.3463
[20 empty] | 2020-07-01 03:00 | 4348 | 7 | 1 | 4 | 0 | 0 | 22.3411 | 8235.83 | 11.2798 | 38.4867 | 0 | 0 | 0 | 77716.4 | 0 | 44.3497 | 8235.83 | 28.1375 | 96.0052 | 0 | 0 | 0 | 193684 | 0 | 46.5069 | 8235.83 | 29.8536 | 101.8605 | 0 | 0 | 0 | 205523 | 0 | 22.3411 | 44.3497 | 46.5069
[20 empty] | 2020-07-01 04:00 | 4349 | 7 | 1 | 5 | 0 | 0 | 56.2779 | 8162.51 | 37.1705 | 126.8257 | 0 | 0 | 0 | 252858 | 0 | 58.6405 | 8162.51 | 39.0834 | 133.3526 | 0 | 0 | 0 | 265013 | 0 | 63.5662 | 8162.51 | 42.9901 | 146.6822 | 0 | 0 | 0 | 291567 | 0 | 56.2779 | 58.6405 | 63.5662
[20 empty] | 2020-07-01 05:00 | 4350 | 7 | 1 | 6 | 12647.34 | 12.6473 | 128.56 | 30304.1 | 91.0754 | 310.7493 | 0 | 0 | 0 | 598731 | 0 | 134.469 | 30304.1 | 96.1515 | 328.0689 | 0 | 0 | 0 | 632217 | 0 | 142.592 | 30304.1 | 102.849 | 350.9208 | 0 | 0 | 0 | 676568 | 0 | 115.9127 | 121.8217 | 129.9447
[20 empty] | 2020-07-01 06:00 | 4351 | 7 | 1 | 7 | 41398.65 | 41.3987 | 248.34 | 80085.8 | 147.485 | 503.2188 | 0 | 0 | 0 | 1136820 | -1.4356 | 255.645 | 80085.8 | 154.091 | 525.7585 | 0 | 0 | 0 | 1180890 | -5.7095 | 264.409 | 80085.8 | 161.536 | 551.1608 | 0 | 0 | 0 | 1235920 | -11.2646 | 206.9413 | 214.2464 | 223.0103
[20 empty] | 2020-07-01 07:00 | 4352 | 7 | 1 | 8 | 124411.534 | 124.4115 | 266.314 | 80085.8 | 152.002 | 518.6308 | 0 | 0 | 0 | 1171160 | 0 | 274.041 | 80085.8 | 158.68 | 541.4162 | 0 | 0 | 0 | 1215420 | 0 | 283.848 | 80085.8 | 166.667 | 568.6678 | 0 | 0 | 0 | 1272920 | 0 | 141.9025 | 149.6295 | 159.4365
[20 empty] | 2020-07-01 08:00 | 4353 | 7 | 1 | 9 | 118717.579 | 118.7176 | 286.46 | 54788.7 | 166.155 | 566.9209 | 0 | 0 | 0 | 1249140 | 0 | 295.453 | 54788.7 | 173.706 | 592.6849 | 0 | 0 | 0 | 1297700 | 0 | 306.575 | 54788.7 | 182.611 | 623.0687 | 0 | 0 | 0 | 1359030 | 0 | 167.7424 | 176.7354 | 187.8574
[20 empty] | 2020-07-01 09:00 | 4354 | 7 | 1 | 10 | 211744.851 | 211.7449 | 286.042 | 54642 | 162.212 | 553.4673 | 0 | 0 | 0 | 1165290 | -27.5117 | 295.836 | 54642 | 170.228 | 580.8179 | 0 | 0 | 0 | 1215930 | -27.5098 | 307.795 | 54642 | 179.65 | 612.9658 | 0 | 0 | 0 | 1279680 | -27.5137 | 74.2971 | 84.0911 | 96.0501
[20 empty] | 2020-07-01 10:00 | 4355 | 7 | 1 | 11 | 255953.866 | 255.9539 | 269.139 | 126659 | 159.325 | 543.6169 | 0 | 0 | 0 | 1123590 | 0 | 279.091 | 126659 | 167.485 | 571.4588 | 0 | 0 | 0 | 1176030 | 0 | 291.248 | 126659 | 177.082 | 604.2038 | 0 | 0 | 0 | 1241340 | 0 | 13.1851 | 23.1371 | 35.2941
[20 empty] | 2020-07-01 11:00 | 4356 | 7 | 1 | 12 | 277170.05 | 277.1701 | 289.895 | 126659 | 166.258 | 567.2723 | 0 | 0 | 0 | 1179520 | 0 | 300.363 | 126659 | 174.756 | 596.2675 | 0 | 0 | 0 | 1232780 | 0 | 312.9 | 126659 | 184.594 | 629.8347 | 0 | 0 | 0 | 1298680 | 0 | 12.7249 | 23.1929 | 35.7299
[20 empty] | 2020-07-01 12:00 | 4357 | 7 | 1 | 13 | 278897.263 | 278.8973 | 251.109 | 84148.2 | 162.295 | 553.7505 | 0 | 0 | 0 | 1150000 | 0 | 261.752 | 84148.2 | 170.871 | 583.0119 | 0 | 0 | 0 | 1204380 | 0 | 274.309 | 84148.2 | 180.711 | 616.5859 | 0 | 0 | 0 | 1270980 | 0 | -27.7883 | -17.1453 | -4.5883
[20 empty] | 2020-07-01 13:00 | 4358 | 7 | 1 | 14 | 258019.422 | 258.0194 | 243.731 | 54568.6 | 160.777 | 548.5711 | 0 | 0 | 0 | 1121730 | 0 | 254.816 | 54568.6 | 169.651 | 578.8492 | 0 | 0 | 0 | 1178610 | 0 | 267.741 | 54568.6 | 179.72 | 613.2046 | 0 | 0 | 0 | 1246960 | 0 | -14.2884 | -3.2034 | 9.7216
[20 empty] | 2020-07-01 14:00 | 4359 | 7 | 1 | 15 | 225108.586 | 225.1086 | 249.104 | 55008.7 | 172.528 | 588.6655 | 0 | 0 | 0 | 1392930 | 0 | 260.892 | 55008.7 | 181.995 | 620.9669 | 0 | 0 | 0 | 1457290 | 0 | 274.075 | 55008.7 | 192.29 | 656.0935 | 0 | 0 | 0 | 1532600 | 0 | 23.9954 | 35.7834 | 48.9664
[20 empty] | 2020-07-01 15:00 | 4360 | 7 | 1 | 16 | 35858.485 | 35.8585 | 199.654 | 30377.4 | 155.411 | 530.2623 | 0 | 0 | 0 | 1193660 | -392.68 | 210.839 | 30377.4 | 164.828 | 562.3931 | 0 | 0 | 0 | 1268530 | -410.042 | 222.786 | 30377.4 | 173.835 | 593.125 | 0 | 0 | 0 | 1339350 | -495.662 | 163.7955 | 174.9805 | 186.9275
[20 empty] | 2020-07-01 16:00 | 4361 | 7 | 1 | 17 | 126093.471 | 126.0935 | 11.6555 | 30377.4 | 0 | 0 | 0 | 0 | 0 | 0 | 0 | 11.6555 | 30377.4 | 0 | 0 | 0 | 0 | 0 | 0 | 0 | 11.6555 | 30377.4 | 0 | 0 | 0 | 0 | 0 | 0 | 0 | -114.438 | -114.438 | -114.438
[20 empty] | 2020-07-01 17:00 | 4362 | 7 | 1 | 18 | 58286.932 | 58.2869 | 12.2635 | 30524.1 | 0 | 0 | 0 | 0 | 0 | 0 | 0 | 12.2635 | 30524.1 | 0 | 0 | 0 | 0 | 0 | 0 | 0 | 12.2635 | 30524.1 | 0 | 0 | 0 | 0 | 0 | 0 | 0 | -46.0234 | -46.0234 | -46.0234
[20 empty] | 2020-07-01 18:00 | 4363 | 7 | 1 | 19 | 16011.108 | 16.0111 | 8.8655 | 29937.4 | 0 | 0 | 0 | 0 | 0 | 0 | 0 | 8.8655 | 29937.4 | 0 | 0 | 0 | 0 | 0 | 0 | 0 | 20.1914 | 29937.4 | 9.6223 | 32.8314 | 0 | 0 | 0 | 59694 | 0 | -7.1456 | -7.1456 | 4.1803
[20 empty] | 2020-07-01 19:00 | 4364 | 7 | 1 | 20 | 0 | 0 | 24.6825 | 7649.23 | 12.102 | 41.292 | 0 | 0 | 0 | 76723 | 0 | 24.6824 | 7649.23 | 12.1019 | 41.2917 | 0 | 0 | 0 | 76722.3 | 0 | 35.7298 | 7649.23 | 21.4457 | 73.1727 | 0 | 0 | 0 | 134953 | 0 | 24.6825 | 24.6824 | 35.7298
[20 empty] | 2020-07-01 20:00 | 4365 | 7 | 1 | 21 | 0 | 0 | 8.8655 | 7869.21 | 0 | 0 | 0 | 0 | 0 | 0 | 0 | 8.8655 | 7869.21 | 0 | 0 | 0 | 0 | 0 | 0 | 0 | 8.8655 | 7869.21 | 0 | 0 | 0 | 0 | 0 | 0 | 0 | 8.8655 | 8.8655 | 8.8655
[20 empty] | 2020-07-01 21:00 | 4366 | 7 | 1 | 22 | 0 | 0 | 8.8655 | 7942.53 | 0 | 0 | 0 | 0 | 0 | 0 | 0 | 8.8655 | 7942.53 | 0 | 0 | 0 | 0 | 0 | 0 | 0 | 8.8655 | 7942.53 | 0 | 0 | 0 | 0 | 0 | 0 | 0 | 8.8655 | 8.8655 | 8.8655
[20 empty] | 2020-07-01 22:00 | 4367 | 7 | 1 | 23 | 0 | 0 | 8.8655 | 7942.53 | 0 | 0 | 0 | 0 | 0 | 0 | 0 | 8.8655 | 7942.53 | 0 | 0 | 0 | 0 | 0 | 0 | 0 | 8.8655 | 7942.53 | 0 | 0 | 0 | 0 | 0 | 0 | 0 | 8.8655 | 8.8655 | 8.8655
[20 empty] | 2020-07-01 23:00 | 4368 | 7 | 1 | 24 | 0 | 0 | 22.4553 | 8162.51 | 11.394 | 38.8763 | 0 | 0 | 0 | 77501.9 | 0 | 22.4552 | 8162.51 | 11.3939 | 38.876 | 0 | 0 | 0 | 77501.2 | 0 | 22.4553 | 8162.51 | 11.394 | 38.8763 | 0 | 0 | 0 | 77501.4 | 0 | 22.4553 | 22.4552 | 22.4553
[20 empty] | 2020-07-02 | 4369 | 7 | 2 | 1 | 0 | 0 | 7.3463 | 8455.81 | 0 | 0 | 0 | 0 | 0 | 0 | 0 | 7.3463 | 8455.81 | 0 | 0 | 0 | 0 | 0 | 0 | 0 | 7.3463 | 8455.81 | 0 | 0 | 0 | 0 | 0 | 0 | 0 | 7.3463 | 7.3463 | 7.3463
[20 empty] | 2020-07-02 01:00 | 4370 | 7 | 2 | 2 | 0 | 0 | 7.3463 | 8455.81 | 0 | 0 | 0 | 0 | 0 | 0 | 0 | 7.3463 | 8455.81 | 0 | 0 | 0 | 0 | 0 | 0 | 0 | 7.3463 | 8455.81 | 0 | 0 | 0 | 0 | 0 | 0 | 0 | 7.3463 | 7.3463 | 7.3463
[20 empty] | 2020-07-02 02:00 | 4371 | 7 | 2 | 3 | 0 | 0 | 7.3463 | 8529.14 | 0 | 0 | 0 | 0 | 0 | 0 | 0 | 7.3463 | 8529.14 | 0 | 0 | 0 | 0 | 0 | 0 | 0 | 7.3463 | 8529.14 | 0 | 0 | 0 | 0 | 0 | 0 | 0 | 7.3463 | 7.3463 | 7.3463
[20 empty] | 2020-07-02 03:00 | 4372 | 7 | 2 | 4 | 0 | 0 | 21.4127 | 8749.11 | 10.3513 | 35.3186 | 0 | 0 | 0 | 77239.3 | 0 | 21.4126 | 8749.11 | 10.3513 | 35.3186 | 0 | 0 | 0 | 77238.7 | 0 | 21.4126 | 8749.11 | 10.3513 | 35.3186 | 0 | 0 | 0 | 77238.7 | 0 | 21.4127 | 21.4126 | 21.4126
[20 empty] | 2020-07-02 04:00 | 4373 | 7 | 2 | 5 | 0 | 0 | 8.8655 | 8749.11 | 0 | 0 | 0 | 0 | 0 | 0 | 0 | 8.8655 | 8749.11 | 0 | 0 | 0 | 0 | 0 | 0 | 0 | 8.8655 | 8749.11 | 0 | 0 | 0 | 0 | 0 | 0 | 0 | 8.8655 | 8.8655 | 8.8655
[20 empty] | 2020-07-02 05:00 | 4374 | 7 | 2 | 6 | 17241.192 | 17.2412 | 119.81 | 30890.8 | 83.4052 | 284.5785 | 0 | 0 | 0 | 602091 | 0 | 126.482 | 30890.8 | 88.9335 | 303.4411 | 0 | 0 | 0 | 641887 | 0 | 132.23 | 30890.8 | 93.868 | 320.2776 | 0 | 0 | 0 | 677563 | 0 | 102.5688 | 109.2408 | 114.9888
[20 empty] | 2020-07-02 06:00 | 4375 | 7 | 2 | 7 | 60049.659 | 60.0497 | 235.056 | 80452.6 | 137.334 | 468.5836 | 0 | 0 | 0 | 1090630 | 0 | 243.439 | 80452.6 | 144.745 | 493.8699 | 0 | 0 | 0 | 1140750 | 0 | 251.02 | 80452.6 | 151.516 | 516.9726 | 0 | 0 | 0 | 1189540 | 0 | 175.0063 | 183.3893 | 190.9703
[20 empty] | 2020-07-02 07:00 | 4376 | 7 | 2 | 8 | 105051.112 | 105.0511 | 254.173 | 80452.6 | 142.253 | 485.3672 | 0 | 0 | 0 | 1125880 | 0 | 263.135 | 80452.6 | 149.861 | 511.3257 | 0 | 0 | 0 | 1176190 | 0 | 271.691 | 80452.6 | 157.105 | 536.0423 | 0 | 0 | 0 | 1226690 | 0 | 149.1219 | 158.0839 | 166.6399
[20 empty] | 2020-07-02 08:00 | 4377 | 7 | 2 | 9 | 152448.134 | 152.4481 | 273.16 | 55155.5 | 155.513 | 530.6104 | 0 | 0 | 0 | 1209480 | 0 | 283.156 | 55155.5 | 163.791 | 558.8549 | 0 | 0 | 0 | 1262920 | 0 | 292.952 | 55155.5 | 171.834 | 586.2976 | 0 | 0 | 0 | 1317920 | 0 | 120.7119 | 130.7079 | 140.5039
[20 empty] | 2020-07-02 09:00 | 4378 | 7 | 2 | 10 | 193071.563 | 193.0716 | 288.057 | 55008.7 | 167.049 | 569.9712 | 0 | 0 | 0 | 1317990 | -33.9883 | 298.954 | 55008.7 | 175.943 | 600.3175 | 0 | 0 | 0 | 1376030 | -34.0117 | 309.775 | 55008.7 | 184.66 | 630.0599 | 0 | 0 | 0 | 1436390 | -34.041 | 94.9854 | 105.8824 | 116.7034
[20 empty] | 2020-07-02 10:00 | 4379 | 7 | 2 | 11 | 209495.013 | 209.495 | 270.564 | 126659 | 163.701 | 558.5478 | 0 | 0 | 0 | 1263330 | 0 | 281.569 | 126659 | 172.738 | 589.3821 | 0 | 0 | 0 | 1322000 | 0 | 292.674 | 126659 | 181.684 | 619.9058 | 0 | 0 | 0 | 1383880 | 0 | 61.069 | 72.074 | 83.179
[20 empty] | 2020-07-02 11:00 | 4380 | 7 | 2 | 12 | 207810.073 | 207.8101 | 302.276 | 126659 | 181.747 | 620.1208 | 0 | 0 | 0 | 1470870 | 0 | 314.174 | 126659 | 191.541 | 653.5379 | 0 | 0 | 0 | 1532540 | 0 | 326.255 | 126659 | 201.345 | 686.9891 | 0 | 0 | 0 | 1597720 | 0 | 94.4659 | 106.3639 | 118.4449
[20 empty] | 2020-07-02 12:00 | 4381 | 7 | 2 | 13 | 220956.614 | 220.9566 | 265.663 | 85063 | 179.527 | 612.5461 | 0 | 0 | 0 | 1419790 | 0 | 277.833 | 85063 | 189.568 | 646.806 | 0 | 0 | 0 | 1482260 | 0 | 289.871 | 85063 | 199.181 | 679.6056 | 0 | 0 | 0 | 1547130 | 0 | 44.7064 | 56.8764 | 68.9144
[20 empty] | 2020-07-02 13:00 | 4382 | 7 | 2 | 14 | 206345.65 | 206.3457 | 257.904 | 54788.7 | 177.417 | 605.3468 | 0 | 0 | 0 | 1383970 | 0 | 270.399 | 54788.7 | 187.684 | 640.3778 | 0 | 0 | 0 | 1449540 | 0 | 283.098 | 54788.7 | 197.272 | 673.0921 | 0 | 0 | 0 | 1513700 | 0 | 51.5583 | 64.0533 | 76.7524
[20 empty] | 2020-07-02 14:00 | 4383 | 7 | 2 | 15 | 173480.721 | 173.4807 | 241.928 | 55008.7 | 167.4 | 571.1688 | 0 | 0 | 0 | 1307600 | 0 | 253.928 | 55008.7 | 177.103 | 604.2754 | 0 | 0 | 0 | 1373040 | 0 | 266.526 | 55008.7 | 186.374 | 635.9081 | 0 | 0 | 0 | 1436750 | 0 | 68.4473 | 80.4473 | 93.0453
[20 empty] | 2020-07-02 15:00 | 4384 | 7 | 2 | 16 | 121026.91 | 121.0269 | 195.941 | 30304.1 | 151.493 | 516.8941 | 0 | 0 | 0 | 1133120 | -408.675 | 207.98 | 30304.1 | 161.293 | 550.3317 | 0 | 0 | 0 | 1203930 | -494.561 | 220.3 | 30304.1 | 170.203 | 580.7326 | 0 | 0 | 0 | 1268950 | -587.652 | 74.9141 | 86.9531 | 99.2731
[20 empty] | 2020-07-02 16:00 | 4385 | 7 | 2 | 17 | 102550.93 | 102.5509 | 11.6555 | 30304.1 | 0 | 0 | 0 | 0 | 0 | 0 | 0 | 11.6555 | 30304.1 | 0 | 0 | 0 | 0 | 0 | 0 | 0 | 11.6555 | 30304.1 | 0 | 0 | 0 | 0 | 0 | 0 | 0 | -90.8954 | -90.8954 | -90.8954
[20 empty] | 2020-07-02 17:00 | 4386 | 7 | 2 | 18 | 38997.638 | 38.9976 | 12.2635 | 29717.3 | 0 | 0 | 0 | 0 | 0 | 0 | 0 | 23.9117 | 29717.3 | 8.884 | 30.3123 | 0 | 0 | 0 | 53096.4 | -62.6697 | 25.1467 | 29717.3 | 9.8933 | 33.7558 | 0 | 0 | 0 | 59239.4 | -76.4322 | -26.7341 | -15.0859 | -13.8509
[20 empty] | 2020-07-02 18:00 | 4387 | 7 | 2 | 19 | 816.12 | 0.81612 | 8.8655 | 29864 | 0 | 0 | 0 | 0 | 0 | 0 | 0 | 20.2868 | 29864 | 8.6571 | 29.5379 | 0 | 0 | 0 | 52674.1 | -105.813 | 21.4825 | 29864 | 9.627 | 32.8475 | 0 | 0 | 0 | 58600 | -65.1859 | 8.0494 | 19.4707 | 20.6664
[20 empty] | 2020-07-02 19:00 | 4388 | 7 | 2 | 20 | 0 | 0 | 24.9659 | 7502.58 | 12.3854 | 42.259 | 0 | 0 | 0 | 76667.5 | 0 | 24.9658 | 7502.58 | 12.3853 | 42.2586 | 0 | 0 | 0 | 76667 | 0 | 37.5589 | 7502.58 | 21.9884 | 75.0244 | 0 | 0 | 0 | 135106 | -5.0482 | 24.9659 | 24.9658 | 37.5589
[20 empty] | 2020-07-02 20:00 | 4389 | 7 | 2 | 21 | 0 | 0 | 8.8655 | 7722.55 | 0 | 0 | 0 | 0 | 0 | 0 | 0 | 8.8655 | 7722.55 | 0 | 0 | 0 | 0 | 0 | 0 | 0 | 19.6141 | 7722.55 | 9.045 | 30.8616 | 0 | 0 | 0 | 57002.8 | 0 | 8.8655 | 8.8655 | 19.6141
[20 empty] | 2020-07-02 21:00 | 4390 | 7 | 2 | 22 | 0 | 0 | 8.8655 | 7942.53 | 0 | 0 | 0 | 0 | 0 | 0 | 0 | 8.8655 | 7942.53 | 0 | 0 | 0 | 0 | 0 | 0 | 0 | 8.8655 | 7942.53 | 0 | 0 | 0 | 0 | 0 | 0 | 0 | 8.8655 | 8.8655 | 8.8655
[20 empty] | 2020-07-02 22:00 | 4391 | 7 | 2 | 23 | 0 | 0 | 8.8655 | 7942.53 | 0 | 0 | 0 | 0 | 0 | 0 | 0 | 8.8655 | 7942.53 | 0 | 0 | 0 | 0 | 0 | 0 | 0 | 8.8655 | 7942.53 | 0 | 0 | 0 | 0 | 0 | 0 | 0 | 8.8655 | 8.8655 | 8.8655
[20 empty] | 2020-07-02 23:00 | 4392 | 7 | 2 | 24 | 0 | 0 | 23.001 | 8089.18 | 11.5344 | 39.3554 | 0 | 0 | 0 | 77154.1 | 0 | 23.0009 | 8089.18 | 11.5343 | 39.355 | 0 | 0 | 0 | 77153.6 | 0 | 23.001 | 8089.18 | 11.5344 | 39.3554 | 0 | 0 | 0 | 77154.3 | 0 | 23.001 | 23.0009 | 23.001
[20 empty] | 2020-07-03 | 4393 | 7 | 3 | 1 | 0 | 0 | 7.7516 | 8235.83 | 0 | 0 | 0 | 0 | 0 | 0 | 0 | 7.7516 | 8235.83 | 0 | 0 | 0 | 0 | 0 | 0 | 0 | 7.7516 | 8235.83 | 0 | 0 | 0 | 0 | 0 | 0 | 0 | 7.7516 | 7.7516 | 7.7516
[20 empty] | 2020-07-03 01:00 | 4394 | 7 | 3 | 2 | 0 | 0 | 7.7516 | 8235.83 | 0 | 0 | 0 | 0 | 0 | 0 | 0 | 7.7516 | 8235.83 | 0 | 0 | 0 | 0 | 0 | 0 | 0 | 7.7516 | 8235.83 | 0 | 0 | 0 | 0 | 0 | 0 | 0 | 7.7516 | 7.7516 | 7.7516
[20 empty] | 2020-07-03 02:00 | 4395 | 7 | 3 | 3 | 0 | 0 | 7.7516 | 8529.14 | 0 | 0 | 0 | 0 | 0 | 0 | 0 | 7.7516 | 8529.14 | 0 | 0 | 0 | 0 | 0 | 0 | 0 | 7.7516 | 8529.14 | 0 | 0 | 0 | 0 | 0 | 0 | 0 | 7.7516 | 7.7516 | 7.7516
[20 empty] | 2020-07-03 03:00 | 4396 | 7 | 3 | 4 | 0 | 0 | 21.9125 | 8675.79 | 10.4459 | 35.6414 | 0 | 0 | 0 | 76897.1 | 0 | 21.9124 | 8675.79 | 10.4458 | 35.6411 | 0 | 0 | 0 | 76896.5 | 0 | 21.9125 | 8675.79 | 10.4459 | 35.6414 | 0 | 0 | 0 | 76897.3 | 0 | 21.9125 | 21.9124 | 21.9125
[20 empty] | 2020-07-03 04:00 | 4397 | 7 | 3 | 5 | 0 | 0 | 7.7516 | 8675.79 | 0 | 0 | 0 | 0 | 0 | 0 | 0 | 7.7516 | 8675.79 | 0 | 0 | 0 | 0 | 0 | 0 | 0 | 7.7516 | 8675.79 | 0 | 0 | 0 | 0 | 0 | 0 | 0 | 7.7516 | 7.7516 | 7.7516
[20 empty] | 2020-07-03 05:00 | 4398 | 7 | 3 | 6 | 17033.821 | 17.0338 | 7.4828 | 8382.48 | 0 | 0 | 0 | 0 | 0 | 0 | 0 | 7.4679 | 8382.48 | 0 | 0 | 0 | 0 | 0 | 0 | 0 | 7.4679 | 8382.48 | 0 | 0 | 0 | 0 | 0 | 0 | 0 | -9.551 | -9.5659 | -9.5659
[20 empty] | 2020-07-03 06:00 | 4399 | 7 | 3 | 7 | 74347.001 | 74.347 | 7.4679 | 8382.48 | 0 | 0 | 0 | 0 | 0 | 0 | 0 | 7.4679 | 8382.48 | 0 | 0 | 0 | 0 | 0 | 0 | 0 | 7.4679 | 8382.48 | 0 | 0 | 0 | 0 | 0 | 0 | 0 | -66.8791 | -66.8791 | -66.8791
[20 empty] | 2020-07-03 07:00 | 4400 | 7 | 3 | 8 | 144965.864 | 144.9659 | 22.0881 | 8382.48 | 10.9052 | 37.2085 | 0 | 0 | 0 | 76641.1 | 0 | 22.088 | 8382.48 | 10.9051 | 37.2082 | 0 | 0 | 0 | 76640.4 | 0 | 32.1584 | 8382.48 | 19.2719 | 65.7557 | 0 | 0 | 0 | 135435 | 0 | -122.8778 | -122.8779 | -112.8075
[20 empty] | 2020-07-03 08:00 | 4401 | 7 | 3 | 9 | 202128.041 | 202.128 | 7.4679 | 7869.21 | 0 | 0 | 0 | 0 | 0 | 0 | 0 | 17.364 | 7869.21 | 8.3242 | 28.4021 | 0 | 0 | 0 | 53855.9 | 0 | 30.844 | 7869.21 | 18.5847 | 63.411 | 0 | 0 | 0 | 120154 | -256.515 | -194.6602 | -184.764 | -171.284
[20 empty] | 2020-07-03 09:00 | 4402 | 7 | 3 | 10 | 244087.226 | 244.0872 | 7.4679 | 7795.88 | 0 | 0 | 0 | 0 | 0 | 0 | 0 | 28.8965 | 7795.88 | 17.0493 | 58.1722 | 0 | 0 | 0 | 108941 | -104.698 | 31.3258 | 7795.88 | 18.9942 | 64.8082 | 0 | 0 | 0 | 121108 | -204.815 | -236.6193 | -215.1907 | -212.7614
[20 empty] | 2020-07-03 10:00 | 4403 | 7 | 3 | 11 | 268314.055 | 268.3141 | 25.6187 | 7795.88 | 15.3369 | 52.3295 | 0 | 0 | 0 | 98232 | 0 | 28.7339 | 7795.88 | 16.891 | 57.6321 | 0 | 0 | 0 | 107709 | -81.1435 | 31.4584 | 7795.88 | 19.1124 | 65.2115 | 0 | 0 | 0 | 121843 | -180.904 | -242.6954 | -239.5802 | -236.8557
[20 empty] | 2020-07-03 11:00 | 4404 | 7 | 3 | 12 | 276513.841 | 276.5138 | 23.2777 | 7722.55 | 12.0948 | 41.2675 | 0 | 0 | 0 | 76390.9 | 0 | 44.8064 | 7722.55 | 29.2397 | 99.7659 | 0 | 0 | 0 | 184416 | -107.551 | 54.2039 | 7722.55 | 37.1535 | 126.7677 | 0 | 0 | 0 | 234404 | -167.84 | -253.2361 | -231.7074 | -222.3099
[20 empty] | 2020-07-03 12:00 | 4405 | 7 | 3 | 13 | 271100.146 | 271.1001 | 25.6152 | 7795.88 | 15.3146 | 52.2534 | 0 | 0 | 0 | 97819.8 | 0 | 28.6014 | 7795.88 | 16.7611 | 57.1889 | 0 | 0 | 0 | 106859 | -132.876 | 44.2695 | 7795.88 | 29.9659 | 102.2437 | 0 | 0 | 0 | 191577 | -207.074 | -245.4849 | -242.4987 | -226.8306
[20 empty] | 2020-07-03 13:00 | 4406 | 7 | 3 | 14 | 234056.098 | 234.0561 | 17.5222 | 7795.88 | 7.5006 | 25.5921 | 0 | 0 | 0 | 47829.7 | -71.2876 | 28.615 | 7795.88 | 16.7847 | 57.2694 | 0 | 0 | 0 | 106977 | -278.603 | 50.645 | 7795.88 | 35.3612 | 120.6524 | 0 | 0 | 0 | 225603 | -503.849 | -216.5339 | -205.4411 | -183.4111
[20 empty] | 2020-07-03 14:00 | 4407 | 7 | 3 | 15 | 189745.988 | 189.746 | 17.9812 | 7722.55 | 7.9236 | 27.0355 | 0 | 0 | 0 | 50061.9 | -1.1241 | 47.3611 | 7722.55 | 32.7476 | 111.7348 | 0 | 0 | 0 | 206938 | -457.559 | 51.8246 | 7722.55 | 36.4347 | 124.3152 | 0 | 0 | 0 | 229632 | -744.373 | -171.7648 | -142.3849 | -137.9214
[20 empty] | 2020-07-03 15:00 | 4408 | 7 | 3 | 16 | 151614.141 | 151.6141 | 39.1254 | 7575.9 | 25.8833 | 88.3138 | 0 | 0 | 0 | 159803 | -52.4414 | 48.3982 | 7575.9 | 33.6663 | 114.8694 | 0 | 0 | 0 | 207328 | -546.78 | 54.298 | 7575.9 | 38.5858 | 131.6547 | 0 | 0 | 0 | 237611 | -615.095 | -112.4887 | -103.2159 | -97.3161
[20 empty] | 2020-07-03 16:00 | 4409 | 7 | 3 | 17 | 122426.878 | 122.4269 | 60.8067 | 7575.9 | 42.9887 | 146.6774 | 0 | 0 | 0 | 264803 | -233.605 | 65.832 | 7575.9 | 47.1594 | 160.9079 | 0 | 0 | 0 | 290365 | -403.223 | 72.0723 | 7575.9 | 52.3604 | 178.6537 | 0 | 0 | 0 | 322441 | -310.204 | -61.6202 | -56.5949 | -50.3546
[20 empty] | 2020-07-03 17:00 | 4410 | 7 | 3 | 18 | 67682.021 | 67.682 | 34.6838 | 7722.55 | 21.9975 | 75.0555 | 0 | 0 | 0 | 138614 | -81.0815 | 48.6929 | 7722.55 | 33.7931 | 115.3021 | 0 | 0 | 0 | 212977 | -179.949 | 55.66 | 7722.55 | 39.547 | 134.9344 | 0 | 0 | 0 | 249302 | -168.354 | -32.9982 | -18.9891 | -12.022
[20 empty] | 2020-07-03 18:00 | 4411 | 7 | 3 | 19 | 14873.091 | 14.8731 | 38.3021 | 7795.88 | 25.0275 | 85.3938 | 0 | 0 | 0 | 159620 | -68.5576 | 48.4785 | 7795.88 | 33.5199 | 114.3699 | 0 | 0 | 0 | 213768 | -112.709 | 55.5524 | 7795.88 | 39.3336 | 134.2062 | 0 | 0 | 0 | 250894 | -114.815 | 23.429 | 33.6054 | 40.6793
[20 empty] | 2020-07-03 19:00 | 4412 | 7 | 3 | 20 | 0 | 0 | 18.2582 | 7795.88 | 7.8778 | 26.8792 | 0 | 0 | 0 | 50000 | -2.5596 | 37.2982 | 7795.88 | 23.9061 | 81.5676 | 0 | 0 | 0 | 151761 | -6.3937 | 52.8087 | 7795.88 | 36.9687 | 126.1372 | 0 | 0 | 0 | 234794 | -9.331 | 18.2582 | 37.2982 | 52.8087
[20 empty] | 2020-07-03 20:00 | 4413 | 7 | 3 | 21 | 0 | 0 | 31.8431 | 8015.86 | 18.9405 | 64.625 | 0 | 0 | 0 | 124925 | 0 | 44.1622 | 8015.86 | 29.2796 | 99.902 | 0 | 0 | 0 | 192972 | 0 | 63.7497 | 8015.86 | 45.8028 | 156.2792 | 0 | 0 | 0 | 301815 | 0 | 31.8431 | 44.1622 | 63.7497
[20 empty] | 2020-07-03 21:00 | 4414 | 7 | 3 | 22 | 0 | 0 | 16.2399 | 8162.51 | 7.0847 | 24.1729 | 0 | 0 | 0 | 47844.7 | 0 | 17.0886 | 8162.51 | 7.7896 | 26.578 | 0 | 0 | 0 | 52604 | 0 | 18.0857 | 8162.51 | 8.6266 | 29.4339 | 0 | 0 | 0 | 58262.9 | 0 | 16.2399 | 17.0886 | 18.0857
[20 empty] | 2020-07-03 22:00 | 4415 | 7 | 3 | 23 | 0 | 0 | 7.7516 | 8162.51 | 0 | 0 | 0 | 0 | 0 | 0 | 0 | 17.0204 | 8162.51 | 7.7214 | 26.3452 | 0 | 0 | 0 | 52218.4 | 0 | 30.2732 | 8162.51 | 18.8473 | 64.307 | 0 | 0 | 0 | 127522 | 0 | 7.7516 | 17.0204 | 30.2732
[20 empty] | 2020-07-03 23:00 | 4416 | 7 | 3 | 24 | 0 | 0 | 7.7516 | 8382.48 | 0 | 0 | 0 | 0 | 0 | 0 | 0 | 7.7516 | 8382.48 | 0 | 0 | 0 | 0 | 0 | 0 | 0 | 17.6649 | 8382.48 | 8.2097 | 28.0116 | 0 | 0 | 0 | 57551.2 | 0 | 7.7516 | 7.7516 | 17.6649
[20 empty] | 2020-07-04 | 4417 | 7 | 4 | 1 | 0 | 0 | 7.7516 | 8455.81 | 0 | 0 | 0 | 0 | 0 | 0 | 0 | 7.7516 | 8455.81 | 0 | 0 | 0 | 0 | 0 | 0 | 0 | 7.7516 | 8455.81 | 0 | 0 | 0 | 0 | 0 | 0 | 0 | 7.7516 | 7.7516 | 7.7516
[20 empty] | 2020-07-04 01:00 | 4418 | 7 | 4 | 2 | 0 | 0 | 22.1893 | 8455.81 | 10.7226 | 36.5855 | 0 | 0 | 0 | 76160.4 | 0 | 22.1891 | 8455.81 | 10.7225 | 36.5852 | 0 | 0 | 0 | 76159.5 | 0 | 22.1893 | 8455.81 | 10.7227 | 36.5859 | 0 | 0 | 0 | 76160.6 | 0 | 22.1893 | 22.1891 | 22.1893
[20 empty] | 2020-07-04 02:00 | 4419 | 7 | 4 | 3 | 0 | 0 | 7.7516 | 8895.77 | 0 | 0 | 0 | 0 | 0 | 0 | 0 | 7.7516 | 8895.77 | 0 | 0 | 0 | 0 | 0 | 0 | 0 | 7.7516 | 8895.77 | 0 | 0 | 0 | 0 | 0 | 0 | 0 | 7.7516 | 7.7516 | 7.7516
[20 empty] | 2020-07-04 03:00 | 4420 | 7 | 4 | 4 | 0 | 0 | 7.7516 | 8749.11 | 0 | 0 | 0 | 0 | 0 | 0 | 0 | 7.7516 | 8749.11 | 0 | 0 | 0 | 0 | 0 | 0 | 0 | 7.7516 | 8749.11 | 0 | 0 | 0 | 0 | 0 | 0 | 0 | 7.7516 | 7.7516 | 7.7516
[20 empty] | 2020-07-04 04:00 | 4421 | 7 | 4 | 5 | 0 | 0 | 7.7516 | 8749.11 | 0 | 0 | 0 | 0 | 0 | 0 | 0 | 7.7516 | 8749.11 | 0 | 0 | 0 | 0 | 0 | 0 | 0 | 7.7516 | 8749.11 | 0 | 0 | 0 | 0 | 0 | 0 | 0 | 7.7516 | 7.7516 | 7.7516
[20 empty] | 2020-07-04 05:00 | 4422 | 7 | 4 | 6 | 819.074 | 0.81907 | 21.8635 | 8455.81 | 10.6659 | 36.3921 | 0 | 0 | 0 | 75794.3 | 0 | 21.8487 | 8455.81 | 10.6658 | 36.3917 | 0 | 0 | 0 | 75793.3 | 0 | 21.8488 | 8455.81 | 10.6659 | 36.3921 | 0 | 0 | 0 | 75794.3 | 0 | 21.0444 | 21.0296 | 21.0297
[20 empty] | 2020-07-04 06:00 | 4423 | 7 | 4 | 7 | 45297.408 | 45.2974 | 7.4679 | 8162.51 | 0 | 0 | 0 | 0 | 0 | 0 | 0 | 7.4679 | 8162.51 | 0 | 0 | 0 | 0 | 0 | 0 | 0 | 7.4679 | 8162.51 | 0 | 0 | 0 | 0 | 0 | 0 | 0 | -37.8295 | -37.8295 | -37.8295
[20 empty] | 2020-07-04 07:00 | 4424 | 7 | 4 | 8 | 54420.86 | 54.4209 | 7.4679 | 8162.51 | 0 | 0 | 0 | 0 | 0 | 0 | 0 | 26.8294 | 8162.51 | 16.2581 | 55.4726 | 0 | 0 | 0 | 110105 | 0 | 41.6984 | 8162.51 | 28.7454 | 98.0793 | 0 | 0 | 0 | 194933 | 0 | -46.953 | -27.5915 | -12.7225
[20 empty] | 2020-07-04 08:00 | 4425 | 7 | 4 | 9 | 70989.467 | 70.9895 | 26.0741 | 7869.21 | 15.7406 | 53.7069 | 0 | 0 | 0 | 101723 | 0 | 28.9127 | 7869.21 | 17.0492 | 58.1719 | 0 | 0 | 0 | 110082 | -143.662 | 51.308 | 7869.21 | 35.9018 | 122.4969 | 0 | 0 | 0 | 231896 | -293.186 | -44.9154 | -42.0768 | -19.6815
[20 empty] | 2020-07-04 09:00 | 4426 | 7 | 4 | 10 | 54983.169 | 54.9832 | 42.8838 | 7795.88 | 27.6468 | 94.3309 | 0 | 0 | 0 | 176553 | -55.7587 | 63.8902 | 7795.88 | 45.3892 | 154.868 | 0 | 0 | 0 | 289823 | -143.199 | 68.1623 | 7795.88 | 48.8664 | 166.7322 | 0 | 0 | 0 | 311903 | -352.201 | -12.0994 | 8.907 | 13.1791
[20 empty] | 2020-07-04 10:00 | 4427 | 7 | 4 | 11 | 115321.409 | 115.3214 | 32.8001 | 7795.88 | 20.4593 | 69.8071 | 0 | 0 | 0 | 130641 | -55.2664 | 35.6403 | 7795.88 | 22.7797 | 77.7243 | 0 | 0 | 0 | 145348 | -127.394 | 52.7036 | 7795.88 | 37.1255 | 126.6722 | 0 | 0 | 0 | 236863 | -245.57 | -82.5213 | -79.6811 | -62.6178
[20 empty] | 2020-07-04 11:00 | 4428 | 7 | 4 | 12 | 52231.398 | 52.2314 | 32.8304 | 7795.88 | 20.4989 | 69.9422 | 0 | 0 | 0 | 130808 | -42.9198 | 48.501 | 7795.88 | 33.7234 | 115.0642 | 0 | 0 | 0 | 215478 | -82.9013 | 39.6858 | 7795.88 | 26.1468 | 89.2129 | 0 | 0 | 0 | 166828 | -144.038 | -19.401 | -3.7304 | -12.5456
[20 empty] | 2020-07-04 12:00 | 4429 | 7 | 4 | 13 | 43579.837 | 43.5798 | 32.568 | 7869.21 | 20.2422 | 69.0664 | 0 | 0 | 0 | 130715 | -91.4411 | 35.4768 | 7869.21 | 22.6386 | 77.2429 | 0 | 0 | 0 | 146187 | -180.665 | 53.2876 | 7869.21 | 37.6289 | 128.3898 | 0 | 0 | 0 | 243335 | -280.407 | -11.0118 | -8.103 | 9.7078
[20 empty] | 2020-07-04 13:00 | 4430 | 7 | 4 | 14 | 103795.306 | 103.7953 | 44.6422 | 7869.21 | 30.4741 | 103.9776 | 0 | 0 | 0 | 196834 | -180.243 | 48.6813 | 7869.21 | 33.8177 | 115.386 | 0 | 0 | 0 | 218702 | -299.905 | 53.2135 | 7869.21 | 37.5504 | 128.122 | 0 | 0 | 0 | 242551 | -503.206 | -59.1531 | -55.114 | -50.5818
[20 empty] | 2020-07-04 14:00 | 4431 | 7 | 4 | 15 | 185583.475 | 185.5835 | 59.8377 | 7869.21 | 41.963 | 143.1778 | 0 | 0 | 0 | 271202 | -214.697 | 63.9944 | 7869.21 | 45.4174 | 154.9642 | 0 | 0 | 0 | 293523 | -341.918 | 69.0003 | 7869.21 | 49.5742 | 169.1472 | 0 | 0 | 0 | 320352 | -495.663 | -125.7458 | -121.5891 | -116.5832
[20 empty] | 2020-07-04 15:00 | 4432 | 7 | 4 | 16 | 185857.191 | 185.8572 | 44.5776 | 7942.53 | 30.418 | 103.7862 | 0 | 0 | 0 | 198769 | -130.124 | 48.8612 | 7942.53 | 33.9838 | 115.9527 | 0 | 0 | 0 | 222088 | -213.141 | 53.8201 | 7942.53 | 38.1139 | 130.0446 | 0 | 0 | 0 | 249100 | -258.652 | -141.2796 | -136.996 | -132.0371
[20 empty] | 2020-07-04 16:00 | 4433 | 7 | 4 | 17 | 131161.046 | 131.161 | 44.7283 | 7942.53 | 30.539 | 104.1991 | 0 | 0 | 0 | 199668 | -181.37 | 49.1108 | 7942.53 | 34.1883 | 116.6505 | 0 | 0 | 0 | 223552 | -240.591 | 54.465 | 7942.53 | 38.6367 | 131.8284 | 0 | 0 | 0 | 252671 | -204.704 | -86.4327 | -82.0502 | -76.696
[20 empty] | 2020-07-04 17:00 | 4434 | 7 | 4 | 18 | 64141.781 | 64.1418 | 34.0726 | 8309.16 | 21.3627 | 72.8895 | 0 | 0 | 0 | 148154 | -22.9154 | 46.9625 | 8309.16 | 32.1592 | 109.7272 | 0 | 0 | 0 | 223057 | -66.9915 | 51.8405 | 8309.16 | 36.1912 | 123.4844 | 0 | 0 | 0 | 251044 | -48.9104 | -30.0692 | -17.1793 | -12.3013
[20 empty] | 2020-07-04 18:00 | 4435 | 7 | 4 | 19 | 16381.038 | 16.381 | 30.6947 | 8382.48 | 18.0882 | 61.7169 | 0 | 0 | 0 | 127285 | 0 | 50.7548 | 8382.48 | 33.9308 | 115.7719 | 0 | 0 | 0 | 238509 | 0 | 64.7549 | 8382.48 | 45.6884 | 155.8888 | 0 | 0 | 0 | 321083 | -1.0799 | 14.3137 | 34.3738 | 48.3739
[20 empty] | 2020-07-04 19:00 | 4436 | 7 | 4 | 20 | 0 | 0 | 7.7516 | 8382.48 | 0 | 0 | 0 | 0 | 0 | 0 | 0 | 17.3643 | 8382.48 | 8.0652 | 27.5186 | 0 | 0 | 0 | 56623.8 | 0 | 24.8472 | 8382.48 | 14.3954 | 49.1171 | 0 | 0 | 0 | 101106 | 0 | 7.7516 | 17.3643 | 24.8472
[20 empty] | 2020-07-04 20:00 | 4437 | 7 | 4 | 21 | 0 | 0 | 7.7516 | 8529.14 | 0 | 0 | 0 | 0 | 0 | 0 | 0 | 7.7516 | 8529.14 | 0 | 0 | 0 | 0 | 0 | 0 | 0 | 18.2428 | 8529.14 | 8.7876 | 29.9834 | 0 | 0 | 0 | 63175.6 | 0 | 7.7516 | 7.7516 | 18.2428
[20 empty] | 2020-07-04 21:00 | 4438 | 7 | 4 | 22 | 0 | 0 | 7.7516 | 8529.14 | 0 | 0 | 0 | 0 | 0 | 0 | 0 | 7.7516 | 8529.14 | 0 | 0 | 0 | 0 | 0 | 0 | 0 | 7.7516 | 8529.14 | 0 | 0 | 0 | 0 | 0 | 0 | 0 | 7.7516 | 7.7516 | 7.7516
[20 empty] | 2020-07-04 22:00 | 4439 | 7 | 4 | 23 | 0 | 0 | 7.7516 | 8529.14 | 0 | 0 | 0 | 0 | 0 | 0 | 0 | 7.7516 | 8529.14 | 0 | 0 | 0 | 0 | 0 | 0 | 0 | 7.7516 | 8529.14 | 0 | 0 | 0 | 0 | 0 | 0 | 0 | 7.7516 | 7.7516 | 7.7516
[20 empty] | 2020-07-04 23:00 | 4440 | 7 | 4 | 24 | 0 | 0 | 21.9136 | 8529.14 | 10.447 | 35.6452 | 0 | 0 | 0 | 75437.7 | 0 | 21.9134 | 8529.14 | 10.4468 | 35.6445 | 0 | 0 | 0 | 75436.9 | 0 | 21.9135 | 8529.14 | 10.4469 | 35.6448 | 0 | 0 | 0 | 75437.7 | 0 | 21.9136 | 21.9134 | 21.9135
[20 empty] | 2020-07-05 | 4441 | 7 | 5 | 1 | 0 | 0 | 7.7516 | 8529.14 | 0 | 0 | 0 | 0 | 0 | 0 | 0 | 7.7516 | 8529.14 | 0 | 0 | 0 | 0 | 0 | 0 | 0 | 7.7516 | 8529.14 | 0 | 0 | 0 | 0 | 0 | 0 | 0 | 7.7516 | 7.7516 | 7.7516
[20 empty] | 2020-07-05 01:00 | 4442 | 7 | 5 | 2 | 0 | 0 | 7.7516 | 8529.14 | 0 | 0 | 0 | 0 | 0 | 0 | 0 | 7.7516 | 8529.14 | 0 | 0 | 0 | 0 | 0 | 0 | 0 | 7.7516 | 8529.14 | 0 | 0 | 0 | 0 | 0 | 0 | 0 | 7.7516 | 7.7516 | 7.7516
[20 empty] | 2020-07-05 02:00 | 4443 | 7 | 5 | 3 | 0 | 0 | 7.7516 | 8529.14 | 0 | 0 | 0 | 0 | 0 | 0 | 0 | 7.7516 | 8529.14 | 0 | 0 | 0 | 0 | 0 | 0 | 0 | 7.7516 | 8529.14 | 0 | 0 | 0 | 0 | 0 | 0 | 0 | 7.7516 | 7.7516 | 7.7516
[20 empty] | 2020-07-05 03:00 | 4444 | 7 | 5 | 4 | 0 | 0 | 22.1263 | 8382.48 | 10.6597 | 36.3709 | 0 | 0 | 0 | 75098.1 | 0 | 22.1262 | 8382.48 | 10.6595 | 36.3702 | 0 | 0 | 0 | 75097.3 | 0 | 22.1263 | 8382.48 | 10.6596 | 36.3706 | 0 | 0 | 0 | 75098 | 0 | 22.1263 | 22.1262 | 22.1263
[20 empty] | 2020-07-05 04:00 | 4445 | 7 | 5 | 5 | 0 | 0 | 7.7516 | 8382.48 | 0 | 0 | 0 | 0 | 0 | 0 | 0 | 7.7516 | 8382.48 | 0 | 0 | 0 | 0 | 0 | 0 | 0 | 7.7516 | 8382.48 | 0 | 0 | 0 | 0 | 0 | 0 | 0 | 7.7516 | 7.7516 | 7.7516
[20 empty] | 2020-07-05 05:00 | 4446 | 7 | 5 | 6 | 13705.519 | 13.7055 | 7.6658 | 8529.14 | 0 | 0 | 0 | 0 | 0 | 0 | 0 | 7.6579 | 8529.14 | 0 | 0 | 0 | 0 | 0 | 0 | 0 | 7.6516 | 8529.14 | 0 | 0 | 0 | 0 | 0 | 0 | 0 | -6.0397 | -6.0476 | -6.0539
[20 empty] | 2020-07-05 06:00 | 4447 | 7 | 5 | 7 | 61325.361 | 61.3254 | 7.5898 | 8675.79 | 0 | 0 | 0 | 0 | 0 | 0 | 0 | 7.5742 | 8675.79 | 0 | 0 | 0 | 0 | 0 | 0 | 0 | 7.5616 | 8675.79 | 0 | 0 | 0 | 0 | 0 | 0 | 0 | -53.7356 | -53.7512 | -53.7638
[20 empty] | 2020-07-05 07:00 | 4448 | 7 | 5 | 8 | 124379.069 | 124.3791 | 7.4679 | 8675.79 | 0 | 0 | 0 | 0 | 0 | 0 | 0 | 7.4679 | 8675.79 | 0 | 0 | 0 | 0 | 0 | 0 | 0 | 7.4679 | 8675.79 | 0 | 0 | 0 | 0 | 0 | 0 | 0 | -116.9112 | -116.9112 | -116.9112
[20 empty] | 2020-07-05 08:00 | 4449 | 7 | 5 | 9 | 165339.412 | 165.3394 | 21.6069 | 8529.14 | 10.424 | 35.5667 | 0 | 0 | 0 | 75207.5 | 0 | 21.6068 | 8529.14 | 10.4239 | 35.5663 | 0 | 0 | 0 | 75206.7 | 0 | 21.6069 | 8529.14 | 10.424 | 35.5667 | 0 | 0 | 0 | 75207.4 | 0 | -143.7325 | -143.7326 | -143.7325
[20 empty] | 2020-07-05 09:00 | 4450 | 7 | 5 | 10 | 195739.492 | 195.7395 | 7.4679 | 8309.16 | 0 | 0 | 0 | 0 | 0 | 0 | 0 | 7.4679 | 8309.16 | 0 | 0 | 0 | 0 | 0 | 0 | 0 | 7.4679 | 8309.16 | 0 | 0 | 0 | 0 | 0 | 0 | 0 | -188.2716 | -188.2716 | -188.2716
[20 empty] | 2020-07-05 10:00 | 4451 | 7 | 5 | 11 | 234462.891 | 234.4629 | 7.4679 | 8309.16 | 0 | 0 | 0 | 0 | 0 | 0 | 0 | 7.4679 | 8309.16 | 0 | 0 | 0 | 0 | 0 | 0 | 0 | 18.5102 | 8309.16 | 9.326 | 31.8202 | 0 | 0 | 0 | 65155.9 | 0 | -226.995 | -226.995 | -215.9527
[20 empty] | 2020-07-05 11:00 | 4452 | 7 | 5 | 12 | 254692.456 | 254.6925 | 7.4679 | 7942.53 | 0 | 0 | 0 | 0 | 0 | 0 | 0 | 24.2364 | 7942.53 | 14.3163 | 48.8472 | 0 | 0 | 0 | 94716.6 | 0 | 52.6733 | 7942.53 | 37.4033 | 127.6201 | 0 | 0 | 0 | 246894 | -86.7517 | -247.2246 | -230.4561 | -202.0192
[20 empty] | 2020-07-05 12:00 | 4453 | 7 | 5 | 13 | 262142.848 | 262.1428 | 22.6775 | 7869.21 | 11.4946 | 39.2196 | 0 | 0 | 0 | 74873.7 | 0 | 51.2207 | 7869.21 | 34.8191 | 118.8028 | 0 | 0 | 0 | 226519 | -70.9094 | 54.215 | 7869.21 | 37.2999 | 127.2673 | 0 | 0 | 0 | 241902 | -233.197 | -239.4653 | -210.9221 | -207.9278
[20 empty] | 2020-07-05 13:00 | 4454 | 7 | 5 | 14 | 246415.101 | 246.4151 | 32.4 | 7869.21 | 21.3036 | 72.6879 | 0 | 0 | 0 | 139371 | 0 | 49.5351 | 7869.21 | 34.82 | 118.8058 | 0 | 0 | 0 | 226223 | -292.482 | 53.819 | 7869.21 | 38.4179 | 131.0819 | 0 | 0 | 0 | 249397 | -464.686 | -214.0151 | -196.88 | -192.5961
[20 empty] | 2020-07-05 14:00 | 4455 | 7 | 5 | 15 | 217778.388 | 217.7784 | 36.1322 | 8015.86 | 23.3872 | 79.7971 | 0 | 0 | 0 | 155748 | -19.3757 | 49.0521 | 8015.86 | 34.3243 | 117.1145 | 0 | 0 | 0 | 227368 | -222.763 | 53.5278 | 8015.86 | 38.0727 | 129.9041 | 0 | 0 | 0 | 252207 | -343.183 | -181.6462 | -168.7263 | -164.2506
[20 empty] | 2020-07-05 15:00 | 4456 | 7 | 5 | 16 | 175143.135 | 175.1431 | 45.9413 | 8089.18 | 31.6512 | 107.9939 | 0 | 0 | 0 | 212697 | -91.8823 | 49.6976 | 8089.18 | 34.7654 | 118.6195 | 0 | 0 | 0 | 233038 | -255.593 | 54.9133 | 8089.18 | 39.1041 | 133.4232 | 0 | 0 | 0 | 262140 | -328.555 | -129.2018 | -125.4455 | -120.2298
[20 empty] | 2020-07-05 16:00 | 4457 | 7 | 5 | 17 | 107212.435 | 107.2124 | 46.4656 | 8089.18 | 32.0623 | 109.3966 | 0 | 0 | 0 | 214940 | -214.212 | 50.9066 | 8089.18 | 35.744 | 121.9585 | 0 | 0 | 0 | 239596 | -130.76 | 56.5317 | 8089.18 | 40.4114 | 137.8837 | 0 | 0 | 0 | 270905 | -186.595 | -60.7468 | -56.3058 | -50.6807
[20 empty] | 2020-07-05 17:00 | 4458 | 7 | 5 | 18 | 55616.192 | 55.6162 | 62.7736 | 7942.53 | 44.5682 | 152.0667 | 0 | 0 | 0 | 292435 | -96.441 | 68.8551 | 7942.53 | 49.5774 | 169.1581 | 0 | 0 | 0 | 325240 | -150.06 | 75.6558 | 7942.53 | 55.1973 | 188.3332 | 0 | 0 | 0 | 362070 | -192.08 | 7.1574 | 13.2389 | 20.0396
[20 empty] | 2020-07-05 18:00 | 4459 | 7 | 5 | 19 | 14675.934 | 14.6759 | 48.162 | 7869.21 | 33.6226 | 114.7203 | 0 | 0 | 0 | 217645 | -46.7426 | 53.9967 | 7869.21 | 38.4451 | 131.1747 | 0 | 0 | 0 | 248852 | -63.4185 | 60.6097 | 7869.21 | 43.9268 | 149.8782 | 0 | 0 | 0 | 284352 | -81.1567 | 33.4861 | 39.3208 | 45.9338
[20 empty] | 2020-07-05 19:00 | 4460 | 7 | 5 | 20 | 0 | 0 | 36.9432 | 7869.21 | 23.8758 | 81.4642 | 0 | 0 | 0 | 154509 | -3.2262 | 51.5356 | 7869.21 | 36.2391 | 123.6478 | 0 | 0 | 0 | 234530 | -4.2374 | 57.1733 | 7869.21 | 40.9459 | 139.7074 | 0 | 0 | 0 | 265012 | -5.1181 | 36.9432 | 51.5356 | 57.1733
[20 empty] | 2020-07-05 20:00 | 4461 | 7 | 5 | 21 | 0 | 0 | 17.564 | 7795.88 | 8.3428 | 28.4655 | 0 | 0 | 0 | 53355.5 | 0 | 38.1288 | 7795.88 | 25.8626 | 88.2432 | 0 | 0 | 0 | 165442 | 0 | 53.819 | 7795.88 | 39.2381 | 133.8804 | 0 | 0 | 0 | 251050 | 0 | 17.564 | 38.1288 | 53.819
[20 empty] | 2020-07-05 21:00 | 4462 | 7 | 5 | 22 | 0 | 0 | 32.5605 | 7869.21 | 19.6535 | 67.0577 | 0 | 0 | 0 | 127624 | 0 | 44.3206 | 7869.21 | 29.7028 | 101.346 | 0 | 0 | 0 | 193287 | 0 | 67.4128 | 7869.21 | 49.3894 | 168.5166 | 0 | 0 | 0 | 320007 | 0 | 32.5605 | 44.3206 | 67.4128
[20 empty] | 2020-07-05 22:00 | 4463 | 7 | 5 | 23 | 0 | 0 | 17.2275 | 7869.21 | 8.0594 | 27.4985 | 0 | 0 | 0 | 52126.2 | 0 | 18.2003 | 7869.21 | 8.8836 | 30.3109 | 0 | 0 | 0 | 57455.3 | 0 | 19.3006 | 7869.21 | 9.822 | 33.5127 | 0 | 0 | 0 | 63530.7 | 0 | 17.2275 | 18.2003 | 19.3006
[20 empty] | 2020-07-05 23:00 | 4464 | 7 | 5 | 24 | 0 | 0 | 16.5754 | 8015.86 | 7.8255 | 26.7005 | 0 | 0 | 0 | 51805.2 | 0 | 17.499 | 8015.86 | 8.6052 | 29.361 | 0 | 0 | 0 | 56964.9 | 0 | 18.5401 | 8015.86 | 9.4902 | 32.3807 | 0 | 0 | 0 | 62827.8 | 0 | 16.5754 | 17.499 | 18.5401
[20 empty] | 2020-07-06 | 4465 | 7 | 6 | 1 | 0 | 0 | 7.3463 | 8162.51 | 0 | 0 | 0 | 0 | 0 | 0 | 0 | 17.2906 | 8162.51 | 8.3969 | 28.6501 | 0 | 0 | 0 | 56907.5 | 0 | 18.2989 | 8162.51 | 9.2491 | 31.5578 | 0 | 0 | 0 | 62685.4 | 0 | 7.3463 | 17.2906 | 18.2989
[20 empty] | 2020-07-06 01:00 | 4466 | 7 | 6 | 2 | 0 | 0 | 7.3463 | 8162.51 | 0 | 0 | 0 | 0 | 0 | 0 | 0 | 7.3463 | 8162.51 | 0 | 0 | 0 | 0 | 0 | 0 | 0 | 7.3463 | 8162.51 | 0 | 0 | 0 | 0 | 0 | 0 | 0 | 7.3463 | 7.3463 | 7.3463
[20 empty] | 2020-07-06 02:00 | 4467 | 7 | 6 | 3 | 0 | 0 | 22.4037 | 7942.53 | 11.3424 | 38.7003 | 0 | 0 | 0 | 74780.5 | 0 | 22.4036 | 7942.53 | 11.3423 | 38.6999 | 0 | 0 | 0 | 74779.8 | 0 | 33.67 | 7942.53 | 20.9051 | 71.3282 | 0 | 0 | 0 | 137955 | 0 | 22.4037 | 22.4036 | 33.67
[20 empty] | 2020-07-06 03:00 | 4468 | 7 | 6 | 4 | 0 | 0 | 152.107 | 8015.86 | 110.85 | 378.2202 | 0 | 0 | 0 | 766645 | 0 | 120.073 | 8015.86 | 86.649 | 295.6464 | 0 | 0 | 0 | 602455 | 0 | 127.65 | 8015.86 | 92.8327 | 316.7452 | 0 | 0 | 0 | 642359 | 0 | 152.107 | 120.073 | 127.65
[20 empty] | 2020-07-06 04:00 | 4469 | 7 | 6 | 5 | 0 | 0 | 143.685 | 8015.86 | 102.79 | 350.7195 | 0 | 0 | 0 | 700309 | 0 | 153.441 | 8015.86 | 110.899 | 378.3874 | 0 | 0 | 0 | 751705 | 0 | 119.108 | 8015.86 | 84.8218 | 289.412 | 0 | 0 | 0 | 572513 | 0 | 143.685 | 153.441 | 119.108
[20 empty] | 2020-07-06 05:00 | 4470 | 7 | 6 | 6 | 14433.799 | 14.4338 | 141.962 | 30304.1 | 100.728 | 343.6839 | 0 | 0 | 0 | 674453 | 0 | 148.756 | 30304.1 | 106.642 | 363.8625 | 0 | 0 | 0 | 706281 | 0 | 159.629 | 30304.1 | 115.673 | 394.6763 | 0 | 0 | 0 | 764221 | 0 | 127.5282 | 134.3222 | 145.1952
[20 empty] | 2020-07-06 06:00 | 4471 | 7 | 6 | 7 | 55466.036 | 55.466 | 281.599 | 79865.7 | 177.212 | 604.6473 | 0 | 0 | 0 | 1464180 | -16.0311 | 290.708 | 79865.7 | 185.477 | 632.8475 | 0 | 0 | 0 | 1510830 | -21.4128 | 301.081 | 79865.7 | 194.429 | 663.3917 | 0 | 0 | 0 | 1563120 | -44.3571 | 226.133 | 235.242 | 245.615
[20 empty] | 2020-07-06 07:00 | 4472 | 7 | 6 | 8 | 114827.436 | 114.8274 | 307.243 | 79865.7 | 184.698 | 630.1896 | 0 | 0 | 0 | 1543860 | -9.1282 | 317.16 | 79865.7 | 193.472 | 660.1265 | 0 | 0 | 0 | 1591590 | -9.1278 | 328.048 | 79865.7 | 202.868 | 692.1856 | 0 | 0 | 0 | 1645860 | -9.128 | 192.4156 | 202.3326 | 213.2206
[20 empty] | 2020-07-06 08:00 | 4473 | 7 | 6 | 9 | 163994.139 | 163.9941 | 321.317 | 54788.7 | 194.853 | 664.8384 | 0 | 0 | 0 | 1616420 | 0 | 331.818 | 54788.7 | 203.963 | 695.9218 | 0 | 0 | 0 | 1667030 | 0 | 343.352 | 54788.7 | 213.723 | 729.2229 | 0 | 0 | 0 | 1724960 | 0 | 157.3229 | 167.8239 | 179.3579
[20 empty] | 2020-07-06 09:00 | 4474 | 7 | 6 | 10 | 193935.039 | 193.935 | 327.565 | 54642 | 198.24 | 676.3949 | 0 | 0 | 0 | 1615010 | -13.2188 | 338.879 | 54642 | 207.807 | 709.0375 | 0 | 0 | 0 | 1669530 | -13.2054 | 351.184 | 54642 | 217.991 | 743.7853 | 0 | 0 | 0 | 1730960 | -13.1932 | 133.63 | 144.944 | 157.249
[20 empty] | 2020-07-06 10:00 | 4475 | 7 | 6 | 11 | 208139.235 | 208.1392 | 311.635 | 126659 | 195.065 | 665.5618 | 0 | 0 | 0 | 1566000 | -2.4791 | 322.79 | 126659 | 204.551 | 697.928 | 0 | 0 | 0 | 1619390 | -2.4776 | 335.552 | 126659 | 214.96 | 733.4435 | 0 | 0 | 0 | 1683530 | -2.4778 | 103.4958 | 114.6508 | 127.4128
[20 empty] | 2020-07-06 11:00 | 4476 | 7 | 6 | 12 | 230752.756 | 230.7528 | 323.097 | 126659 | 194.639 | 664.1083 | 0 | 0 | 0 | 1543590 | -4.8253 | 335.331 | 126659 | 204.615 | 698.1464 | 0 | 0 | 0 | 1602070 | -4.8253 | 348.418 | 126659 | 215.148 | 734.085 | 0 | 0 | 0 | 1666700 | -4.8256 | 92.3442 | 104.5782 | 117.6652
[20 empty] | 2020-07-06 12:00 | 4477 | 7 | 6 | 13 | 241308.388 | 241.3084 | 284.5 | 83998.8 | 190.848 | 651.1734 | 0 | 0 | 0 | 1432380 | 0 | 296.618 | 83998.8 | 200.867 | 685.3582 | 0 | 0 | 0 | 1487620 | 0 | 310 | 83998.8 | 211.666 | 722.2044 | 0 | 0 | 0 | 1551340 | 0 | 43.1916 | 55.3096 | 68.6916
[20 empty] | 2020-07-06 13:00 | 4478 | 7 | 6 | 14 | 164827.715 | 164.8277 | 278.388 | 54348.5 | 189.987 | 648.2356 | 0 | 0 | 0 | 1415860 | 0 | 290.836 | 54348.5 | 200.14 | 682.8777 | 0 | 0 | 0 | 1473500 | 0 | 304.431 | 54348.5 | 211.017 | 719.99 | 0 | 0 | 0 | 1539090 | 0 | 113.5603 | 126.0083 | 139.6033
[20 empty] | 2020-07-06 14:00 | 4479 | 7 | 6 | 15 | 126281.596 | 126.2816 | 266.314 | 54642 | 183.773 | 627.0335 | 0 | 0 | 0 | 1421300 | 0 | 278.385 | 54642 | 193.637 | 660.6894 | 0 | 0 | 0 | 1479150 | 0 | 291.75 | 54642 | 204.292 | 697.0443 | 0 | 0 | 0 | 1546600 | 0 | 140.0324 | 152.1034 | 165.4684
[20 empty] | 2020-07-06 15:00 | 4480 | 7 | 6 | 16 | 137535.879 | 137.5359 | 222.55 | 29790.7 | 172.635 | 589.0306 | 0 | 0 | 0 | 1283920 | -775.284 | 233.784 | 29790.7 | 182.032 | 621.0932 | 0 | 0 | 0 | 1336270 | -805.824 | 246.779 | 29790.7 | 192.406 | 656.4893 | 0 | 0 | 0 | 1396620 | -858.076 | 85.0141 | 96.2481 | 109.2431
[20 empty] | 2020-07-06 16:00 | 4481 | 7 | 6 | 17 | 108167.019 | 108.167 | 11.6555 | 29790.7 | 0 | 0 | 0 | 0 | 0 | 0 | 0 | 22.72 | 29790.7 | 8.3003 | 28.3205 | 0 | 0 | 0 | 50938.2 | -1928.58 | 23.8889 | 29790.7 | 9.2434 | 31.5386 | 0 | 0 | 0 | 56555.7 | -2049.74 | -96.5115 | -85.447 | -84.2781
[20 empty] | 2020-07-06 17:00 | 4482 | 7 | 6 | 18 | 66124.263 | 66.1243 | 22.8738 | 30010.7 | 8.0412 | 27.4365 | 0 | 0 | 0 | 50248.5 | -48.5039 | 24.1735 | 30010.7 | 9.0756 | 30.9661 | 0 | 0 | 0 | 56485 | -287.528 | 58.4281 | 30010.7 | 38.308 | 130.7069 | 0 | 0 | 0 | 239505 | -583.492 | -43.2505 | -41.9508 | -7.6962
[20 empty] | 2020-07-06 18:00 | 4483 | 7 | 6 | 19 | 15865.659 | 15.8657 | 19.413 | 30230.7 | 7.9524 | 27.1336 | 0 | 0 | 0 | 51368 | -33.3315 | 27.142 | 30230.7 | 14.5051 | 49.4914 | 0 | 0 | 0 | 93941 | -84.7037 | 54.2804 | 30230.7 | 37.511 | 127.9875 | 0 | 0 | 0 | 242502 | -198.623 | 3.5473 | 11.2763 | 38.4147
[20 empty] | 2020-07-06 19:00 | 4484 | 7 | 6 | 20 | 0 | 0 | 34.2168 | 7869.21 | 19.0785 | 65.0958 | 0 | 0 | 0 | 124272 | -4.6781 | 35.4088 | 7869.21 | 20.0377 | 68.3686 | 0 | 0 | 0 | 130478 | -7.7421 | 36.8707 | 7869.21 | 21.2247 | 72.4187 | 0 | 0 | 0 | 138171 | -8.5226 | 34.2168 | 35.4088 | 36.8707
[20 empty] | 2020-07-06 20:00 | 4485 | 7 | 6 | 21 | 0 | 0 | 8.8655 | 7942.53 | 0 | 0 | 0 | 0 | 0 | 0 | 0 | 19.8365 | 7942.53 | 8.2067 | 28.0013 | 0 | 0 | 0 | 53665 | -1.3018 | 21.1104 | 7942.53 | 9.2313 | 31.4973 | 0 | 0 | 0 | 60383.7 | -1.2597 | 8.8655 | 19.8365 | 21.1104
[20 empty] | 2020-07-06 21:00 | 4486 | 7 | 6 | 22 | 0 | 0 | 8.8655 | 8162.51 | 0 | 0 | 0 | 0 | 0 | 0 | 0 | 18.2989 | 8162.51 | 7.886 | 26.9069 | 0 | 0 | 0 | 53366.2 | 0 | 19.3437 | 8162.51 | 8.7746 | 29.939 | 0 | 0 | 0 | 59393.4 | 0 | 8.8655 | 18.2989 | 19.3437
[20 empty] | 2020-07-06 22:00 | 4487 | 7 | 6 | 23 | 0 | 0 | 8.8655 | 8162.51 | 0 | 0 | 0 | 0 | 0 | 0 | 0 | 8.8655 | 8162.51 | 0 | 0 | 0 | 0 | 0 | 0 | 0 | 19.2778 | 8162.51 | 8.7087 | 29.7142 | 0 | 0 | 0 | 58939.7 | 0 | 8.8655 | 8.8655 | 19.2778
[20 empty] | 2020-07-06 23:00 | 4488 | 7 | 6 | 24 | 0 | 0 | 21.79 | 8382.48 | 10.7287 | 36.6063 | 0 | 0 | 0 | 75474.8 | 0 | 21.79 | 8382.48 | 10.7287 | 36.6063 | 0 | 0 | 0 | 75474.6 | 0 | 21.79 | 8382.48 | 10.7287 | 36.6063 | 0 | 0 | 0 | 75474.6 | 0 | 21.79 | 21.79 | 21.79
[20 empty] | 2020-07-07 | 4489 | 7 | 7 | 1 | 0 | 0 | 7.3463 | 8455.81 | 0 | 0 | 0 | 0 | 0 | 0 | 0 | 7.3463 | 8455.81 | 0 | 0 | 0 | 0 | 0 | 0 | 0 | 7.3463 | 8455.81 | 0 | 0 | 0 | 0 | 0 | 0 | 0 | 7.3463 | 7.3463 | 7.3463
[20 empty] | 2020-07-07 01:00 | 4490 | 7 | 7 | 2 | 0 | 0 | 7.3463 | 8455.81 | 0 | 0 | 0 | 0 | 0 | 0 | 0 | 7.3463 | 8455.81 | 0 | 0 | 0 | 0 | 0 | 0 | 0 | 7.3463 | 8455.81 | 0 | 0 | 0 | 0 | 0 | 0 | 0 | 7.3463 | 7.3463 | 7.3463
[20 empty] | 2020-07-07 02:00 | 4491 | 7 | 7 | 3 | 0 | 0 | 7.3463 | 8675.79 | 0 | 0 | 0 | 0 | 0 | 0 | 0 | 7.3463 | 8675.79 | 0 | 0 | 0 | 0 | 0 | 0 | 0 | 7.3463 | 8675.79 | 0 | 0 | 0 | 0 | 0 | 0 | 0 | 7.3463 | 7.3463 | 7.3463
[20 empty] | 2020-07-07 03:00 | 4492 | 7 | 7 | 4 | 0 | 0 | 111.769 | 8749.11 | 78.1273 | 266.5703 | 0 | 0 | 0 | 590408 | 0 | 80.1925 | 8749.11 | 55.0686 | 187.8941 | 0 | 0 | 0 | 413330 | 0 | 82.9356 | 8749.11 | 57.3841 | 195.7945 | 0 | 0 | 0 | 428496 | 0 | 111.769 | 80.1925 | 82.9356
[20 empty] | 2020-07-07 04:00 | 4493 | 7 | 7 | 5 | 0 | 0 | 90.584 | 8749.11 | 61.3197 | 209.2228 | 0 | 0 | 0 | 457742 | 0 | 63.1875 | 8749.11 | 41.1409 | 140.3728 | 0 | 0 | 0 | 306345 | 0 | 64.9711 | 8749.11 | 42.6288 | 145.4495 | 0 | 0 | 0 | 317419 | 0 | 90.584 | 63.1875 | 64.9711
[20 empty] | 2020-07-07 05:00 | 4494 | 7 | 7 | 6 | 15929.964 | 15.93 | 123.613 | 30890.8 | 85.4966 | 291.7144 | 0 | 0 | 0 | 614598 | 0 | 135.52 | 30890.8 | 94.6554 | 322.9642 | 0 | 0 | 0 | 684179 | 0 | 138.851 | 30890.8 | 97.925 | 334.1201 | 0 | 0 | 0 | 704784 | 0 | 107.683 | 119.59 | 122.921
[20 empty] | 2020-07-07 06:00 | 4495 | 7 | 7 | 7 | 26668.461 | 26.6685 | 242.937 | 80379.3 | 141.473 | 482.7059 | 0 | 0 | 0 | 1122800 | -11.5776 | 252.437 | 80379.3 | 149.092 | 508.7019 | 0 | 0 | 0 | 1187690 | -18.4468 | 259.316 | 80379.3 | 155.826 | 531.6783 | 0 | 0 | 0 | 1216940 | -44.849 | 216.2685 | 225.7685 | 232.6475
[20 empty] | 2020-07-07 07:00 | 4496 | 7 | 7 | 8 | 131165.771 | 131.1658 | 267.783 | 80379.3 | 148.884 | 507.9922 | 0 | 0 | 0 | 1199830 | -4.98 | 276.842 | 80379.3 | 156.285 | 533.2444 | 0 | 0 | 0 | 1256750 | -4.9797 | 284.159 | 80379.3 | 163.382 | 557.4594 | 0 | 0 | 0 | 1287920 | -4.9797 | 136.6172 | 145.6762 | 152.9932
[20 empty] | 2020-07-07 08:00 | 4497 | 7 | 7 | 9 | 184891.776 | 184.8918 | 284.776 | 55155.5 | 161.621 | 551.4509 | 0 | 0 | 0 | 1285980 | 0 | 294.543 | 55155.5 | 169.553 | 578.5148 | 0 | 0 | 0 | 1344040 | 0 | 302.945 | 55155.5 | 177.313 | 604.992 | 0 | 0 | 0 | 1380910 | 0 | 99.8842 | 109.6512 | 118.0532
[20 empty] | 2020-07-07 09:00 | 4498 | 7 | 7 | 10 | 228955.209 | 228.9552 | 292.806 | 55082.1 | 166.928 | 569.5583 | 0 | 0 | 0 | 1333440 | -23.1194 | 303.297 | 55082.1 | 175.294 | 598.1031 | 0 | 0 | 0 | 1394620 | -23.1092 | 312.416 | 55082.1 | 183.458 | 625.9587 | 0 | 0 | 0 | 1436720 | -23.1385 | 63.8508 | 74.3418 | 83.4608
[20 empty] | 2020-07-07 10:00 | 4499 | 7 | 7 | 11 | 254977.363 | 254.9774 | 274.627 | 126659 | 163.837 | 559.0118 | 0 | 0 | 0 | 1282170 | 0 | 285.325 | 126659 | 172.271 | 587.7887 | 0 | 0 | 0 | 1343520 | 0 | 294.902 | 126659 | 180.668 | 616.4392 | 0 | 0 | 0 | 1387500 | 0 | 19.6496 | 30.3476 | 39.9246
[20 empty] | 2020-07-07 11:00 | 4500 | 7 | 7 | 12 | 272903.284 | 272.9033 | 297.704 | 126659 | 173.797 | 592.9954 | 0 | 0 | 0 | 1400270 | 0 | 309.027 | 126659 | 182.954 | 624.239 | 0 | 0 | 0 | 1462870 | 0 | 318.841 | 126659 | 191.533 | 653.5106 | 0 | 0 | 0 | 1510200 | 0 | 24.8007 | 36.1237 | 45.9377
[20 empty] | 2020-07-07 12:00 | 4501 | 7 | 7 | 13 | 8372.039 | 8.372 | 255.787 | 85492.8 | 166.682 | 568.719 | 0 | 0 | 0 | 1303070 | 0 | 266.648 | 85492.8 | 175.326 | 598.2123 | 0 | 0 | 0 | 1364050 | 0 | 276.601 | 85492.8 | 184.029 | 627.9069 | 0 | 0 | 0 | 1410400 | 0 | 247.415 | 258.276 | 268.229
[20 empty] | 2020-07-07 13:00 | 4502 | 7 | 7 | 14 | 95449.125 | 95.4491 | 248.895 | 55008.7 | 165.406 | 564.3653 | 0 | 0 | 0 | 1283300 | 0 | 260.106 | 55008.7 | 174.273 | 594.6195 | 0 | 0 | 0 | 1346650 | 0 | 270.465 | 55008.7 | 183.179 | 625.0067 | 0 | 0 | 0 | 1396080 | 0 | 153.4459 | 164.6569 | 175.0159
[20 empty] | 2020-07-07 14:00 | 4503 | 7 | 7 | 15 | 68867.629 | 68.8676 | 236.087 | 55155.5 | 158.608 | 541.1705 | 0 | 0 | 0 | 1232610 | 0 | 247.696 | 55155.5 | 167.619 | 571.916 | 0 | 0 | 0 | 1298950 | 0 | 258.428 | 55155.5 | 176.656 | 602.7503 | 0 | 0 | 0 | 1351450 | 0 | 167.2194 | 178.8284 | 189.5604
[20 empty] | 2020-07-07 15:00 | 4504 | 7 | 7 | 16 | 180931.657 | 180.9317 | 196.012 | 30304.1 | 150.632 | 513.9564 | 0 | 0 | 0 | 1126920 | -609.799 | 208.107 | 30304.1 | 160.083 | 546.2032 | 0 | 0 | 0 | 1198810 | -647.958 | 219.39 | 30304.1 | 169.403 | 578.003 | 0 | 0 | 0 | 1254530 | -675.7 | 15.0803 | 27.1753 | 38.4583
[20 empty] | 2020-07-07 16:00 | 4505 | 7 | 7 | 17 | 106771.862 | 106.7719 | 11.6555 | 30304.1 | 0 | 0 | 0 | 0 | 0 | 0 | 0 | 22.1038 | 30304.1 | 7.6841 | 26.218 | 0 | 0 | 0 | 50976.7 | -1772.82 | 23.1763 | 30304.1 | 8.5308 | 29.1072 | 0 | 0 | 0 | 56474 | -1733.95 | -95.1164 | -84.6681 | -83.5956
[20 empty] | 2020-07-07 17:00 | 4506 | 7 | 7 | 18 | 64301.275 | 64.3013 | 22.209 | 30524.1 | 7.3835 | 25.1924 | 0 | 0 | 0 | 50183.7 | -39.3766 | 23.3906 | 30524.1 | 8.303 | 28.3299 | 0 | 0 | 0 | 56147.3 | -240.1 | 24.885 | 30524.1 | 9.4985 | 32.409 | 0 | 0 | 0 | 64238.1 | -296.168 | -42.0923 | -40.9107 | -39.4163
[20 empty] | 2020-07-07 18:00 | 4507 | 7 | 7 | 19 | 16219.972 | 16.22 | 18.6958 | 30597.4 | 7.2559 | 24.7572 | 0 | 0 | 0 | 49722.3 | -19.2252 | 19.8897 | 30597.4 | 8.1953 | 27.9624 | 0 | 0 | 0 | 56150.4 | -58.4893 | 21.3374 | 30597.4 | 9.3495 | 31.9006 | 0 | 0 | 0 | 64070.4 | -71.5761 | 2.4758 | 3.6697 | 5.1174
[20 empty] | 2020-07-07 19:00 | 4508 | 7 | 7 | 20 | 0 | 0 | 23.4232 | 8235.83 | 10.8427 | 36.9953 | 0 | 0 | 0 | 75154.1 | 0 | 34.1181 | 8235.83 | 18.7734 | 64.0548 | 0 | 0 | 0 | 129488 | -3.7479 | 35.4443 | 8235.83 | 19.8296 | 67.6586 | 0 | 0 | 0 | 136736 | -4.3487 | 23.4232 | 34.1181 | 35.4443
[20 empty] | 2020-07-07 20:00 | 4509 | 7 | 7 | 21 | 0 | 0 | 8.8655 | 8382.48 | 0 | 0 | 0 | 0 | 0 | 0 | 0 | 18.1964 | 8382.48 | 7.7835 | 26.5572 | 0 | 0 | 0 | 54607.8 | 0 | 19.2153 | 8382.48 | 8.6462 | 29.5009 | 0 | 0 | 0 | 60669.3 | 0 | 8.8655 | 18.1964 | 19.2153
[20 empty] | 2020-07-07 21:00 | 4510 | 7 | 7 | 22 | 0 | 0 | 8.8655 | 8455.81 | 0 | 0 | 0 | 0 | 0 | 0 | 0 | 8.8655 | 8455.81 | 0 | 0 | 0 | 0 | 0 | 0 | 0 | 19.0947 | 8455.81 | 8.5256 | 29.0892 | 0 | 0 | 0 | 60545.6 | 0 | 8.8655 | 8.8655 | 19.0947
[20 empty] | 2020-07-07 22:00 | 4511 | 7 | 7 | 23 | 0 | 0 | 8.8655 | 8455.81 | 0 | 0 | 0 | 0 | 0 | 0 | 0 | 8.8655 | 8455.81 | 0 | 0 | 0 | 0 | 0 | 0 | 0 | 8.8655 | 8455.81 | 0 | 0 | 0 | 0 | 0 | 0 | 0 | 8.8655 | 8.8655 | 8.8655
[20 empty] | 2020-07-07 23:00 | 4512 | 7 | 7 | 24 | 0 | 0 | 21.6705 | 8455.81 | 10.6092 | 36.1986 | 0 | 0 | 0 | 75710.7 | 0 | 21.6704 | 8455.81 | 10.6091 | 36.1982 | 0 | 0 | 0 | 75710.5 | 0 | 21.6705 | 8455.81 | 10.6092 | 36.1986 | 0 | 0 | 0 | 75710.6 | 0 | 21.6705 | 21.6704 | 21.6705
[20 empty] | 2020-07-08 | 4513 | 7 | 8 | 1 | 0 | 0 | 7.3463 | 8455.81 | 0 | 0 | 0 | 0 | 0 | 0 | 0 | 7.3463 | 8455.81 | 0 | 0 | 0 | 0 | 0 | 0 | 0 | 7.3463 | 8455.81 | 0 | 0 | 0 | 0 | 0 | 0 | 0 | 7.3463 | 7.3463 | 7.3463
[20 empty] | 2020-07-08 01:00 | 4514 | 7 | 8 | 2 | 0 | 0 | 7.3463 | 8455.81 | 0 | 0 | 0 | 0 | 0 | 0 | 0 | 7.3463 | 8455.81 | 0 | 0 | 0 | 0 | 0 | 0 | 0 | 7.3463 | 8455.81 | 0 | 0 | 0 | 0 | 0 | 0 | 0 | 7.3463 | 7.3463 | 7.3463
[20 empty] | 2020-07-08 02:00 | 4515 | 7 | 8 | 3 | 0 | 0 | 7.3463 | 8529.14 | 0 | 0 | 0 | 0 | 0 | 0 | 0 | 7.3463 | 8529.14 | 0 | 0 | 0 | 0 | 0 | 0 | 0 | 7.3463 | 8529.14 | 0 | 0 | 0 | 0 | 0 | 0 | 0 | 7.3463 | 7.3463 | 7.3463
[20 empty] | 2020-07-08 03:00 | 4516 | 7 | 8 | 4 | 0 | 0 | 72.5595 | 8382.48 | 50.2024 | 171.2906 | 0 | 0 | 0 | 354509 | 0 | 76.2858 | 8382.48 | 53.1851 | 181.4676 | 0 | 0 | 0 | 375614 | 0 | 79.6005 | 8382.48 | 55.9279 | 190.826 | 0 | 0 | 0 | 395029 | 0 | 72.5595 | 76.2858 | 79.6005
[20 empty] | 2020-07-08 04:00 | 4517 | 7 | 8 | 5 | 0 | 0 | 55.0256 | 8382.48 | 35.8494 | 122.3182 | 0 | 0 | 0 | 250820 | 0 | 57.9829 | 8382.48 | 38.2096 | 130.3712 | 0 | 0 | 0 | 267351 | 0 | 60.5066 | 8382.48 | 40.2932 | 137.4804 | 0 | 0 | 0 | 281957 | 0 | 55.0256 | 57.9829 | 60.5066
[20 empty] | 2020-07-08 05:00 | 4518 | 7 | 8 | 6 | 14033.702 | 14.0337 | 123.264 | 30670.8 | 86.828 | 296.2571 | 0 | 0 | 0 | 603903 | 0 | 129.338 | 30670.8 | 91.9365 | 313.6873 | 0 | 0 | 0 | 639652 | 0 | 135.042 | 30670.8 | 96.8134 | 330.3273 | 0 | 0 | 0 | 673515 | 0 | 109.2303 | 115.3043 | 121.0083
[20 empty] | 2020-07-08 06:00 | 4519 | 7 | 8 | 7 | 35111.686 | 35.1117 | 261.462 | 80012.4 | 162.413 | 554.1532 | 0 | 0 | 0 | 1316450 | -10.579 | 270.482 | 80012.4 | 170.487 | 581.7016 | 0 | 0 | 0 | 1368760 | -15.1304 | 279.639 | 80012.4 | 178.791 | 610.0349 | 0 | 0 | 0 | 1418710 | -23.4721 | 226.3503 | 235.3703 | 244.5273
[20 empty] | 2020-07-08 07:00 | 4520 | 7 | 8 | 8 | 73705.172 | 73.7052 | 284.458 | 80012.4 | 169.577 | 578.5967 | 0 | 0 | 0 | 1378660 | -3.1482 | 292.974 | 80012.4 | 176.775 | 603.1563 | 0 | 0 | 0 | 1427040 | -3.1478 | 302.295 | 80012.4 | 184.975 | 631.1347 | 0 | 0 | 0 | 1473420 | -3.1482 | 210.7528 | 219.2688 | 228.5898
[20 empty] | 2020-07-08 08:00 | 4521 | 7 | 8 | 9 | 124874.169 | 124.8742 | 291.937 | 54715.3 | 172.662 | 589.1227 | 0 | 0 | 0 | 1317500 | 0 | 301.493 | 54715.3 | 180.553 | 616.0468 | 0 | 0 | 0 | 1367810 | 0 | 312.068 | 54715.3 | 189.518 | 646.6354 | 0 | 0 | 0 | 1417310 | 0 | 167.0628 | 176.6188 | 187.1938
[20 empty] | 2020-07-08 09:00 | 4522 | 7 | 8 | 10 | 139226.964 | 139.227 | 299.439 | 54788.7 | 177.323 | 605.0261 | 0 | 0 | 0 | 1393870 | -21.9989 | 309.949 | 54788.7 | 185.844 | 634.0997 | 0 | 0 | 0 | 1448570 | -21.9948 | 320.973 | 54788.7 | 194.976 | 665.2581 | 0 | 0 | 0 | 1503030 | -21.9851 | 160.212 | 170.722 | 181.746
[20 empty] | 2020-07-08 10:00 | 4523 | 7 | 8 | 11 | 163239.741 | 163.2397 | 282.333 | 126659 | 174.296 | 594.698 | 0 | 0 | 0 | 1344200 | 0 | 292.763 | 126659 | 182.711 | 623.4099 | 0 | 0 | 0 | 1400010 | 0 | 304.03 | 126659 | 192.059 | 655.3053 | 0 | 0 | 0 | 1455920 | 0 | 119.0933 | 129.5233 | 140.7903
[20 empty] | 2020-07-08 11:00 | 4524 | 7 | 8 | 12 | 213796.13 | 213.7961 | 324.041 | 126659 | 202.283 | 690.1896 | 0 | 0 | 0 | 1619860 | 0 | 336.161 | 126659 | 212.143 | 723.8319 | 0 | 0 | 0 | 1681450 | 0 | 348.567 | 126659 | 222.352 | 758.665 | 0 | 0 | 0 | 1743900 | 0 | 110.2449 | 122.3649 | 134.7709
[20 empty] | 2020-07-08 12:00 | 4525 | 7 | 8 | 13 | 223263.765 | 223.2638 | 295.881 | 83697.6 | 207.214 | 707.0142 | 0 | 0 | 0 | 1544160 | 0 | 309.253 | 83697.6 | 218.015 | 743.8672 | 0 | 0 | 0 | 1607060 | 0 | 323.174 | 83697.6 | 229.326 | 782.4603 | 0 | 0 | 0 | 1672450 | 0 | 72.6172 | 85.9892 | 99.9102
[20 empty] | 2020-07-08 13:00 | 4526 | 7 | 8 | 14 | 198986.85 | 198.9869 | 289.474 | 53981.8 | 205.996 | 702.8584 | 0 | 0 | 0 | 1515200 | 0 | 303.186 | 53981.8 | 217.004 | 740.4176 | 0 | 0 | 0 | 1580590 | 0 | 317.345 | 53981.8 | 228.434 | 779.4168 | 0 | 0 | 0 | 1648060 | 0 | 90.4871 | 104.1991 | 118.3582
[20 empty] | 2020-07-08 14:00 | 4527 | 7 | 8 | 15 | 120328.171 | 120.3282 | 255.546 | 54568.6 | 178.656 | 609.5743 | 0 | 0 | 0 | 1338790 | 0 | 267.557 | 54568.6 | 188.219 | 642.2032 | 0 | 0 | 0 | 1400750 | 0 | 280.436 | 54568.6 | 198.625 | 677.7085 | 0 | 0 | 0 | 1464950 | 0 | 135.2178 | 147.2288 | 160.1078
[20 empty] | 2020-07-08 15:00 | 4528 | 7 | 8 | 16 | 70457.476 | 70.4575 | 223.602 | 29570.7 | 178.322 | 608.4347 | 0 | 0 | 0 | 1300010 | -517.255 | 236.422 | 29570.7 | 188.493 | 643.1381 | 0 | 0 | 0 | 1368330 | -574.973 | 249.677 | 29570.7 | 199.461 | 680.5609 | 0 | 0 | 0 | 1436900 | -635.394 | 153.1445 | 165.9645 | 179.2195
[20 empty] | 2020-07-08 16:00 | 4529 | 7 | 8 | 17 | 6943.703 | 6.9437 | 11.6555 | 29570.7 | 0 | 0 | 0 | 0 | 0 | 0 | 0 | 11.6555 | 29570.7 | 0 | 0 | 0 | 0 | 0 | 0 | 0 | 23.9947 | 29570.7 | 9.3492 | 31.8995 | 0 | 0 | 0 | 55925.4 | -2332.06 | 4.7118 | 4.7118 | 17.051
[20 empty] | 2020-07-08 17:00 | 4530 | 7 | 8 | 18 | 19432.756 | 19.4328 | 12.2635 | 29864 | 0 | 0 | 0 | 0 | 0 | 0 | 0 | 24.0119 | 29864 | 8.9842 | 30.6541 | 0 | 0 | 0 | 54984.7 | -41.7397 | 25.0884 | 29864 | 9.835 | 33.5569 | 0 | 0 | 0 | 59800 | -307.844 | -7.1693 | 4.5791 | 5.6556
[20 empty] | 2020-07-08 18:00 | 4531 | 7 | 8 | 19 | 9661.173 | 9.6612 | 8.8655 | 30157.4 | 0 | 0 | 0 | 0 | 0 | 0 | 0 | 20.1651 | 30157.4 | 8.5354 | 29.1228 | 0 | 0 | 0 | 54490.8 | -10.736 | 21.2988 | 30157.4 | 9.4433 | 32.2206 | 0 | 0 | 0 | 60270.2 | -35.4009 | -0.79566 | 10.5039 | 11.6376
[20 empty] | 2020-07-08 19:00 | 4532 | 7 | 8 | 20 | 0 | 0 | 24.1056 | 7795.88 | 11.5251 | 39.3236 | 0 | 0 | 0 | 74619.1 | 0 | 24.1056 | 7795.88 | 11.5251 | 39.3236 | 0 | 0 | 0 | 74619.1 | 0 | 36.4954 | 7795.88 | 20.9249 | 71.3958 | 0 | 0 | 0 | 134629 | -5.0894 | 24.1056 | 24.1056 | 36.4954
[20 empty] | 2020-07-08 20:00 | 4533 | 7 | 8 | 21 | 0 | 0 | 8.8655 | 8015.86 | 0 | 0 | 0 | 0 | 0 | 0 | 0 | 8.8655 | 8015.86 | 0 | 0 | 0 | 0 | 0 | 0 | 0 | 8.8655 | 8015.86 | 0 | 0 | 0 | 0 | 0 | 0 | 0 | 8.8655 | 8.8655 | 8.8655
[20 empty] | 2020-07-08 21:00 | 4534 | 7 | 8 | 22 | 0 | 0 | 8.8655 | 7795.88 | 0 | 0 | 0 | 0 | 0 | 0 | 0 | 8.8655 | 7795.88 | 0 | 0 | 0 | 0 | 0 | 0 | 0 | 8.8655 | 7795.88 | 0 | 0 | 0 | 0 | 0 | 0 | 0 | 8.8655 | 8.8655 | 8.8655
[20 empty] | 2020-07-08 22:00 | 4535 | 7 | 8 | 23 | 0 | 0 | 8.8655 | 7795.88 | 0 | 0 | 0 | 0 | 0 | 0 | 0 | 8.8655 | 7795.88 | 0 | 0 | 0 | 0 | 0 | 0 | 0 | 8.8655 | 7795.88 | 0 | 0 | 0 | 0 | 0 | 0 | 0 | 8.8655 | 8.8655 | 8.8655
[20 empty] | 2020-07-08 23:00 | 4536 | 7 | 8 | 24 | 0 | 0 | 21.6838 | 8455.81 | 10.6225 | 36.244 | 0 | 0 | 0 | 75881 | 0 | 21.6838 | 8455.81 | 10.6225 | 36.244 | 0 | 0 | 0 | 75881.1 | 0 | 21.6838 | 8455.81 | 10.6225 | 36.244 | 0 | 0 | 0 | 75881.3 | 0 | 21.6838 | 21.6838 | 21.6838
[20 empty] | 2020-07-09 | 4537 | 7 | 9 | 1 | 0 | 0 | 7.3463 | 8529.14 | 0 | 0 | 0 | 0 | 0 | 0 | 0 | 7.3463 | 8529.14 | 0 | 0 | 0 | 0 | 0 | 0 | 0 | 7.3463 | 8529.14 | 0 | 0 | 0 | 0 | 0 | 0 | 0 | 7.3463 | 7.3463 | 7.3463
[20 empty] | 2020-07-09 01:00 | 4538 | 7 | 9 | 2 | 0 | 0 | 7.3463 | 8455.81 | 0 | 0 | 0 | 0 | 0 | 0 | 0 | 7.3463 | 8455.81 | 0 | 0 | 0 | 0 | 0 | 0 | 0 | 7.3463 | 8455.81 | 0 | 0 | 0 | 0 | 0 | 0 | 0 | 7.3463 | 7.3463 | 7.3463
[20 empty] | 2020-07-09 02:00 | 4539 | 7 | 9 | 3 | 0 | 0 | 7.3463 | 8382.48 | 0 | 0 | 0 | 0 | 0 | 0 | 0 | 7.3463 | 8382.48 | 0 | 0 | 0 | 0 | 0 | 0 | 0 | 7.3463 | 8382.48 | 0 | 0 | 0 | 0 | 0 | 0 | 0 | 7.3463 | 7.3463 | 7.3463
[20 empty] | 2020-07-09 03:00 | 4540 | 7 | 9 | 4 | 0 | 0 | 33.1044 | 8455.81 | 19.6281 | 66.9711 | 0 | 0 | 0 | 140191 | 0 | 34.7135 | 8455.81 | 20.9254 | 71.3975 | 0 | 0 | 0 | 149465 | 0 | 36.2546 | 8455.81 | 22.2011 | 75.7502 | 0 | 0 | 0 | 158594 | 0 | 33.1044 | 34.7135 | 36.2546
[20 empty] | 2020-07-09 04:00 | 4541 | 7 | 9 | 5 | 0 | 0 | 46.9837 | 8455.81 | 28.6924 | 97.8985 | 0 | 0 | 0 | 203976 | 0 | 77.8367 | 8455.81 | 53.2341 | 181.6347 | 0 | 0 | 0 | 379365 | 0 | 81.0396 | 8455.81 | 55.86 | 190.5943 | 0 | 0 | 0 | 398116 | 0 | 46.9837 | 77.8367 | 81.0396
[20 empty] | 2020-07-09 05:00 | 4542 | 7 | 9 | 6 | 14210.955 | 14.211 | 127.103 | 30744.1 | 89.161 | 304.2173 | 0 | 0 | 0 | 627305 | 0 | 129.357 | 30744.1 | 91.2654 | 311.3975 | 0 | 0 | 0 | 641536 | 0 | 134.533 | 30744.1 | 95.7962 | 326.8566 | 0 | 0 | 0 | 673430 | 0 | 112.892 | 115.146 | 120.322
[20 empty] | 2020-07-09 06:00 | 4543 | 7 | 9 | 7 | 46587.093 | 46.5871 | 234.838 | 80379.3 | 135.089 | 460.9237 | 0 | 0 | 0 | 1040400 | -2.871 | 240.614 | 80379.3 | 140.679 | 479.9967 | 0 | 0 | 0 | 1069090 | -2.8711 | 247.798 | 80379.3 | 147.24 | 502.3829 | 0 | 0 | 0 | 1109150 | -2.8711 | 188.2509 | 194.0269 | 201.2109
[20 empty] | 2020-07-09 07:00 | 4544 | 7 | 9 | 8 | 45908.018 | 45.908 | 253.552 | 80379.3 | 139.895 | 477.3217 | 0 | 0 | 0 | 1091330 | 0 | 259.815 | 80379.3 | 145.77 | 497.3672 | 0 | 0 | 0 | 1122700 | 0 | 267.502 | 80379.3 | 152.602 | 520.678 | 0 | 0 | 0 | 1162750 | 0 | 207.644 | 213.907 | 221.594
[20 empty] | 2020-07-09 08:00 | 4545 | 7 | 9 | 9 | 79434.117 | 79.4341 | 276.976 | 55155.5 | 157.521 | 537.4617 | 0 | 0 | 0 | 1237930 | 0 | 284.607 | 55155.5 | 164.329 | 560.6905 | 0 | 0 | 0 | 1275540 | 0 | 293.577 | 55155.5 | 172.029 | 586.9629 | 0 | 0 | 0 | 1322050 | 0 | 197.5419 | 205.1729 | 214.1429
[20 empty] | 2020-07-09 09:00 | 4546 | 7 | 9 | 10 | 78133.741 | 78.1337 | 278.74 | 55082.1 | 156.288 | 533.2547 | 0 | 0 | 0 | 1197560 | -23.8262 | 287.075 | 55082.1 | 163.475 | 557.7767 | 0 | 0 | 0 | 1238680 | -23.7969 | 296.822 | 55082.1 | 171.59 | 585.4651 | 0 | 0 | 0 | 1288880 | -23.7773 | 200.6063 | 208.9413 | 218.6883
[20 empty] | 2020-07-09 10:00 | 4547 | 7 | 9 | 11 | 127591.19 | 127.5912 | 260.666 | 126659 | 152.909 | 521.7255 | 0 | 0 | 0 | 1146590 | 0 | 269.199 | 126659 | 160.172 | 546.5069 | 0 | 0 | 0 | 1188300 | 0 | 279.079 | 126659 | 168.355 | 574.4273 | 0 | 0 | 0 | 1239070 | 0 | 133.0748 | 141.6078 | 151.4878
[20 empty] | 2020-07-09 11:00 | 4548 | 7 | 9 | 12 | 81486.174 | 81.4862 | 283.233 | 126659 | 161.55 | 551.2086 | 0 | 0 | 0 | 1192150 | 0 | 292.291 | 126659 | 169.305 | 577.6687 | 0 | 0 | 0 | 1235510 | 0 | 302.901 | 126659 | 178.109 | 607.7079 | 0 | 0 | 0 | 1287970 | 0 | 201.7468 | 210.8048 | 221.4148
[20 empty] | 2020-07-09 12:00 | 4549 | 7 | 9 | 13 | 160202.621 | 160.2026 | 249.5 | 85280.5 | 162.791 | 555.4429 | 0 | 0 | 0 | 1263830 | 0 | 258.523 | 85280.5 | 170.483 | 581.688 | 0 | 0 | 0 | 1309650 | 0 | 268.952 | 85280.5 | 179.175 | 611.3451 | 0 | 0 | 0 | 1364020 | 0 | 89.2974 | 98.3204 | 108.7494
[20 empty] | 2020-07-09 13:00 | 4550 | 7 | 9 | 14 | 134693.952 | 134.694 | 243.036 | 55008.7 | 162.012 | 552.7849 | 0 | 0 | 0 | 1241750 | 0 | 252.622 | 55008.7 | 170.11 | 580.4153 | 0 | 0 | 0 | 1290400 | 0 | 263.536 | 55008.7 | 178.896 | 610.3932 | 0 | 0 | 0 | 1345180 | 0 | 108.342 | 117.928 | 128.842
[20 empty] | 2020-07-09 14:00 | 4551 | 7 | 9 | 15 | 193674.718 | 193.6747 | 233.958 | 54935.4 | 158.274 | 540.0309 | 0 | 0 | 0 | 1175400 | 0 | 244.328 | 54935.4 | 166.791 | 569.0909 | 0 | 0 | 0 | 1227340 | 0 | 256.12 | 54935.4 | 175.813 | 599.874 | 0 | 0 | 0 | 1282650 | 0 | 40.2833 | 50.6533 | 62.4453
[20 empty] | 2020-07-09 15:00 | 4552 | 7 | 9 | 16 | 154190.028 | 154.19 | 191.237 | 30157.4 | 147.082 | 501.8438 | 0 | 0 | 0 | 1047530 | -461.7 | 201.579 | 30157.4 | 154.722 | 527.9115 | 0 | 0 | 0 | 1095250 | -532.022 | 213.356 | 30157.4 | 163.652 | 558.3806 | 0 | 0 | 0 | 1152860 | -598.985 | 37.047 | 47.389 | 59.166
[20 empty] | 2020-07-09 16:00 | 4553 | 7 | 9 | 17 | 126919.871 | 126.9199 | 11.6555 | 30157.4 | 0 | 0 | 0 | 0 | 0 | 0 | 0 | 22.1851 | 30157.4 | 7.7654 | 26.4955 | 0 | 0 | 0 | 50187.5 | -1836.96 | 23.2688 | 30157.4 | 8.6234 | 29.4229 | 0 | 0 | 0 | 55620.4 | -1549.96 | -115.2644 | -104.7348 | -103.6511
[20 empty] | 2020-07-09 17:00 | 4554 | 7 | 9 | 18 | 65746.599 | 65.7466 | 22.1055 | 30377.4 | 7.2843 | 24.8539 | 0 | 0 | 0 | 48179.7 | -38.1768 | 23.2195 | 30377.4 | 8.1448 | 27.7899 | 0 | 0 | 0 | 53756.5 | -226.826 | 24.6698 | 30377.4 | 9.3003 | 31.7325 | 0 | 0 | 0 | 61390.4 | -271.579 | -43.6411 | -42.5271 | -41.0768
[20 empty] | 2020-07-09 18:00 | 4555 | 7 | 9 | 19 | 14793.549 | 14.7935 | 18.6884 | 30524.1 | 7.2651 | 24.7886 | 0 | 0 | 0 | 49152.8 | -23.9354 | 19.9747 | 30524.1 | 8.2811 | 28.2549 | 0 | 0 | 0 | 56016.5 | -66.8771 | 21.4152 | 30524.1 | 9.429 | 32.1717 | 0 | 0 | 0 | 63792.7 | -83.4196 | 3.8949 | 5.1812 | 6.6217
[20 empty] | 2020-07-09 19:00 | 4556 | 7 | 9 | 20 | 0 | 0 | 8.8655 | 8162.51 | 0 | 0 | 0 | 0 | 0 | 0 | 0 | 19.6366 | 8162.51 | 8.0068 | 27.3192 | 0 | 0 | 0 | 54206.9 | -4.7707 | 20.9397 | 8162.51 | 9.0439 | 30.8579 | 0 | 0 | 0 | 61238.8 | -5.4269 | 8.8655 | 19.6366 | 20.9397
[20 empty] | 2020-07-09 20:00 | 4557 | 7 | 9 | 21 | 0 | 0 | 23.2862 | 8382.48 | 10.7057 | 36.5278 | 0 | 0 | 0 | 75885.6 | 0 | 32.6447 | 8382.48 | 18.5167 | 63.179 | 0 | 0 | 0 | 130685 | 0 | 33.6512 | 8382.48 | 19.3671 | 66.0805 | 0 | 0 | 0 | 136658 | 0 | 23.2862 | 32.6447 | 33.6512
[20 empty] | 2020-07-09 21:00 | 4558 | 7 | 9 | 22 | 0 | 0 | 8.8655 | 8382.48 | 0 | 0 | 0 | 0 | 0 | 0 | 0 | 8.8655 | 8382.48 | 0 | 0 | 0 | 0 | 0 | 0 | 0 | 19.203 | 8382.48 | 8.6339 | 29.4588 | 0 | 0 | 0 | 60593.2 | 0 | 8.8655 | 8.8655 | 19.203
[20 empty] | 2020-07-09 22:00 | 4559 | 7 | 9 | 23 | 0 | 0 | 8.8655 | 8382.48 | 0 | 0 | 0 | 0 | 0 | 0 | 0 | 8.8655 | 8382.48 | 0 | 0 | 0 | 0 | 0 | 0 | 0 | 8.8655 | 8382.48 | 0 | 0 | 0 | 0 | 0 | 0 | 0 | 8.8655 | 8.8655 | 8.8655
[20 empty] | 2020-07-09 23:00 | 4560 | 7 | 9 | 24 | 0 | 0 | 7.7516 | 8235.83 | 0 | 0 | 0 | 0 | 0 | 0 | 0 | 7.7516 | 8235.83 | 0 | 0 | 0 | 0 | 0 | 0 | 0 | 7.7516 | 8235.83 | 0 | 0 | 0 | 0 | 0 | 0 | 0 | 7.7516 | 7.7516 | 7.7516
[20 empty] | 2020-07-10 | 4561 | 7 | 10 | 1 | 0 | 0 | 22.4381 | 8309.16 | 10.9715 | 37.4348 | 0 | 0 | 0 | 76146.9 | 0 | 22.4382 | 8309.16 | 10.9716 | 37.4351 | 0 | 0 | 0 | 76147.3 | 0 | 22.4383 | 8309.16 | 10.9717 | 37.4354 | 0 | 0 | 0 | 76147.7 | 0 | 22.4381 | 22.4382 | 22.4383
[20 empty] | 2020-07-10 01:00 | 4562 | 7 | 10 | 2 | 0 | 0 | 7.7516 | 8309.16 | 0 | 0 | 0 | 0 | 0 | 0 | 0 | 7.7516 | 8309.16 | 0 | 0 | 0 | 0 | 0 | 0 | 0 | 7.7516 | 8309.16 | 0 | 0 | 0 | 0 | 0 | 0 | 0 | 7.7516 | 7.7516 | 7.7516
[20 empty] | 2020-07-10 02:00 | 4563 | 7 | 10 | 3 | 0 | 0 | 7.7516 | 8455.81 | 0 | 0 | 0 | 0 | 0 | 0 | 0 | 7.7516 | 8455.81 | 0 | 0 | 0 | 0 | 0 | 0 | 0 | 7.7516 | 8455.81 | 0 | 0 | 0 | 0 | 0 | 0 | 0 | 7.7516 | 7.7516 | 7.7516
[20 empty] | 2020-07-10 03:00 | 4564 | 7 | 10 | 4 | 0 | 0 | 7.7516 | 8529.14 | 0 | 0 | 0 | 0 | 0 | 0 | 0 | 7.7516 | 8529.14 | 0 | 0 | 0 | 0 | 0 | 0 | 0 | 7.7516 | 8529.14 | 0 | 0 | 0 | 0 | 0 | 0 | 0 | 7.7516 | 7.7516 | 7.7516
[20 empty] | 2020-07-10 04:00 | 4565 | 7 | 10 | 5 | 0 | 0 | 22.0223 | 8529.14 | 10.5557 | 36.016 | 0 | 0 | 0 | 75876.2 | 0 | 22.0224 | 8529.14 | 10.5558 | 36.0164 | 0 | 0 | 0 | 75876.6 | 0 | 22.0224 | 8529.14 | 10.5558 | 36.0164 | 0 | 0 | 0 | 75876.9 | 0 | 22.0223 | 22.0224 | 22.0224
[20 empty] | 2020-07-10 05:00 | 4566 | 7 | 10 | 6 | 13616.229 | 13.6162 | 7.4813 | 8675.79 | 0 | 0 | 0 | 0 | 0 | 0 | 0 | 7.4679 | 8675.79 | 0 | 0 | 0 | 0 | 0 | 0 | 0 | 7.4679 | 8675.79 | 0 | 0 | 0 | 0 | 0 | 0 | 0 | -6.1349 | -6.1483 | -6.1483
[20 empty] | 2020-07-10 06:00 | 4567 | 7 | 10 | 7 | 46086.353 | 46.0864 | 7.4679 | 8602.46 | 0 | 0 | 0 | 0 | 0 | 0 | 0 | 7.4679 | 8602.46 | 0 | 0 | 0 | 0 | 0 | 0 | 0 | 7.4679 | 8602.46 | 0 | 0 | 0 | 0 | 0 | 0 | 0 | -38.6185 | -38.6185 | -38.6185
[20 empty] | 2020-07-10 07:00 | 4568 | 7 | 10 | 8 | 104862.23 | 104.8622 | 7.4679 | 8602.46 | 0 | 0 | 0 | 0 | 0 | 0 | 0 | 7.4679 | 8602.46 | 0 | 0 | 0 | 0 | 0 | 0 | 0 | 7.4679 | 8602.46 | 0 | 0 | 0 | 0 | 0 | 0 | 0 | -97.3944 | -97.3944 | -97.3944
[20 empty] | 2020-07-10 08:00 | 4569 | 7 | 10 | 9 | 196015.519 | 196.0155 | 7.4679 | 8382.48 | 0 | 0 | 0 | 0 | 0 | 0 | 0 | 7.4679 | 8382.48 | 0 | 0 | 0 | 0 | 0 | 0 | 0 | 7.4679 | 8382.48 | 0 | 0 | 0 | 0 | 0 | 0 | 0 | -188.5476 | -188.5476 | -188.5476
[20 empty] | 2020-07-10 09:00 | 4570 | 7 | 10 | 10 | 241321.044 | 241.321 | 22.4016 | 8162.51 | 11.2187 | 38.2782 | 0 | 0 | 0 | 75939.6 | 0 | 22.4017 | 8162.51 | 11.2188 | 38.2785 | 0 | 0 | 0 | 75940.1 | 0 | 22.4017 | 8162.51 | 11.2188 | 38.2785 | 0 | 0 | 0 | 75940.5 | 0 | -218.9194 | -218.9193 | -218.9193
[20 empty] | 2020-07-10 10:00 | 4571 | 7 | 10 | 11 | 272383.808 | 272.3838 | 7.4679 | 8162.51 | 0 | 0 | 0 | 0 | 0 | 0 | 0 | 7.4679 | 8162.51 | 0 | 0 | 0 | 0 | 0 | 0 | 0 | 7.4679 | 8162.51 | 0 | 0 | 0 | 0 | 0 | 0 | 0 | -264.9159 | -264.9159 | -264.9159
[20 empty] | 2020-07-10 11:00 | 4572 | 7 | 10 | 12 | 284363.748 | 284.3637 | 7.4679 | 7942.53 | 0 | 0 | 0 | 0 | 0 | 0 | 0 | 7.4679 | 7942.53 | 0 | 0 | 0 | 0 | 0 | 0 | 0 | 18.5603 | 7942.53 | 9.376 | 31.9909 | 0 | 0 | 0 | 61172.9 | 0 | -276.8959 | -276.8959 | -265.8034
[20 empty] | 2020-07-10 12:00 | 4573 | 7 | 10 | 13 | 280298.265 | 280.2983 | 7.4679 | 8089.18 | 0 | 0 | 0 | 0 | 0 | 0 | 0 | 7.4679 | 8089.18 | 0 | 0 | 0 | 0 | 0 | 0 | 0 | 30.2806 | 8089.18 | 18.1099 | 61.791 | 0 | 0 | 0 | 121435 | -43.637 | -272.8304 | -272.8304 | -250.0177
[20 empty] | 2020-07-10 13:00 | 4574 | 7 | 10 | 14 | 260960.543 | 260.9605 | 22.455 | 8089.18 | 11.2721 | 38.4604 | 0 | 0 | 0 | 75548.5 | 0 | 32.1398 | 8089.18 | 19.4095 | 66.2252 | 0 | 0 | 0 | 130245 | 0 | 64.1133 | 8089.18 | 45.2604 | 154.4285 | 0 | 0 | 0 | 303211 | -376.143 | -238.5055 | -228.8207 | -196.8472
[20 empty] | 2020-07-10 14:00 | 4575 | 7 | 10 | 15 | 230392.539 | 230.3925 | 16.3422 | 8162.51 | 7.4376 | 25.3771 | 0 | 0 | 0 | 50571.7 | 0 | 39.8452 | 8162.51 | 26.1788 | 89.3221 | 0 | 0 | 0 | 177537 | -28.7661 | 48.9871 | 8162.51 | 33.7728 | 115.2328 | 0 | 0 | 0 | 228635 | -364.052 | -214.0503 | -190.5473 | -181.4054
[20 empty] | 2020-07-10 15:00 | 4576 | 7 | 10 | 16 | 186463.337 | 186.4633 | 17.5367 | 8235.83 | 7.4209 | 25.32 | 0 | 0 | 0 | 50831.7 | -21.699 | 45.5837 | 8235.83 | 30.8498 | 105.2595 | 0 | 0 | 0 | 211382 | -176.375 | 50.2855 | 8235.83 | 34.6932 | 118.3732 | 0 | 0 | 0 | 237665 | -371.184 | -168.9266 | -140.8796 | -136.1778
[20 empty] | 2020-07-10 16:00 | 4577 | 7 | 10 | 17 | 132046.736 | 132.0467 | 26.7268 | 8235.83 | 15.1281 | 51.6171 | 0 | 0 | 0 | 103677 | -49.2227 | 35.1132 | 8235.83 | 22.0577 | 75.2609 | 0 | 0 | 0 | 151102 | -167.402 | 51.6235 | 8235.83 | 35.7681 | 122.0408 | 0 | 0 | 0 | 245001 | -282.085 | -105.3199 | -96.9335 | -80.4232
[20 empty] | 2020-07-10 17:00 | 4578 | 7 | 10 | 18 | 67461.266 | 67.4613 | 33.4141 | 8382.48 | 20.6713 | 70.5305 | 0 | 0 | 0 | 145194 | -50.6083 | 47.3645 | 8382.48 | 32.1845 | 109.8135 | 0 | 0 | 0 | 225985 | -166.667 | 53.2009 | 8382.48 | 36.8889 | 125.8649 | 0 | 0 | 0 | 258780 | -184.346 | -34.0472 | -20.0968 | -14.2604
[20 empty] | 2020-07-10 18:00 | 4579 | 7 | 10 | 19 | 14979.237 | 14.9792 | 32.0371 | 8455.81 | 18.1341 | 61.8735 | 0 | 0 | 0 | 128881 | -22.1273 | 61.2567 | 8455.81 | 42.3551 | 144.5156 | 0 | 0 | 0 | 300876 | -57.4151 | 67.3698 | 8455.81 | 47.3017 | 161.3934 | 0 | 0 | 0 | 335995 | -87.2096 | 17.0579 | 46.2775 | 52.3906
[20 empty] | 2020-07-10 19:00 | 4580 | 7 | 10 | 20 | 0 | 0 | 16.4824 | 8455.81 | 7.2323 | 24.6767 | 0 | 0 | 0 | 51339.3 | 0 | 27.1994 | 8455.81 | 16.1673 | 55.1628 | 0 | 0 | 0 | 114788 | 0 | 49.5604 | 8455.81 | 33.7241 | 115.0666 | 0 | 0 | 0 | 239460 | -2.9005 | 16.4824 | 27.1994 | 49.5604
[20 empty] | 2020-07-10 20:00 | 4581 | 7 | 10 | 21 | 0 | 0 | 16.1654 | 8602.46 | 6.96 | 23.7475 | 0 | 0 | 0 | 50604.3 | 0 | 17.1634 | 8602.46 | 7.7832 | 26.5563 | 0 | 0 | 0 | 56591.2 | 0 | 28.6406 | 8602.46 | 17.348 | 59.1914 | 0 | 0 | 0 | 126159 | 0 | 16.1654 | 17.1634 | 28.6406
[20 empty] | 2020-07-10 21:00 | 4582 | 7 | 10 | 22 | 0 | 0 | 15.8723 | 8675.79 | 6.704 | 22.8739 | 0 | 0 | 0 | 49336.8 | 0 | 16.787 | 8675.79 | 7.4574 | 25.4448 | 0 | 0 | 0 | 54882.7 | 0 | 17.8279 | 8675.79 | 8.3218 | 28.394 | 0 | 0 | 0 | 61246.6 | 0 | 15.8723 | 16.787 | 17.8279
[20 empty] | 2020-07-10 22:00 | 4583 | 7 | 10 | 23 | 0 | 0 | 29.6968 | 8675.79 | 16.8265 | 57.412 | 0 | 0 | 0 | 123953 | 0 | 30.5222 | 8675.79 | 17.5081 | 59.7376 | 0 | 0 | 0 | 128969 | 0 | 31.4581 | 8675.79 | 18.2879 | 62.3983 | 0 | 0 | 0 | 134711 | 0 | 29.6968 | 30.5222 | 31.4581
[20 empty] | 2020-07-10 23:00 | 4584 | 7 | 10 | 24 | 0 | 0 | 7.7516 | 8822.44 | 0 | 0 | 0 | 0 | 0 | 0 | 0 | 16.2654 | 8822.44 | 6.9664 | 23.7692 | 0 | 0 | 0 | 52515.5 | 0 | 17.1573 | 8822.44 | 7.7021 | 26.2795 | 0 | 0 | 0 | 58062.3 | 0 | 7.7516 | 16.2654 | 17.1573
[20 empty] | 2020-07-11 | 4585 | 7 | 11 | 1 | 0 | 0 | 7.7516 | 8749.11 | 0 | 0 | 0 | 0 | 0 | 0 | 0 | 7.7516 | 8749.11 | 0 | 0 | 0 | 0 | 0 | 0 | 0 | 17.2146 | 8749.11 | 7.7595 | 26.4752 | 0 | 0 | 0 | 57787.8 | 0 | 7.7516 | 7.7516 | 17.2146
[20 empty] | 2020-07-11 01:00 | 4586 | 7 | 11 | 2 | 0 | 0 | 7.7516 | 8749.11 | 0 | 0 | 0 | 0 | 0 | 0 | 0 | 7.7516 | 8749.11 | 0 | 0 | 0 | 0 | 0 | 0 | 0 | 7.7516 | 8749.11 | 0 | 0 | 0 | 0 | 0 | 0 | 0 | 7.7516 | 7.7516 | 7.7516
[20 empty] | 2020-07-11 02:00 | 4587 | 7 | 11 | 3 | 0 | 0 | 7.7516 | 8822.44 | 0 | 0 | 0 | 0 | 0 | 0 | 0 | 7.7516 | 8822.44 | 0 | 0 | 0 | 0 | 0 | 0 | 0 | 7.7516 | 8822.44 | 0 | 0 | 0 | 0 | 0 | 0 | 0 | 7.7516 | 7.7516 | 7.7516
[20 empty] | 2020-07-11 03:00 | 4588 | 7 | 11 | 4 | 0 | 0 | 21.5692 | 8749.11 | 10.1026 | 34.4701 | 0 | 0 | 0 | 75327.3 | 0 | 21.5693 | 8749.11 | 10.1027 | 34.4704 | 0 | 0 | 0 | 75327.8 | 0 | 21.5693 | 8749.11 | 10.1027 | 34.4704 | 0 | 0 | 0 | 75328.1 | 0 | 21.5692 | 21.5693 | 21.5693
[20 empty] | 2020-07-11 04:00 | 4589 | 7 | 11 | 5 | 0 | 0 | 7.7516 | 8749.11 | 0 | 0 | 0 | 0 | 0 | 0 | 0 | 7.7516 | 8749.11 | 0 | 0 | 0 | 0 | 0 | 0 | 0 | 7.7516 | 8749.11 | 0 | 0 | 0 | 0 | 0 | 0 | 0 | 7.7516 | 7.7516 | 7.7516
[20 empty] | 2020-07-11 05:00 | 4590 | 7 | 11 | 6 | 13479.011 | 13.479 | 7.4814 | 8749.11 | 0 | 0 | 0 | 0 | 0 | 0 | 0 | 7.4679 | 8749.11 | 0 | 0 | 0 | 0 | 0 | 0 | 0 | 7.4679 | 8749.11 | 0 | 0 | 0 | 0 | 0 | 0 | 0 | -5.9976 | -6.0111 | -6.0111
[20 empty] | 2020-07-11 06:00 | 4591 | 7 | 11 | 7 | 56129.876 | 56.1299 | 7.4679 | 8529.14 | 0 | 0 | 0 | 0 | 0 | 0 | 0 | 7.4679 | 8529.14 | 0 | 0 | 0 | 0 | 0 | 0 | 0 | 7.4679 | 8529.14 | 0 | 0 | 0 | 0 | 0 | 0 | 0 | -48.662 | -48.662 | -48.662
[20 empty] | 2020-07-11 07:00 | 4592 | 7 | 11 | 8 | 112581.551 | 112.5816 | 21.6159 | 8529.14 | 10.433 | 35.5974 | 0 | 0 | 0 | 74971.3 | 0 | 21.6159 | 8529.14 | 10.4331 | 35.5977 | 0 | 0 | 0 | 74972 | 0 | 21.616 | 8529.14 | 10.4331 | 35.5977 | 0 | 0 | 0 | 74972.1 | 0 | -90.9657 | -90.9657 | -90.9656
[20 empty] | 2020-07-11 08:00 | 4593 | 7 | 11 | 9 | 158872.279 | 158.8723 | 7.4679 | 8235.83 | 0 | 0 | 0 | 0 | 0 | 0 | 0 | 7.4679 | 8235.83 | 0 | 0 | 0 | 0 | 0 | 0 | 0 | 17.6625 | 8235.83 | 8.491 | 28.9712 | 0 | 0 | 0 | 58250 | 0 | -151.4044 | -151.4044 | -141.2098
[20 empty] | 2020-07-11 09:00 | 4594 | 7 | 11 | 10 | 203220.813 | 203.2208 | 7.4679 | 8235.83 | 0 | 0 | 0 | 0 | 0 | 0 | 0 | 7.4679 | 8235.83 | 0 | 0 | 0 | 0 | 0 | 0 | 0 | 29.9721 | 8235.83 | 17.7616 | 60.6026 | 0 | 0 | 0 | 121900 | -128.179 | -195.7529 | -195.7529 | -173.2487
[20 empty] | 2020-07-11 10:00 | 4595 | 7 | 11 | 11 | 253959.896 | 253.9599 | 7.4679 | 8235.83 | 0 | 0 | 0 | 0 | 0 | 0 | 0 | 26.7587 | 8235.83 | 16.1865 | 55.2283 | 0 | 0 | 0 | 111284 | 0 | 36.1722 | 8235.83 | 22.9677 | 78.3658 | 0 | 0 | 0 | 157493 | -126.148 | -246.492 | -227.2012 | -217.7877
[20 empty] | 2020-07-11 11:00 | 4596 | 7 | 11 | 12 | 264357.155 | 264.3572 | 16.5365 | 8015.86 | 7.6707 | 26.1725 | 0 | 0 | 0 | 50931.1 | 0 | 18.6668 | 8015.86 | 8.4229 | 28.7388 | 0 | 0 | 0 | 55723.6 | -18.431 | 50.2221 | 8015.86 | 34.9529 | 119.2593 | 0 | 0 | 0 | 231481 | -258.126 | -247.8207 | -245.6904 | -214.1351
[20 empty] | 2020-07-11 12:00 | 4597 | 7 | 11 | 13 | 262116.328 | 262.1163 | 22.4885 | 8015.86 | 11.3056 | 38.5747 | 0 | 0 | 0 | 75064.7 | 0 | 49.7411 | 8015.86 | 33.3394 | 113.754 | 0 | 0 | 0 | 221290 | -46.1671 | 52.4147 | 8015.86 | 35.4969 | 121.1154 | 0 | 0 | 0 | 234991 | -271.801 | -239.6278 | -212.3752 | -209.7016
[20 empty] | 2020-07-11 13:00 | 4598 | 7 | 11 | 14 | 250871.459 | 250.8715 | 25.7245 | 8015.86 | 15.4536 | 52.7277 | 0 | 0 | 0 | 102795 | 0 | 47.2088 | 8015.86 | 32.5629 | 111.1046 | 0 | 0 | 0 | 215903 | -319.898 | 51.4437 | 8015.86 | 36.0694 | 123.0688 | 0 | 0 | 0 | 239030 | -523.409 | -225.147 | -203.6627 | -199.4278
[20 empty] | 2020-07-11 14:00 | 4599 | 7 | 11 | 15 | 226936.876 | 226.9369 | 34.3414 | 8089.18 | 21.6997 | 74.0394 | 0 | 0 | 0 | 145808 | -14.0408 | 46.852 | 8089.18 | 32.1807 | 109.8005 | 0 | 0 | 0 | 215435 | -245.764 | 51.1686 | 8089.18 | 35.7539 | 121.9923 | 0 | 0 | 0 | 239355 | -405.264 | -192.5955 | -180.0849 | -175.7683
[20 empty] | 2020-07-11 15:00 | 4600 | 7 | 11 | 16 | 186784.917 | 186.7849 | 32.6162 | 8089.18 | 20.1898 | 68.8876 | 0 | 0 | 0 | 135380 | -65.3743 | 47.8767 | 8089.18 | 32.9077 | 112.2811 | 0 | 0 | 0 | 220278 | -284.085 | 52.6492 | 8089.18 | 36.8428 | 125.7076 | 0 | 0 | 0 | 246630 | -422.67 | -154.1687 | -138.9082 | -134.1357
[20 empty] | 2020-07-11 16:00 | 4601 | 7 | 11 | 17 | 133223.706 | 133.2237 | 59.7455 | 8089.18 | 41.6087 | 141.9689 | 0 | 0 | 0 | 278851 | -176.242 | 63.8447 | 8089.18 | 44.9518 | 153.3755 | 0 | 0 | 0 | 300914 | -146.077 | 69.6528 | 8089.18 | 49.7046 | 169.5921 | 0 | 0 | 0 | 332733 | -197.233 | -73.4782 | -69.379 | -63.5709
[20 empty] | 2020-07-11 17:00 | 4602 | 7 | 11 | 18 | 67644.69 | 67.6447 | 43.7171 | 8382.48 | 29.3057 | 99.991 | 0 | 0 | 0 | 205635 | -119.049 | 49.0883 | 8382.48 | 33.6536 | 114.8261 | 0 | 0 | 0 | 236127 | -119.924 | 55.1231 | 8382.48 | 38.5476 | 131.5244 | 0 | 0 | 0 | 270474 | -158.465 | -23.9276 | -18.5564 | -12.5216
[20 empty] | 2020-07-11 18:00 | 4603 | 7 | 11 | 19 | 14698.469 | 14.6985 | 43.1545 | 8455.81 | 28.8536 | 98.4485 | 0 | 0 | 0 | 204925 | -14.327 | 48.2337 | 8455.81 | 32.9774 | 112.5189 | 0 | 0 | 0 | 234212 | -26.5078 | 53.9884 | 8455.81 | 37.6544 | 128.4768 | 0 | 0 | 0 | 267436 | -37.9102 | 28.456 | 33.5352 | 39.2899
[20 empty] | 2020-07-11 19:00 | 4604 | 7 | 11 | 20 | 0 | 0 | 16.6571 | 8455.81 | 7.4187 | 25.3127 | 0 | 0 | 0 | 52689 | 0 | 45.9461 | 8455.81 | 30.934 | 105.5468 | 0 | 0 | 0 | 219747 | 0 | 50.6999 | 8455.81 | 34.8283 | 118.8342 | 0 | 0 | 0 | 247420 | -1.2688 | 16.6571 | 45.9461 | 50.6999
[20 empty] | 2020-07-11 20:00 | 4605 | 7 | 11 | 21 | 0 | 0 | 16.3818 | 8529.14 | 7.183 | 24.5083 | 0 | 0 | 0 | 51623.5 | 0 | 17.3353 | 8529.14 | 7.9752 | 27.2114 | 0 | 0 | 0 | 57318.5 | 0 | 18.3061 | 8529.14 | 8.7841 | 29.9714 | 0 | 0 | 0 | 63133.4 | 0 | 16.3818 | 17.3353 | 18.3061
[20 empty] | 2020-07-11 21:00 | 4606 | 7 | 11 | 22 | 0 | 0 | 30.0847 | 8602.46 | 17.2035 | 58.6983 | 0 | 0 | 0 | 125320 | 0 | 30.9655 | 8602.46 | 17.9342 | 61.1915 | 0 | 0 | 0 | 130635 | 0 | 31.8663 | 8602.46 | 18.6833 | 63.7474 | 0 | 0 | 0 | 136084 | 0 | 30.0847 | 30.9655 | 31.8663
[20 empty] | 2020-07-11 22:00 | 4607 | 7 | 11 | 23 | 0 | 0 | 16.0211 | 8602.46 | 6.8658 | 23.4262 | 0 | 0 | 0 | 49934.8 | 0 | 16.8616 | 8602.46 | 7.5625 | 25.8034 | 0 | 0 | 0 | 55002 | 0 | 17.7668 | 8602.46 | 8.3116 | 28.3591 | 0 | 0 | 0 | 60449.7 | 0 | 16.0211 | 16.8616 | 17.7668
[20 empty] | 2020-07-11 23:00 | 4608 | 7 | 11 | 24 | 0 | 0 | 7.3463 | 8675.79 | 0 | 0 | 0 | 0 | 0 | 0 | 0 | 16.31 | 8675.79 | 7.4162 | 25.3042 | 0 | 0 | 0 | 54584.6 | 0 | 17.188 | 8675.79 | 8.1381 | 27.7672 | 0 | 0 | 0 | 59897 | 0 | 7.3463 | 16.31 | 17.188
[20 empty] | 2020-07-12 | 4609 | 7 | 12 | 1 | 0 | 0 | 7.3463 | 8749.11 | 0 | 0 | 0 | 0 | 0 | 0 | 0 | 7.3463 | 8749.11 | 0 | 0 | 0 | 0 | 0 | 0 | 0 | 7.3463 | 8749.11 | 0 | 0 | 0 | 0 | 0 | 0 | 0 | 7.3463 | 7.3463 | 7.3463
[20 empty] | 2020-07-12 01:00 | 4610 | 7 | 12 | 2 | 0 | 0 | 7.3463 | 8749.11 | 0 | 0 | 0 | 0 | 0 | 0 | 0 | 7.3463 | 8749.11 | 0 | 0 | 0 | 0 | 0 | 0 | 0 | 7.3463 | 8749.11 | 0 | 0 | 0 | 0 | 0 | 0 | 0 | 7.3463 | 7.3463 | 7.3463
[20 empty] | 2020-07-12 02:00 | 4611 | 7 | 12 | 3 | 0 | 0 | 21.1996 | 8675.79 | 10.1383 | 34.5919 | 0 | 0 | 0 | 74800.2 | 0 | 21.1996 | 8675.79 | 10.1383 | 34.5919 | 0 | 0 | 0 | 74800.8 | 0 | 21.1996 | 8675.79 | 10.1383 | 34.5919 | 0 | 0 | 0 | 74800.6 | 0 | 21.1996 | 21.1996 | 21.1996
[20 empty] | 2020-07-12 03:00 | 4612 | 7 | 12 | 4 | 0 | 0 | 98.0575 | 8675.79 | 68.1472 | 232.5182 | 0 | 0 | 0 | 513922 | 0 | 64.4438 | 8675.79 | 43.6514 | 148.9386 | 0 | 0 | 0 | 325089 | 0 | 68.8027 | 8675.79 | 47.1158 | 160.7591 | 0 | 0 | 0 | 350076 | 0 | 98.0575 | 64.4438 | 68.8027
[20 empty] | 2020-07-12 04:00 | 4613 | 7 | 12 | 5 | 0 | 0 | 94.8189 | 8675.79 | 64.4688 | 219.9675 | 0 | 0 | 0 | 480939 | 0 | 103.236 | 8675.79 | 71.2277 | 243.0289 | 0 | 0 | 0 | 528798 | 0 | 108.48 | 8675.79 | 75.6009 | 257.9503 | 0 | 0 | 0 | 557893 | 0 | 94.8189 | 103.236 | 108.48
[20 empty] | 2020-07-12 05:00 | 4614 | 7 | 12 | 6 | 13558.371 | 13.5584 | 123.514 | 31037.5 | 85.0129 | 290.064 | 0 | 0 | 0 | 626515 | 0 | 128.132 | 31037.5 | 88.9362 | 303.4503 | 0 | 0 | 0 | 654742 | 0 | 131.425 | 31037.5 | 92.0235 | 313.9842 | 0 | 0 | 0 | 677448 | 0 | 109.9556 | 114.5736 | 117.8666
[20 empty] | 2020-07-12 06:00 | 4615 | 7 | 12 | 7 | 64965.625 | 64.9656 | 236.39 | 80599.4 | 135.771 | 463.2507 | 0 | 0 | 0 | 1115620 | -11.189 | 242.227 | 80599.4 | 141.472 | 482.7025 | 0 | 0 | 0 | 1150500 | -11.1896 | 247.995 | 80599.4 | 147.212 | 502.2873 | 0 | 0 | 0 | 1178880 | -11.189 | 171.4244 | 177.2614 | 183.0294
[20 empty] | 2020-07-12 07:00 | 4616 | 7 | 12 | 8 | 126548.997 | 126.549 | 259.616 | 80599.4 | 143.037 | 488.0422 | 0 | 0 | 0 | 1183570 | -9.9447 | 265.427 | 80599.4 | 148.714 | 507.4122 | 0 | 0 | 0 | 1211890 | -9.9445 | 271.805 | 80599.4 | 154.771 | 528.0787 | 0 | 0 | 0 | 1243260 | -9.9443 | 133.067 | 138.878 | 145.256
[20 empty] | 2020-07-12 08:00 | 4617 | 7 | 12 | 9 | 176287.97 | 176.288 | 257.678 | 55522.2 | 137.479 | 469.0783 | 0 | 0 | 0 | 1062600 | 0 | 263.446 | 55522.2 | 142.848 | 487.3974 | 0 | 0 | 0 | 1090700 | 0 | 269.881 | 55522.2 | 148.602 | 507.03 | 0 | 0 | 0 | 1123790 | 0 | 81.39 | 87.158 | 93.593
[20 empty] | 2020-07-12 09:00 | 4618 | 7 | 12 | 10 | 191525.631 | 191.5256 | 272.809 | 55302.2 | 149.688 | 510.7355 | 0 | 0 | 0 | 1187510 | -16.6627 | 279.837 | 55302.2 | 155.921 | 532.0025 | 0 | 0 | 0 | 1220830 | -16.7219 | 288.054 | 55302.2 | 163.036 | 556.2788 | 0 | 0 | 0 | 1260370 | -16.6923 | 81.2834 | 88.3114 | 96.5284
[20 empty] | 2020-07-12 10:00 | 4619 | 7 | 12 | 11 | 217406.119 | 217.4061 | 257.023 | 126659 | 146.846 | 501.0386 | 0 | 0 | 0 | 1136610 | -2.7244 | 264.389 | 126659 | 153.327 | 523.1517 | 0 | 0 | 0 | 1171190 | -2.7255 | 273.016 | 126659 | 160.74 | 548.4449 | 0 | 0 | 0 | 1212710 | -2.7255 | 39.6169 | 46.9829 | 55.6099
[20 empty] | 2020-07-12 11:00 | 4620 | 7 | 12 | 12 | 240839.346 | 240.8393 | 270.667 | 126659 | 148.274 | 505.9109 | 0 | 0 | 0 | 1167670 | -5.4235 | 278.365 | 126659 | 154.944 | 528.6689 | 0 | 0 | 0 | 1205140 | -5.4235 | 287.339 | 126659 | 162.544 | 554.6001 | 0 | 0 | 0 | 1250110 | -5.4238 | 29.8277 | 37.5257 | 46.4997
[20 empty] | 2020-07-12 12:00 | 4621 | 7 | 12 | 13 | 245887.414 | 245.8874 | 227.975 | 86271.1 | 141.009 | 481.1227 | 0 | 0 | 0 | 1049010 | 0 | 235.905 | 86271.1 | 147.862 | 504.5051 | 0 | 0 | 0 | 1085930 | 0 | 244.68 | 86271.1 | 155.194 | 529.5219 | 0 | 0 | 0 | 1130820 | 0 | -17.9124 | -9.9824 | -1.2074
[20 empty] | 2020-07-12 13:00 | 4622 | 7 | 12 | 14 | 233097.574 | 233.0976 | 220.93 | 55228.8 | 139.265 | 475.1722 | 0 | 0 | 0 | 1034470 | 0 | 229.258 | 55228.8 | 146.363 | 499.3906 | 0 | 0 | 0 | 1074780 | 0 | 238.844 | 55228.8 | 154.321 | 526.5433 | 0 | 0 | 0 | 1122970 | 0 | -12.1676 | -3.8396 | 5.7464
[20 empty] | 2020-07-12 14:00 | 4623 | 7 | 12 | 15 | 194180.114 | 194.1801 | 221.43 | 55302.2 | 144.274 | 492.2629 | 0 | 0 | 0 | 1110710 | -1.082 | 230.458 | 55302.2 | 151.782 | 517.8802 | 0 | 0 | 0 | 1156590 | -1.0644 | 240.701 | 55302.2 | 160.129 | 546.3601 | 0 | 0 | 0 | 1209770 | -1.0742 | 27.2499 | 36.2779 | 46.5209
[20 empty] | 2020-07-12 15:00 | 4624 | 7 | 12 | 16 | 107327.272 | 107.3273 | 180.616 | 30597.4 | 136.568 | 465.97 | 0 | 0 | 0 | 1025890 | -520.263 | 190.057 | 30597.4 | 144.346 | 492.5086 | 0 | 0 | 0 | 1077750 | -520.202 | 199.813 | 30597.4 | 152.319 | 519.7124 | 0 | 0 | 0 | 1132980 | -568.344 | 73.2887 | 82.7297 | 92.4857
[20 empty] | 2020-07-12 16:00 | 4625 | 7 | 12 | 17 | 68790.064 | 68.7901 | 11.6555 | 30597.4 | 0 | 0 | 0 | 0 | 0 | 0 | 0 | 21.7322 | 30597.4 | 7.3124 | 24.9499 | 0 | 0 | 0 | 50634.4 | -1735.41 | 22.7316 | 30597.4 | 8.0861 | 27.5898 | 0 | 0 | 0 | 55926.7 | -1628.76 | -57.1346 | -47.0579 | -46.0585
[20 empty] | 2020-07-12 17:00 | 4626 | 7 | 12 | 18 | 44260.023 | 44.26 | 12.2635 | 30744.1 | 0 | 0 | 0 | 0 | 0 | 0 | 0 | 22.5799 | 30744.1 | 7.5522 | 25.7679 | 0 | 0 | 0 | 52934.7 | -210.89 | 23.9692 | 30744.1 | 8.6435 | 29.4917 | 0 | 0 | 0 | 60586.6 | -254.959 | -31.9965 | -21.6801 | -20.2908
[20 empty] | 2020-07-12 18:00 | 4627 | 7 | 12 | 19 | 14943.78 | 14.9438 | 17.1541 | 30890.8 | 6.8776 | 23.4664 | 0 | 0 | 0 | 49562.1 | 0 | 19.2049 | 30890.8 | 7.538 | 25.7198 | 0 | 0 | 0 | 54147.2 | -63.4722 | 20.5099 | 30890.8 | 8.5567 | 29.1956 | 0 | 0 | 0 | 61469.1 | -81.4058 | 2.2103 | 4.2611 | 5.5661
[20 empty] | 2020-07-12 19:00 | 4628 | 7 | 12 | 20 | 0 | 0 | 22.9342 | 8529.14 | 10.3537 | 35.3268 | 0 | 0 | 0 | 74969.1 | 0 | 33.0765 | 8529.14 | 17.7317 | 60.5006 | 0 | 0 | 0 | 127970 | -2.8909 | 34.1184 | 8529.14 | 18.5435 | 63.2704 | 0 | 0 | 0 | 133805 | -3.601 | 22.9342 | 33.0765 | 34.1184
[20 empty] | 2020-07-12 20:00 | 4629 | 7 | 12 | 21 | 0 | 0 | 8.8655 | 8675.79 | 0 | 0 | 0 | 0 | 0 | 0 | 0 | 8.8655 | 8675.79 | 0 | 0 | 0 | 0 | 0 | 0 | 0 | 18.4798 | 8675.79 | 7.9107 | 26.9914 | 0 | 0 | 0 | 58212.6 | 0 | 8.8655 | 8.8655 | 18.4798
[20 empty] | 2020-07-12 21:00 | 4630 | 7 | 12 | 22 | 0 | 0 | 8.8655 | 8675.79 | 0 | 0 | 0 | 0 | 0 | 0 | 0 | 8.8655 | 8675.79 | 0 | 0 | 0 | 0 | 0 | 0 | 0 | 18.407 | 8675.79 | 7.8379 | 26.7431 | 0 | 0 | 0 | 57674.1 | 0 | 8.8655 | 8.8655 | 18.407
[20 empty] | 2020-07-12 22:00 | 4631 | 7 | 12 | 23 | 0 | 0 | 8.8655 | 8675.79 | 0 | 0 | 0 | 0 | 0 | 0 | 0 | 8.8655 | 8675.79 | 0 | 0 | 0 | 0 | 0 | 0 | 0 | 8.8655 | 8675.79 | 0 | 0 | 0 | 0 | 0 | 0 | 0 | 8.8655 | 8.8655 | 8.8655
[20 empty] | 2020-07-12 23:00 | 4632 | 7 | 12 | 24 | 0 | 0 | 21.1704 | 8749.11 | 10.109 | 34.4919 | 0 | 0 | 0 | 75387.4 | 0 | 21.1703 | 8749.11 | 10.109 | 34.4919 | 0 | 0 | 0 | 75387.2 | 0 | 21.1704 | 8749.11 | 10.109 | 34.4919 | 0 | 0 | 0 | 75387.4 | 0 | 21.1704 | 21.1703 | 21.1704
[20 empty] | 2020-07-13 | 4633 | 7 | 13 | 1 | 0 | 0 | 7.3463 | 8749.11 | 0 | 0 | 0 | 0 | 0 | 0 | 0 | 7.3463 | 8749.11 | 0 | 0 | 0 | 0 | 0 | 0 | 0 | 7.3463 | 8749.11 | 0 | 0 | 0 | 0 | 0 | 0 | 0 | 7.3463 | 7.3463 | 7.3463
[20 empty] | 2020-07-13 01:00 | 4634 | 7 | 13 | 2 | 0 | 0 | 7.3463 | 8749.11 | 0 | 0 | 0 | 0 | 0 | 0 | 0 | 7.3463 | 8749.11 | 0 | 0 | 0 | 0 | 0 | 0 | 0 | 7.3463 | 8749.11 | 0 | 0 | 0 | 0 | 0 | 0 | 0 | 7.3463 | 7.3463 | 7.3463
[20 empty] | 2020-07-13 02:00 | 4635 | 7 | 13 | 3 | 0 | 0 | 7.3463 | 8969.09 | 0 | 0 | 0 | 0 | 0 | 0 | 0 | 7.3463 | 8969.09 | 0 | 0 | 0 | 0 | 0 | 0 | 0 | 7.3463 | 8969.09 | 0 | 0 | 0 | 0 | 0 | 0 | 0 | 7.3463 | 7.3463 | 7.3463
[20 empty] | 2020-07-13 03:00 | 4636 | 7 | 13 | 4 | 0 | 0 | 40.0168 | 8969.09 | 24.0066 | 81.9105 | 0 | 0 | 0 | 183227 | 0 | 41.1958 | 8969.09 | 24.9714 | 85.2024 | 0 | 0 | 0 | 190590 | 0 | 42.4126 | 8969.09 | 25.978 | 88.6369 | 0 | 0 | 0 | 198274 | 0 | 40.0168 | 41.1958 | 42.4126
[20 empty] | 2020-07-13 04:00 | 4637 | 7 | 13 | 5 | 0 | 0 | 50.3344 | 8969.09 | 31.6406 | 107.9577 | 0 | 0 | 0 | 241638 | 0 | 52.5814 | 8969.09 | 33.4723 | 114.2075 | 0 | 0 | 0 | 255619 | 0 | 55.1486 | 8969.09 | 35.5779 | 121.3918 | 0 | 0 | 0 | 271692 | 0 | 50.3344 | 52.5814 | 55.1486
[20 empty] | 2020-07-13 05:00 | 4638 | 7 | 13 | 6 | 13485.49 | 13.4855 | 106.612 | 31110.8 | 72.8284 | 248.4905 | 0 | 0 | 0 | 542888 | 0 | 109.245 | 31110.8 | 75.3618 | 257.1345 | 0 | 0 | 0 | 561757 | 0 | 112.332 | 31110.8 | 78.2386 | 266.9501 | 0 | 0 | 0 | 583189 | 0 | 93.1265 | 95.7595 | 98.8465
[20 empty] | 2020-07-13 06:00 | 4639 | 7 | 13 | 7 | 52841.794 | 52.8418 | 211.747 | 80672.8 | 115.973 | 395.6999 | 0 | 0 | 0 | 879767 | -8.9349 | 215.966 | 80672.8 | 120.275 | 410.3783 | 0 | 0 | 0 | 904484 | -8.9344 | 220.917 | 80672.8 | 125.052 | 426.6774 | 0 | 0 | 0 | 933284 | -8.9349 | 158.9052 | 163.1242 | 168.0752
[20 empty] | 2020-07-13 07:00 | 4640 | 7 | 13 | 8 | 102995.833 | 102.9958 | 231.531 | 80672.8 | 120.443 | 410.9515 | 0 | 0 | 0 | 935719 | -7.4595 | 236.357 | 80672.8 | 125.114 | 426.889 | 0 | 0 | 0 | 962017 | -7.4593 | 242.262 | 80672.8 | 130.471 | 445.1671 | 0 | 0 | 0 | 995545 | -7.4592 | 128.5352 | 133.3612 | 139.2662
[20 empty] | 2020-07-13 08:00 | 4641 | 7 | 13 | 9 | 165353.129 | 165.3531 | 256.944 | 55448.9 | 141.415 | 482.508 | 0 | 0 | 0 | 1113480 | 0 | 263.29 | 55448.9 | 147.25 | 502.417 | 0 | 0 | 0 | 1146170 | 0 | 270.944 | 55448.9 | 153.966 | 525.332 | 0 | 0 | 0 | 1186910 | 0 | 91.5909 | 97.9369 | 105.5909
[20 empty] | 2020-07-13 09:00 | 4642 | 7 | 13 | 10 | 122030.875 | 122.0309 | 264.098 | 55375.5 | 145.356 | 495.9547 | 0 | 0 | 0 | 1137740 | -24.6702 | 271.286 | 55375.5 | 151.719 | 517.6652 | 0 | 0 | 0 | 1174950 | -24.637 | 279.854 | 55375.5 | 159.004 | 542.5216 | 0 | 0 | 0 | 1220750 | -24.6393 | 142.0671 | 149.2551 | 157.8231
[20 empty] | 2020-07-13 10:00 | 4643 | 7 | 13 | 11 | 251778.476 | 251.7785 | 248.036 | 126659 | 142.314 | 485.5754 | 0 | 0 | 0 | 1088500 | -1.8655 | 255.465 | 126659 | 148.855 | 507.8933 | 0 | 0 | 0 | 1126950 | -1.8636 | 264.405 | 126659 | 156.352 | 533.473 | 0 | 0 | 0 | 1174520 | -1.8631 | -3.7425 | 3.6865 | 12.6265
[20 empty] | 2020-07-13 11:00 | 4644 | 7 | 13 | 12 | 275248.19 | 275.2482 | 265.049 | 126659 | 146.353 | 499.3564 | 0 | 0 | 0 | 1106910 | -5.3556 | 273.048 | 126659 | 153.23 | 522.8208 | 0 | 0 | 0 | 1147140 | -5.3138 | 282.432 | 126659 | 161.033 | 549.4446 | 0 | 0 | 0 | 1195890 | -5.3083 | -10.1992 | -2.2002 | 7.1838
[20 empty] | 2020-07-13 12:00 | 4645 | 7 | 13 | 13 | 199358.418 | 199.3584 | 214.872 | 86197.9 | 131.672 | 449.2649 | 0 | 0 | 0 | 943449 | 0 | 222.501 | 86197.9 | 138.25 | 471.709 | 0 | 0 | 0 | 982979 | 0 | 231.652 | 86197.9 | 145.623 | 496.8657 | 0 | 0 | 0 | 1029130 | 0 | 15.5136 | 23.1426 | 32.2936
[20 empty] | 2020-07-13 13:00 | 4646 | 7 | 13 | 14 | 242453.904 | 242.4539 | 208.102 | 55228.8 | 130.028 | 443.6555 | 0 | 0 | 0 | 930132 | 0 | 216.256 | 55228.8 | 136.886 | 467.055 | 0 | 0 | 0 | 972103 | 0 | 226.222 | 55228.8 | 144.431 | 492.7986 | 0 | 0 | 0 | 1019290 | 0 | -34.3519 | -26.1979 | -16.2319
[20 empty] | 2020-07-13 14:00 | 4647 | 7 | 13 | 15 | 233520.569 | 233.5206 | 205.868 | 55228.8 | 133.004 | 453.8096 | 0 | 0 | 0 | 960717 | 0 | 214.872 | 55228.8 | 140.221 | 478.4341 | 0 | 0 | 0 | 1005050 | 0 | 225.774 | 55228.8 | 148.146 | 505.4742 | 0 | 0 | 0 | 1056240 | 0 | -27.6526 | -18.6486 | -7.7466
[20 empty] | 2020-07-13 15:00 | 4648 | 7 | 13 | 16 | 189442.878 | 189.4429 | 171.349 | 30450.7 | 128.88 | 439.7386 | 0 | 0 | 0 | 910351 | -412.367 | 180.878 | 30450.7 | 136.553 | 465.9188 | 0 | 0 | 0 | 962942 | -439.693 | 191.478 | 30450.7 | 143.906 | 491.0073 | 0 | 0 | 0 | 1015120 | -486.602 | -18.0939 | -8.5649 | 2.0351
[20 empty] | 2020-07-13 16:00 | 4649 | 7 | 13 | 17 | 134379.72 | 134.3797 | 11.6555 | 30450.7 | 0 | 0 | 0 | 0 | 0 | 0 | 0 | 21.7627 | 30450.7 | 7.3429 | 25.0541 | 0 | 0 | 0 | 49596.9 | -1668.99 | 22.8061 | 30450.7 | 8.1606 | 27.8441 | 0 | 0 | 0 | 55032.6 | -1651.13 | -122.7242 | -112.617 | -111.5736
[20 empty] | 2020-07-13 17:00 | 4650 | 7 | 13 | 18 | 68364.831 | 68.3648 | 12.2635 | 30670.8 | 0 | 0 | 0 | 0 | 0 | 0 | 0 | 22.5209 | 30670.8 | 7.4932 | 25.5669 | 0 | 0 | 0 | 51875.7 | -200.511 | 23.9351 | 30670.8 | 8.6067 | 29.3662 | 0 | 0 | 0 | 59590.3 | -238.195 | -56.1013 | -45.8439 | -44.4297
[20 empty] | 2020-07-13 18:00 | 4651 | 7 | 13 | 19 | 14792.743 | 14.7927 | 17.0963 | 30817.4 | 6.8272 | 23.2943 | 0 | 0 | 0 | 48573.8 | 0 | 19.103 | 30817.4 | 7.4535 | 25.4314 | 0 | 0 | 0 | 52886.1 | -49.373 | 20.4313 | 30817.4 | 8.4931 | 28.9786 | 0 | 0 | 0 | 60268.9 | -59.8092 | 2.3036 | 4.3103 | 5.6386
[20 empty] | 2020-07-13 19:00 | 4652 | 7 | 13 | 20 | 0 | 0 | 23.1525 | 8455.81 | 10.572 | 36.0717 | 0 | 0 | 0 | 75539 | 0 | 33.2678 | 8455.81 | 17.9231 | 61.1536 | 0 | 0 | 0 | 127705 | -2.2766 | 34.2993 | 8455.81 | 18.7289 | 63.903 | 0 | 0 | 0 | 133429 | -2.7705 | 23.1525 | 33.2678 | 34.2993
[20 empty] | 2020-07-13 20:00 | 4653 | 7 | 13 | 21 | 0 | 0 | 8.8655 | 8529.14 | 0 | 0 | 0 | 0 | 0 | 0 | 0 | 8.8655 | 8529.14 | 0 | 0 | 0 | 0 | 0 | 0 | 0 | 18.5202 | 8529.14 | 7.9511 | 27.1292 | 0 | 0 | 0 | 57109.7 | 0 | 8.8655 | 8.8655 | 18.5202
[20 empty] | 2020-07-13 21:00 | 4654 | 7 | 13 | 22 | 0 | 0 | 8.8655 | 8602.46 | 0 | 0 | 0 | 0 | 0 | 0 | 0 | 8.8655 | 8602.46 | 0 | 0 | 0 | 0 | 0 | 0 | 0 | 8.8655 | 8602.46 | 0 | 0 | 0 | 0 | 0 | 0 | 0 | 8.8655 | 8.8655 | 8.8655
[20 empty] | 2020-07-13 22:00 | 4655 | 7 | 13 | 23 | 0 | 0 | 8.8655 | 8602.46 | 0 | 0 | 0 | 0 | 0 | 0 | 0 | 8.8655 | 8602.46 | 0 | 0 | 0 | 0 | 0 | 0 | 0 | 8.8655 | 8602.46 | 0 | 0 | 0 | 0 | 0 | 0 | 0 | 8.8655 | 8.8655 | 8.8655
[20 empty] | 2020-07-13 23:00 | 4656 | 7 | 13 | 24 | 0 | 0 | 21.2026 | 8749.11 | 10.1413 | 34.6021 | 0 | 0 | 0 | 75605.6 | 0 | 21.2026 | 8749.11 | 10.1413 | 34.6021 | 0 | 0 | 0 | 75605.3 | 0 | 21.2025 | 8749.11 | 10.1412 | 34.6018 | 0 | 0 | 0 | 75605.1 | 0 | 21.2026 | 21.2026 | 21.2025
[20 empty] | 2020-07-14 | 4657 | 7 | 14 | 1 | 0 | 0 | 7.3463 | 8749.11 | 0 | 0 | 0 | 0 | 0 | 0 | 0 | 7.3463 | 8749.11 | 0 | 0 | 0 | 0 | 0 | 0 | 0 | 7.3463 | 8749.11 | 0 | 0 | 0 | 0 | 0 | 0 | 0 | 7.3463 | 7.3463 | 7.3463
[20 empty] | 2020-07-14 01:00 | 4658 | 7 | 14 | 2 | 0 | 0 | 7.3463 | 8749.11 | 0 | 0 | 0 | 0 | 0 | 0 | 0 | 7.3463 | 8749.11 | 0 | 0 | 0 | 0 | 0 | 0 | 0 | 7.3463 | 8749.11 | 0 | 0 | 0 | 0 | 0 | 0 | 0 | 7.3463 | 7.3463 | 7.3463
[20 empty] | 2020-07-14 02:00 | 4659 | 7 | 14 | 3 | 0 | 0 | 7.3463 | 8822.44 | 0 | 0 | 0 | 0 | 0 | 0 | 0 | 7.3463 | 8822.44 | 0 | 0 | 0 | 0 | 0 | 0 | 0 | 7.3463 | 8822.44 | 0 | 0 | 0 | 0 | 0 | 0 | 0 | 7.3463 | 7.3463 | 7.3463
[20 empty] | 2020-07-14 03:00 | 4660 | 7 | 14 | 4 | 0 | 0 | 24.8604 | 8749.11 | 13.1479 | 44.8606 | 0 | 0 | 0 | 97996.2 | 0 | 26.0756 | 8749.11 | 14.1404 | 48.247 | 0 | 0 | 0 | 105399 | 0 | 7.3463 | 8749.11 | 0 | 0 | 0 | 0 | 0 | 0 | 0 | 24.8604 | 26.0756 | 7.3463
[20 empty] | 2020-07-14 04:00 | 4661 | 7 | 14 | 5 | 0 | 0 | 38.1272 | 8749.11 | 21.7291 | 74.1397 | 0 | 0 | 0 | 161923 | 0 | 39.0581 | 8749.11 | 22.4938 | 76.7488 | 0 | 0 | 0 | 167614 | 0 | 22.7296 | 8749.11 | 10.1491 | 34.6287 | 0 | 0 | 0 | 75690.4 | 0 | 38.1272 | 39.0581 | 22.7296
[20 empty] | 2020-07-14 05:00 | 4662 | 7 | 14 | 6 | 12672.064 | 12.6721 | 103.436 | 30964.1 | 71.3925 | 243.5912 | 0 | 0 | 0 | 520199 | 0 | 107.557 | 30964.1 | 75.0161 | 255.9549 | 0 | 0 | 0 | 546620 | 0 | 117.335 | 30964.1 | 82.8105 | 282.5494 | 0 | 0 | 0 | 603769 | 0 | 90.7639 | 94.8849 | 104.6629
[20 empty] | 2020-07-14 06:00 | 4663 | 7 | 14 | 7 | 57765.794 | 57.7658 | 219.379 | 80379.3 | 125.109 | 426.8719 | 0 | 0 | 0 | 925362 | -4.6906 | 225.233 | 80379.3 | 130.747 | 446.1088 | 0 | 0 | 0 | 963410 | -4.6903 | 234.753 | 80379.3 | 138.625 | 472.9885 | 0 | 0 | 0 | 1021380 | -4.6902 | 161.6132 | 167.4672 | 176.9872
[20 empty] | 2020-07-14 07:00 | 4664 | 7 | 14 | 8 | 92904.607 | 92.9046 | 238.409 | 80379.3 | 129.423 | 441.5913 | 0 | 0 | 0 | 975664 | -6.4139 | 244.493 | 80379.3 | 134.944 | 460.4289 | 0 | 0 | 0 | 1010400 | -6.4136 | 254.285 | 80379.3 | 143.001 | 487.9194 | 0 | 0 | 0 | 1068710 | -6.4136 | 145.5044 | 151.5884 | 161.3804
[20 empty] | 2020-07-14 08:00 | 4665 | 7 | 14 | 9 | 78814.525 | 78.8145 | 252.783 | 55228.8 | 139.502 | 475.9808 | 0 | 0 | 0 | 1039680 | 0 | 259.711 | 55228.8 | 145.598 | 496.7804 | 0 | 0 | 0 | 1077660 | 0 | 270.425 | 55228.8 | 153.978 | 525.3729 | 0 | 0 | 0 | 1135140 | 0 | 173.9685 | 180.8965 | 191.6105
[20 empty] | 2020-07-14 09:00 | 4666 | 7 | 14 | 10 | 108649.168 | 108.6492 | 260.082 | 55302.2 | 143.915 | 491.038 | 0 | 0 | 0 | 1109430 | -22.8398 | 267.88 | 55302.2 | 150.592 | 513.8199 | 0 | 0 | 0 | 1152020 | -22.8593 | 279.371 | 55302.2 | 159.423 | 543.9513 | 0 | 0 | 0 | 1212200 | -22.8655 | 151.4328 | 159.2308 | 170.7218
[20 empty] | 2020-07-14 10:00 | 4667 | 7 | 14 | 11 | 181242.841 | 181.2428 | 243.742 | 126659 | 141.173 | 481.6823 | 0 | 0 | 0 | 1054460 | 0 | 251.695 | 126659 | 147.924 | 504.7167 | 0 | 0 | 0 | 1099230 | 0 | 263.279 | 126659 | 156.8 | 535.0016 | 0 | 0 | 0 | 1161570 | 0 | 62.4992 | 70.4522 | 82.0362
[20 empty] | 2020-07-14 11:00 | 4668 | 7 | 14 | 12 | 97834.84 | 97.8348 | 265.751 | 126659 | 149.745 | 510.9299 | 0 | 0 | 0 | 1106170 | 0 | 274.533 | 126659 | 157.163 | 536.2402 | 0 | 0 | 0 | 1152080 | 0 | 286.847 | 126659 | 166.788 | 569.0807 | 0 | 0 | 0 | 1217090 | 0 | 167.9162 | 176.6982 | 189.0122
[20 empty] | 2020-07-14 12:00 | 4669 | 7 | 14 | 13 | 69707.332 | 69.7073 | 221.862 | 85917.5 | 140.178 | 478.2873 | 0 | 0 | 0 | 1032030 | 0 | 230.356 | 85917.5 | 147.313 | 502.632 | 0 | 0 | 0 | 1079090 | 0 | 242.188 | 85917.5 | 156.489 | 533.9405 | 0 | 0 | 0 | 1143660 | 0 | 152.1547 | 160.6487 | 172.4807
[20 empty] | 2020-07-14 13:00 | 4670 | 7 | 14 | 14 | 138339.413 | 138.3394 | 214.613 | 55228.8 | 138.351 | 472.0536 | 0 | 0 | 0 | 1010250 | 0 | 223.232 | 55228.8 | 145.597 | 496.777 | 0 | 0 | 0 | 1058400 | 0 | 234.935 | 55228.8 | 154.381 | 526.748 | 0 | 0 | 0 | 1120220 | 0 | 76.2736 | 84.8926 | 96.5956
[20 empty] | 2020-07-14 14:00 | 4671 | 7 | 14 | 15 | 56390.504 | 56.3905 | 212.691 | 55302.2 | 141.954 | 484.347 | 0 | 0 | 0 | 1063030 | 0 | 221.39 | 55302.2 | 149.052 | 508.5654 | 0 | 0 | 0 | 1111240 | 0 | 233.346 | 55302.2 | 158.157 | 539.6317 | 0 | 0 | 0 | 1175910 | 0 | 156.3005 | 164.9995 | 176.9555
[20 empty] | 2020-07-14 15:00 | 4672 | 7 | 14 | 16 | 84588.629 | 84.5886 | 164.752 | 30450.7 | 123.84 | 422.5421 | 0 | 0 | 0 | 860410 | -369.041 | 173.516 | 30450.7 | 130.665 | 445.829 | 0 | 0 | 0 | 908343 | -401.188 | 185.511 | 30450.7 | 139.974 | 477.5913 | 0 | 0 | 0 | 973802 | -465.841 | 80.1634 | 88.9274 | 100.9224
[20 empty] | 2020-07-14 16:00 | 4673 | 7 | 14 | 17 | 99526.036 | 99.526 | 11.6555 | 30450.7 | 0 | 0 | 0 | 0 | 0 | 0 | 0 | 11.6555 | 30450.7 | 0 | 0 | 0 | 0 | 0 | 0 | 0 | 11.6555 | 30450.7 | 0 | 0 | 0 | 0 | 0 | 0 | 0 | -87.8705 | -87.8705 | -87.8705
[20 empty] | 2020-07-14 17:00 | 4674 | 7 | 14 | 18 | 42178.564 | 42.1786 | 12.2635 | 30670.8 | 0 | 0 | 0 | 0 | 0 | 0 | 0 | 12.2635 | 30670.8 | 0 | 0 | 0 | 0 | 0 | 0 | 0 | 12.2635 | 30670.8 | 0 | 0 | 0 | 0 | 0 | 0 | 0 | -29.9151 | -29.9151 | -29.9151
[20 empty] | 2020-07-14 18:00 | 4675 | 7 | 14 | 19 | 9115.549 | 9.1155 | 8.8655 | 30670.8 | 0 | 0 | 0 | 0 | 0 | 0 | 0 | 8.8655 | 30670.8 | 0 | 0 | 0 | 0 | 0 | 0 | 0 | 8.8655 | 30670.8 | 0 | 0 | 0 | 0 | 0 | 0 | 0 | -0.25004 | -0.25004 | -0.25004
[20 empty] | 2020-07-14 19:00 | 4676 | 7 | 14 | 20 | 0 | 0 | 8.8655 | 8309.16 | 0 | 0 | 0 | 0 | 0 | 0 | 0 | 8.8655 | 8309.16 | 0 | 0 | 0 | 0 | 0 | 0 | 0 | 8.8655 | 8309.16 | 0 | 0 | 0 | 0 | 0 | 0 | 0 | 8.8655 | 8.8655 | 8.8655
[20 empty] | 2020-07-14 20:00 | 4677 | 7 | 14 | 21 | 0 | 0 | 23.2619 | 8382.48 | 10.6813 | 36.4446 | 0 | 0 | 0 | 75657.5 | 0 | 23.2618 | 8382.48 | 10.6813 | 36.4446 | 0 | 0 | 0 | 75656.9 | 0 | 23.2618 | 8382.48 | 10.6813 | 36.4446 | 0 | 0 | 0 | 75656.9 | 0 | 23.2619 | 23.2618 | 23.2618
[20 empty] | 2020-07-14 21:00 | 4678 | 7 | 14 | 22 | 0 | 0 | 8.8655 | 8382.48 | 0 | 0 | 0 | 0 | 0 | 0 | 0 | 8.8655 | 8382.48 | 0 | 0 | 0 | 0 | 0 | 0 | 0 | 8.8655 | 8382.48 | 0 | 0 | 0 | 0 | 0 | 0 | 0 | 8.8655 | 8.8655 | 8.8655
[20 empty] | 2020-07-14 22:00 | 4679 | 7 | 14 | 23 | 0 | 0 | 8.8655 | 8382.48 | 0 | 0 | 0 | 0 | 0 | 0 | 0 | 8.8655 | 8382.48 | 0 | 0 | 0 | 0 | 0 | 0 | 0 | 8.8655 | 8382.48 | 0 | 0 | 0 | 0 | 0 | 0 | 0 | 8.8655 | 8.8655 | 8.8655
[20 empty] | 2020-07-14 23:00 | 4680 | 7 | 14 | 24 | 0 | 0 | 7.3463 | 8455.81 | 0 | 0 | 0 | 0 | 0 | 0 | 0 | 7.3463 | 8455.81 | 0 | 0 | 0 | 0 | 0 | 0 | 0 | 7.3463 | 8455.81 | 0 | 0 | 0 | 0 | 0 | 0 | 0 | 7.3463 | 7.3463 | 7.3463
[20 empty] | 2020-07-15 | 4681 | 7 | 15 | 1 | 0 | 0 | 21.709 | 8455.81 | 10.6477 | 36.33 | 0 | 0 | 0 | 75920.4 | 0 | 21.7089 | 8455.81 | 10.6476 | 36.3296 | 0 | 0 | 0 | 75919.8 | 0 | 21.7089 | 8455.81 | 10.6476 | 36.3296 | 0 | 0 | 0 | 75919.8 | 0 | 21.709 | 21.7089 | 21.7089
[20 empty] | 2020-07-15 01:00 | 4682 | 7 | 15 | 2 | 0 | 0 | 7.3463 | 8455.81 | 0 | 0 | 0 | 0 | 0 | 0 | 0 | 7.3463 | 8455.81 | 0 | 0 | 0 | 0 | 0 | 0 | 0 | 7.3463 | 8455.81 | 0 | 0 | 0 | 0 | 0 | 0 | 0 | 7.3463 | 7.3463 | 7.3463
[20 empty] | 2020-07-15 02:00 | 4683 | 7 | 15 | 3 | 0 | 0 | 7.3463 | 8235.83 | 0 | 0 | 0 | 0 | 0 | 0 | 0 | 7.3463 | 8235.83 | 0 | 0 | 0 | 0 | 0 | 0 | 0 | 7.3463 | 8235.83 | 0 | 0 | 0 | 0 | 0 | 0 | 0 | 7.3463 | 7.3463 | 7.3463
[20 empty] | 2020-07-15 03:00 | 4684 | 7 | 15 | 4 | 0 | 0 | 7.3463 | 8455.81 | 0 | 0 | 0 | 0 | 0 | 0 | 0 | 7.3463 | 8455.81 | 0 | 0 | 0 | 0 | 0 | 0 | 0 | 7.3463 | 8455.81 | 0 | 0 | 0 | 0 | 0 | 0 | 0 | 7.3463 | 7.3463 | 7.3463
[20 empty] | 2020-07-15 04:00 | 4685 | 7 | 15 | 5 | 0 | 0 | 23.2229 | 8455.81 | 10.6424 | 36.3119 | 0 | 0 | 0 | 75660.7 | 0 | 23.2229 | 8455.81 | 10.6423 | 36.3115 | 0 | 0 | 0 | 75660.2 | 0 | 23.2228 | 8455.81 | 10.6423 | 36.3115 | 0 | 0 | 0 | 75660 | 0 | 23.2229 | 23.2229 | 23.2228
[20 empty] | 2020-07-15 05:00 | 4686 | 7 | 15 | 6 | 11829.012 | 11.829 | 101.156 | 30744.1 | 69.9558 | 238.6892 | 0 | 0 | 0 | 491456 | 0 | 106.921 | 30744.1 | 74.7392 | 255.0102 | 0 | 0 | 0 | 525093 | 0 | 114.838 | 30744.1 | 81.1323 | 276.8234 | 0 | 0 | 0 | 570026 | 0 | 89.327 | 95.092 | 103.009
[20 empty] | 2020-07-15 06:00 | 4687 | 7 | 15 | 7 | 39891.632 | 39.8916 | 210 | 80305.9 | 115.816 | 395.1642 | 0 | 0 | 0 | 810179 | -3.3635 | 216.74 | 80305.9 | 122.281 | 417.2228 | 0 | 0 | 0 | 854143 | -3.3633 | 225.401 | 80305.9 | 130.028 | 443.6555 | 0 | 0 | 0 | 908415 | -3.3635 | 170.1084 | 176.8484 | 185.5094
[20 empty] | 2020-07-15 07:00 | 4688 | 7 | 15 | 8 | 88410.057 | 88.4101 | 227.449 | 80305.9 | 119.307 | 407.0755 | 0 | 0 | 0 | 853829 | -3.6496 | 233.99 | 80305.9 | 125.385 | 427.8136 | 0 | 0 | 0 | 893311 | -3.6498 | 242.862 | 80305.9 | 132.427 | 451.8409 | 0 | 0 | 0 | 937530 | -3.65 | 139.0389 | 145.5799 | 154.4519
[20 empty] | 2020-07-15 08:00 | 4689 | 7 | 15 | 9 | 65843.767 | 65.8438 | 237.619 | 55302.2 | 125.59 | 428.5131 | 0 | 0 | 0 | 900878 | 0 | 244.582 | 55302.2 | 131.862 | 449.9131 | 0 | 0 | 0 | 940710 | 0 | 254.043 | 55302.2 | 139.444 | 475.7829 | 0 | 0 | 0 | 988301 | 0 | 171.7752 | 178.7382 | 188.1992
[20 empty] | 2020-07-15 09:00 | 4690 | 7 | 15 | 10 | 50393.441 | 50.3934 | 237.631 | 55228.8 | 122.514 | 418.0178 | 0 | 0 | 0 | 850968 | -25.9202 | 245.008 | 55228.8 | 129.014 | 440.1958 | 0 | 0 | 0 | 891349 | -25.9376 | 254.855 | 55228.8 | 136.728 | 466.5159 | 0 | 0 | 0 | 940129 | -25.8796 | 187.2376 | 194.6146 | 204.4616
[20 empty] | 2020-07-15 10:00 | 4691 | 7 | 15 | 11 | 48531.898 | 48.5319 | 219.679 | 126659 | 117.873 | 402.1827 | 0 | 0 | 0 | 808855 | 0 | 227.345 | 126659 | 124.572 | 425.0397 | 0 | 0 | 0 | 851155 | 0 | 237.564 | 126659 | 132.833 | 453.2262 | 0 | 0 | 0 | 904364 | 0 | 171.1471 | 178.8131 | 189.0321
[20 empty] | 2020-07-15 11:00 | 4692 | 7 | 15 | 12 | 21705.53 | 21.7055 | 249.18 | 126659 | 134.346 | 458.3886 | 0 | 0 | 0 | 969374 | 0 | 257.529 | 126659 | 141.66 | 483.3439 | 0 | 0 | 0 | 1016290 | 0 | 268.126 | 126659 | 150.172 | 512.3869 | 0 | 0 | 0 | 1071500 | 0 | 227.4745 | 235.8235 | 246.4205
[20 empty] | 2020-07-15 12:00 | 4693 | 7 | 15 | 13 | 22849.818 | 22.8498 | 218.575 | 85770.6 | 137.031 | 467.5498 | 0 | 0 | 0 | 967466 | 0 | 227.611 | 85770.6 | 144.849 | 494.2248 | 0 | 0 | 0 | 1017080 | 0 | 238.946 | 85770.6 | 153.907 | 525.1307 | 0 | 0 | 0 | 1075490 | 0 | 195.7252 | 204.7612 | 216.0962
[20 empty] | 2020-07-15 13:00 | 4694 | 7 | 15 | 14 | 28640.916 | 28.6409 | 214.768 | 55008.7 | 137.773 | 470.0815 | 0 | 0 | 0 | 966023 | 0 | 224.503 | 55008.7 | 146.122 | 498.5683 | 0 | 0 | 0 | 1020180 | 0 | 236.478 | 55008.7 | 155.636 | 531.03 | 0 | 0 | 0 | 1082910 | 0 | 186.1271 | 195.8621 | 207.8371
[20 empty] | 2020-07-15 14:00 | 4695 | 7 | 15 | 15 | 56867.769 | 56.8678 | 207.406 | 55155.5 | 135.77 | 463.2472 | 0 | 0 | 0 | 971986 | 0 | 217.444 | 55155.5 | 144.312 | 492.3925 | 0 | 0 | 0 | 1029730 | 0 | 229.57 | 55155.5 | 153.953 | 525.2876 | 0 | 0 | 0 | 1095550 | 0 | 150.5382 | 160.5762 | 172.7022
[20 empty] | 2020-07-15 15:00 | 4696 | 7 | 15 | 16 | 87716.144 | 87.7161 | 166.202 | 30304.1 | 123.969 | 422.9822 | 0 | 0 | 0 | 841780 | -290.888 | 176.934 | 30304.1 | 132.871 | 453.3559 | 0 | 0 | 0 | 902116 | -325.206 | 189.194 | 30304.1 | 142.765 | 487.1142 | 0 | 0 | 0 | 971604 | -386.142 | 78.4859 | 89.2179 | 101.4779
[20 empty] | 2020-07-15 16:00 | 4697 | 7 | 15 | 17 | 83490.521 | 83.4905 | 11.6555 | 30304.1 | 0 | 0 | 0 | 0 | 0 | 0 | 0 | 11.6555 | 30304.1 | 0 | 0 | 0 | 0 | 0 | 0 | 0 | 11.6555 | 30304.1 | 0 | 0 | 0 | 0 | 0 | 0 | 0 | -71.835 | -71.835 | -71.835
[20 empty] | 2020-07-15 17:00 | 4698 | 7 | 15 | 18 | 51064.971 | 51.065 | 12.2635 | 30524.1 | 0 | 0 | 0 | 0 | 0 | 0 | 0 | 12.2635 | 30524.1 | 0 | 0 | 0 | 0 | 0 | 0 | 0 | 23.8672 | 30524.1 | 8.6138 | 29.3904 | 0 | 0 | 0 | 58447.9 | -35.8817 | -38.8015 | -38.8015 | -27.1978
[20 empty] | 2020-07-15 18:00 | 4699 | 7 | 15 | 19 | 13749.881 | 13.7499 | 8.8655 | 30597.4 | 0 | 0 | 0 | 0 | 0 | 0 | 0 | 18.1023 | 30597.4 | 7.6893 | 26.236 | 0 | 0 | 0 | 52825.3 | 0 | 20.2043 | 30597.4 | 8.3488 | 28.4861 | 0 | 0 | 0 | 57159.7 | -25.1187 | -4.8844 | 4.3524 | 6.4544
[20 empty] | 2020-07-15 19:00 | 4700 | 7 | 15 | 20 | 0 | 0 | 8.8655 | 8235.83 | 0 | 0 | 0 | 0 | 0 | 0 | 0 | 8.8655 | 8235.83 | 0 | 0 | 0 | 0 | 0 | 0 | 0 | 20.1999 | 8235.83 | 8.3444 | 28.4712 | 0 | 0 | 0 | 57111.2 | -1.2787 | 8.8655 | 8.8655 | 20.1999
[20 empty] | 2020-07-15 20:00 | 4701 | 7 | 15 | 21 | 0 | 0 | 23.31 | 8382.48 | 10.7295 | 36.6091 | 0 | 0 | 0 | 75840.9 | 0 | 23.31 | 8382.48 | 10.7295 | 36.6091 | 0 | 0 | 0 | 75840.6 | 0 | 23.3099 | 8382.48 | 10.7294 | 36.6087 | 0 | 0 | 0 | 75840.2 | 0 | 23.31 | 23.31 | 23.3099
[20 empty] | 2020-07-15 21:00 | 4702 | 7 | 15 | 22 | 0 | 0 | 8.8655 | 8529.14 | 0 | 0 | 0 | 0 | 0 | 0 | 0 | 8.8655 | 8529.14 | 0 | 0 | 0 | 0 | 0 | 0 | 0 | 8.8655 | 8529.14 | 0 | 0 | 0 | 0 | 0 | 0 | 0 | 8.8655 | 8.8655 | 8.8655
[20 empty] | 2020-07-15 22:00 | 4703 | 7 | 15 | 23 | 0 | 0 | 8.8655 | 8529.14 | 0 | 0 | 0 | 0 | 0 | 0 | 0 | 8.8655 | 8529.14 | 0 | 0 | 0 | 0 | 0 | 0 | 0 | 8.8655 | 8529.14 | 0 | 0 | 0 | 0 | 0 | 0 | 0 | 8.8655 | 8.8655 | 8.8655
[20 empty] | 2020-07-15 23:00 | 4704 | 7 | 15 | 24 | 0 | 0 | 7.3463 | 8529.14 | 0 | 0 | 0 | 0 | 0 | 0 | 0 | 7.3463 | 8529.14 | 0 | 0 | 0 | 0 | 0 | 0 | 0 | 7.3463 | 8529.14 | 0 | 0 | 0 | 0 | 0 | 0 | 0 | 7.3463 | 7.3463 | 7.3463
[20 empty] | 2020-07-16 | 4705 | 7 | 16 | 1 | 0 | 0 | 21.6089 | 8529.14 | 10.5476 | 35.9884 | 0 | 0 | 0 | 76019.3 | 0 | 21.6089 | 8529.14 | 10.5476 | 35.9884 | 0 | 0 | 0 | 76019.1 | 0 | 21.6089 | 8529.14 | 10.5476 | 35.9884 | 0 | 0 | 0 | 76018.7 | 0 | 21.6089 | 21.6089 | 21.6089
[20 empty] | 2020-07-16 01:00 | 4706 | 7 | 16 | 2 | 0 | 0 | 7.3463 | 8529.14 | 0 | 0 | 0 | 0 | 0 | 0 | 0 | 7.3463 | 8529.14 | 0 | 0 | 0 | 0 | 0 | 0 | 0 | 7.3463 | 8529.14 | 0 | 0 | 0 | 0 | 0 | 0 | 0 | 7.3463 | 7.3463 | 7.3463
[20 empty] | 2020-07-16 02:00 | 4707 | 7 | 16 | 3 | 0 | 0 | 7.3463 | 8602.46 | 0 | 0 | 0 | 0 | 0 | 0 | 0 | 7.3463 | 8602.46 | 0 | 0 | 0 | 0 | 0 | 0 | 0 | 7.3463 | 8602.46 | 0 | 0 | 0 | 0 | 0 | 0 | 0 | 7.3463 | 7.3463 | 7.3463
[20 empty] | 2020-07-16 03:00 | 4708 | 7 | 16 | 4 | 0 | 0 | 7.3463 | 8602.46 | 0 | 0 | 0 | 0 | 0 | 0 | 0 | 7.3463 | 8602.46 | 0 | 0 | 0 | 0 | 0 | 0 | 0 | 7.3463 | 8602.46 | 0 | 0 | 0 | 0 | 0 | 0 | 0 | 7.3463 | 7.3463 | 7.3463
[20 empty] | 2020-07-16 04:00 | 4709 | 7 | 16 | 5 | 0 | 0 | 8.8655 | 8602.46 | 0 | 0 | 0 | 0 | 0 | 0 | 0 | 8.8655 | 8602.46 | 0 | 0 | 0 | 0 | 0 | 0 | 0 | 8.8655 | 8602.46 | 0 | 0 | 0 | 0 | 0 | 0 | 0 | 8.8655 | 8.8655 | 8.8655
[20 empty] | 2020-07-16 05:00 | 4710 | 7 | 16 | 6 | 12001.88 | 12.0019 | 118.425 | 30817.4 | 83.4773 | 284.8245 | 0 | 0 | 0 | 595783 | 0 | 124.837 | 30817.4 | 88.7613 | 302.8536 | 0 | 0 | 0 | 633508 | 0 | 131.554 | 30817.4 | 94.3566 | 321.9447 | 0 | 0 | 0 | 673468 | 0 | 106.4231 | 112.8351 | 119.5521
[20 empty] | 2020-07-16 06:00 | 4711 | 7 | 16 | 7 | 69325.596 | 69.3256 | 224.058 | 80526 | 131.195 | 447.6373 | 0 | 0 | 0 | 1038280 | -10.176 | 231.959 | 80526 | 138.855 | 473.7733 | 0 | 0 | 0 | 1097770 | -10.1761 | 239.698 | 80526 | 145.869 | 497.705 | 0 | 0 | 0 | 1147380 | -10.1761 | 154.7324 | 162.6334 | 170.3724
[20 empty] | 2020-07-16 07:00 | 4712 | 7 | 16 | 8 | 143062.373 | 143.0624 | 243.303 | 80526 | 137.89 | 470.4807 | 0 | 0 | 0 | 1076990 | 0 | 251.02 | 80526 | 145.235 | 495.5418 | 0 | 0 | 0 | 1131930 | 0 | 258.973 | 80526 | 152.106 | 518.9857 | 0 | 0 | 0 | 1180040 | 0 | 100.2406 | 107.9576 | 115.9106
[20 empty] | 2020-07-16 08:00 | 4713 | 7 | 16 | 9 | 203652.398 | 203.6524 | 264.63 | 55375.5 | 153.795 | 524.7485 | 0 | 0 | 0 | 1240560 | 0 | 273.539 | 55375.5 | 162.029 | 552.8429 | 0 | 0 | 0 | 1297960 | 0 | 282.519 | 55375.5 | 169.625 | 578.7605 | 0 | 0 | 0 | 1346340 | 0 | 60.9776 | 69.8866 | 78.8666
[20 empty] | 2020-07-16 09:00 | 4714 | 7 | 16 | 10 | 249959.781 | 249.9598 | 278.526 | 55155.5 | 164.129 | 560.0081 | 0 | 0 | 0 | 1319370 | -83.5527 | 288.459 | 55155.5 | 173.06 | 590.4807 | 0 | 0 | 0 | 1382080 | -83.5977 | 298.494 | 55155.5 | 181.313 | 618.64 | 0 | 0 | 0 | 1434660 | -83.6152 | 28.5662 | 38.4992 | 48.5342
[20 empty] | 2020-07-16 10:00 | 4715 | 7 | 16 | 11 | 278429.95 | 278.43 | 261.61 | 126659 | 160.63 | 548.0696 | 0 | 0 | 0 | 1261240 | 0 | 271.851 | 126659 | 169.775 | 579.2723 | 0 | 0 | 0 | 1324990 | 0 | 282.397 | 126659 | 178.442 | 608.8441 | 0 | 0 | 0 | 1381930 | 0 | -16.82 | -6.579 | 3.967
[20 empty] | 2020-07-16 11:00 | 4716 | 7 | 16 | 12 | 290903.024 | 290.903 | 284.398 | 126659 | 170.287 | 581.0192 | 0 | 0 | 0 | 1363900 | 0 | 295.143 | 126659 | 179.899 | 613.8154 | 0 | 0 | 0 | 1429500 | 0 | 306.03 | 126659 | 188.81 | 644.2197 | 0 | 0 | 0 | 1487590 | 0 | -6.505 | 4.24 | 15.127
[20 empty] | 2020-07-16 12:00 | 4717 | 7 | 16 | 13 | 285114.546 | 285.1145 | 250.717 | 85560.9 | 169.986 | 579.9922 | 0 | 0 | 0 | 1362670 | 0 | 262.093 | 85560.9 | 180.392 | 615.4975 | 0 | 0 | 0 | 1435250 | 0 | 273.282 | 85560.9 | 189.349 | 646.0588 | 0 | 0 | 0 | 1495030 | 0 | -34.3975 | -23.0215 | -11.8325
[20 empty] | 2020-07-16 13:00 | 4718 | 7 | 16 | 14 | 265991.861 | 265.9919 | 245.815 | 55008.7 | 169.763 | 579.2314 | 0 | 0 | 0 | 1352260 | 0 | 257.196 | 55008.7 | 180.019 | 614.2248 | 0 | 0 | 0 | 1423510 | 0 | 269.04 | 55008.7 | 189.667 | 647.1438 | 0 | 0 | 0 | 1490610 | 0 | -20.1769 | -8.7959 | 3.0481
[20 empty] | 2020-07-16 14:00 | 4719 | 7 | 16 | 15 | 236921.623 | 236.9216 | 236.358 | 55228.8 | 165.787 | 565.6652 | 0 | 0 | 0 | 1351860 | 0 | 247.977 | 55228.8 | 176.198 | 601.1876 | 0 | 0 | 0 | 1428550 | 0 | 259.787 | 55228.8 | 185.817 | 634.0076 | 0 | 0 | 0 | 1498580 | 0 | -0.56362 | 11.0554 | 22.8654
[20 empty] | 2020-07-16 15:00 | 4720 | 7 | 16 | 16 | 194546.393 | 194.5464 | 198.265 | 30304.1 | 156.578 | 534.2441 | 0 | 0 | 0 | 1209550 | -252.415 | 210.406 | 30304.1 | 167.083 | 570.0872 | 0 | 0 | 0 | 1290610 | -274.874 | 223.394 | 30304.1 | 177.765 | 606.5342 | 0 | 0 | 0 | 1372700 | -334.538 | 3.7186 | 15.8596 | 28.8476
[20 empty] | 2020-07-16 16:00 | 4721 | 7 | 16 | 17 | 138392.961 | 138.393 | 11.6555 | 30304.1 | 0 | 0 | 0 | 0 | 0 | 0 | 0 | 11.6555 | 30304.1 | 0 | 0 | 0 | 0 | 0 | 0 | 0 | 11.6555 | 30304.1 | 0 | 0 | 0 | 0 | 0 | 0 | 0 | -126.7375 | -126.7375 | -126.7375
[20 empty] | 2020-07-16 17:00 | 4722 | 7 | 16 | 18 | 69611.345 | 69.6113 | 12.2635 | 30304.1 | 0 | 0 | 0 | 0 | 0 | 0 | 0 | 12.2635 | 30304.1 | 0 | 0 | 0 | 0 | 0 | 0 | 0 | 24.6861 | 30304.1 | 9.4327 | 32.1843 | 0 | 0 | 0 | 62739 | -37.3622 | -57.3478 | -57.3478 | -44.9252
[20 empty] | 2020-07-16 18:00 | 4723 | 7 | 16 | 19 | 13779.763 | 13.7798 | 8.8655 | 30377.4 | 0 | 0 | 0 | 0 | 0 | 0 | 0 | 8.8655 | 30377.4 | 0 | 0 | 0 | 0 | 0 | 0 | 0 | 19.7745 | 30377.4 | 9.2053 | 31.4087 | 0 | 0 | 0 | 60950.5 | 0 | -4.9143 | -4.9143 | 5.9947
[20 empty] | 2020-07-16 19:00 | 4724 | 7 | 16 | 20 | 0 | 0 | 8.8655 | 8162.51 | 0 | 0 | 0 | 0 | 0 | 0 | 0 | 8.8655 | 8162.51 | 0 | 0 | 0 | 0 | 0 | 0 | 0 | 8.8655 | 8162.51 | 0 | 0 | 0 | 0 | 0 | 0 | 0 | 8.8655 | 8.8655 | 8.8655
[20 empty] | 2020-07-16 20:00 | 4725 | 7 | 16 | 21 | 0 | 0 | 23.7399 | 8089.18 | 11.1594 | 38.0759 | 0 | 0 | 0 | 76506.4 | 0 | 23.7399 | 8089.18 | 11.1594 | 38.0759 | 0 | 0 | 0 | 76506.4 | 0 | 23.7399 | 8089.18 | 11.1593 | 38.0755 | 0 | 0 | 0 | 76506 | 0 | 23.7399 | 23.7399 | 23.7399
[20 empty] | 2020-07-16 21:00 | 4726 | 7 | 16 | 22 | 0 | 0 | 8.8655 | 8675.79 | 0 | 0 | 0 | 0 | 0 | 0 | 0 | 8.8655 | 8675.79 | 0 | 0 | 0 | 0 | 0 | 0 | 0 | 8.8655 | 8675.79 | 0 | 0 | 0 | 0 | 0 | 0 | 0 | 8.8655 | 8.8655 | 8.8655
[20 empty] | 2020-07-16 22:00 | 4727 | 7 | 16 | 23 | 0 | 0 | 8.8655 | 8675.79 | 0 | 0 | 0 | 0 | 0 | 0 | 0 | 8.8655 | 8675.79 | 0 | 0 | 0 | 0 | 0 | 0 | 0 | 8.8655 | 8675.79 | 0 | 0 | 0 | 0 | 0 | 0 | 0 | 8.8655 | 8.8655 | 8.8655
[20 empty] | 2020-07-16 23:00 | 4728 | 7 | 16 | 24 | 0 | 0 | 7.7516 | 8602.46 | 0 | 0 | 0 | 0 | 0 | 0 | 0 | 7.7516 | 8602.46 | 0 | 0 | 0 | 0 | 0 | 0 | 0 | 7.7516 | 8602.46 | 0 | 0 | 0 | 0 | 0 | 0 | 0 | 7.7516 | 7.7516 | 7.7516
[20 empty] | 2020-07-17 | 4729 | 7 | 17 | 1 | 0 | 0 | 21.7912 | 8675.79 | 10.3246 | 35.2275 | 0 | 0 | 0 | 76207.6 | 0 | 21.7912 | 8675.79 | 10.3246 | 35.2275 | 0 | 0 | 0 | 76207.4 | 0 | 21.7912 | 8675.79 | 10.3246 | 35.2275 | 0 | 0 | 0 | 76207.2 | 0 | 21.7912 | 21.7912 | 21.7912
[20 empty] | 2020-07-17 01:00 | 4730 | 7 | 17 | 2 | 0 | 0 | 7.7516 | 8675.79 | 0 | 0 | 0 | 0 | 0 | 0 | 0 | 7.7516 | 8675.79 | 0 | 0 | 0 | 0 | 0 | 0 | 0 | 7.7516 | 8675.79 | 0 | 0 | 0 | 0 | 0 | 0 | 0 | 7.7516 | 7.7516 | 7.7516
[20 empty] | 2020-07-17 02:00 | 4731 | 7 | 17 | 3 | 0 | 0 | 7.7516 | 8675.79 | 0 | 0 | 0 | 0 | 0 | 0 | 0 | 7.7516 | 8675.79 | 0 | 0 | 0 | 0 | 0 | 0 | 0 | 7.7516 | 8675.79 | 0 | 0 | 0 | 0 | 0 | 0 | 0 | 7.7516 | 7.7516 | 7.7516
[20 empty] | 2020-07-17 03:00 | 4732 | 7 | 17 | 4 | 0 | 0 | 7.7516 | 8675.79 | 0 | 0 | 0 | 0 | 0 | 0 | 0 | 7.7516 | 8675.79 | 0 | 0 | 0 | 0 | 0 | 0 | 0 | 7.7516 | 8675.79 | 0 | 0 | 0 | 0 | 0 | 0 | 0 | 7.7516 | 7.7516 | 7.7516
[20 empty] | 2020-07-17 04:00 | 4733 | 7 | 17 | 5 | 0 | 0 | 21.7579 | 8675.79 | 10.2913 | 35.1139 | 0 | 0 | 0 | 75937.6 | 0 | 21.7579 | 8675.79 | 10.2913 | 35.1139 | 0 | 0 | 0 | 75937.4 | 0 | 21.7579 | 8675.79 | 10.2913 | 35.1139 | 0 | 0 | 0 | 75937.3 | 0 | 21.7579 | 21.7579 | 21.7579
[20 empty] | 2020-07-17 05:00 | 4734 | 7 | 17 | 6 | 11810.449 | 11.8104 | 7.4821 | 8675.79 | 0 | 0 | 0 | 0 | 0 | 0 | 0 | 7.4679 | 8675.79 | 0 | 0 | 0 | 0 | 0 | 0 | 0 | 7.4679 | 8675.79 | 0 | 0 | 0 | 0 | 0 | 0 | 0 | -4.3283 | -4.3426 | -4.3426
[20 empty] | 2020-07-17 06:00 | 4735 | 7 | 17 | 7 | 65923.981 | 65.924 | 7.4679 | 8455.81 | 0 | 0 | 0 | 0 | 0 | 0 | 0 | 7.4679 | 8455.81 | 0 | 0 | 0 | 0 | 0 | 0 | 0 | 7.4679 | 8455.81 | 0 | 0 | 0 | 0 | 0 | 0 | 0 | -58.4561 | -58.4561 | -58.4561
[20 empty] | 2020-07-17 07:00 | 4736 | 7 | 17 | 8 | 113073.96 | 113.074 | 7.4679 | 8455.81 | 0 | 0 | 0 | 0 | 0 | 0 | 0 | 7.4679 | 8455.81 | 0 | 0 | 0 | 0 | 0 | 0 | 0 | 7.4679 | 8455.81 | 0 | 0 | 0 | 0 | 0 | 0 | 0 | -105.6061 | -105.6061 | -105.6061
[20 empty] | 2020-07-17 08:00 | 4737 | 7 | 17 | 9 | 190594.572 | 190.5946 | 7.4679 | 8089.18 | 0 | 0 | 0 | 0 | 0 | 0 | 0 | 7.4679 | 8089.18 | 0 | 0 | 0 | 0 | 0 | 0 | 0 | 7.4679 | 8089.18 | 0 | 0 | 0 | 0 | 0 | 0 | 0 | -183.1267 | -183.1267 | -183.1267
[20 empty] | 2020-07-17 09:00 | 4738 | 7 | 17 | 10 | 235167.807 | 235.1678 | 22.9681 | 7795.88 | 11.7852 | 40.2111 | 0 | 0 | 0 | 75998.2 | 0 | 22.968 | 7795.88 | 11.7851 | 40.2108 | 0 | 0 | 0 | 75998 | 0 | 34.26 | 7795.88 | 21.3656 | 72.8994 | 0 | 0 | 0 | 137982 | 0 | -212.1997 | -212.1998 | -200.9078
[20 empty] | 2020-07-17 10:00 | 4739 | 7 | 17 | 11 | 267163.855 | 267.1639 | 7.4679 | 7795.88 | 0 | 0 | 0 | 0 | 0 | 0 | 0 | 7.4679 | 7795.88 | 0 | 0 | 0 | 0 | 0 | 0 | 0 | 31.5286 | 7795.88 | 19.3441 | 66.0021 | 0 | 0 | 0 | 124649 | -130.923 | -259.696 | -259.696 | -235.6353
[20 empty] | 2020-07-17 11:00 | 4740 | 7 | 17 | 12 | 284954.169 | 284.9542 | 7.4679 | 7649.23 | 0 | 0 | 0 | 0 | 0 | 0 | 0 | 7.4679 | 7649.23 | 0 | 0 | 0 | 0 | 0 | 0 | 0 | 31.9674 | 7649.23 | 19.7797 | 67.4883 | 0 | 0 | 0 | 123468 | -220.182 | -277.4863 | -277.4863 | -252.9868
[20 empty] | 2020-07-17 12:00 | 4741 | 7 | 17 | 13 | 286735.633 | 286.7356 | 7.4679 | 7722.55 | 0 | 0 | 0 | 0 | 0 | 0 | 0 | 17.9423 | 7722.55 | 8.9269 | 30.4587 | 0 | 0 | 0 | 57577 | 0 | 31.7662 | 7722.55 | 19.5836 | 66.8192 | 0 | 0 | 0 | 123649 | -168.896 | -279.2678 | -268.7933 | -254.9694
[20 empty] | 2020-07-17 13:00 | 4742 | 7 | 17 | 14 | 269697.816 | 269.6978 | 23.0409 | 7722.55 | 11.858 | 40.4595 | 0 | 0 | 0 | 75605.8 | 0 | 33.5744 | 7722.55 | 20.8425 | 71.1146 | 0 | 0 | 0 | 133412 | 0 | 47.471 | 7722.55 | 31.5641 | 107.6967 | 0 | 0 | 0 | 200036 | -418.742 | -246.6569 | -236.1234 | -222.2268
[20 empty] | 2020-07-17 14:00 | 4743 | 7 | 17 | 15 | 237826.773 | 237.8268 | 7.4679 | 7355.93 | 0 | 0 | 0 | 0 | 0 | 0 | 0 | 30.3809 | 7355.93 | 18.5914 | 63.4339 | 0 | 0 | 0 | 111405 | -23.8835 | 32.6183 | 7355.93 | 20.418 | 69.6662 | 0 | 0 | 0 | 121697 | -161.202 | -230.3589 | -207.4459 | -205.2085
[20 empty] | 2020-07-17 15:00 | 4744 | 7 | 17 | 16 | 193186.438 | 193.1864 | 7.4679 | 7869.21 | 0 | 0 | 0 | 0 | 0 | 0 | 0 | 19.0793 | 7869.21 | 8.8472 | 30.1865 | 0 | 0 | 0 | 57174.3 | -126.016 | 44.712 | 7869.21 | 30.5707 | 104.3072 | 0 | 0 | 0 | 199123 | -376.299 | -185.7186 | -174.1071 | -148.4744
[20 empty] | 2020-07-17 16:00 | 4745 | 7 | 17 | 17 | 135929.548 | 135.9295 | 16.9106 | 7869.21 | 8.0307 | 27.4006 | 0 | 0 | 0 | 53017.6 | 0 | 29.544 | 7869.21 | 17.7673 | 60.622 | 0 | 0 | 0 | 115449 | -53.6928 | 38.5801 | 7869.21 | 25.4128 | 86.7085 | 0 | 0 | 0 | 164983 | -323.803 | -119.0189 | -106.3855 | -97.3494
[20 empty] | 2020-07-17 17:00 | 4746 | 7 | 17 | 18 | 68172.234 | 68.1722 | 18.2797 | 7795.88 | 8.2215 | 28.0516 | 0 | 0 | 0 | 52576.8 | -17.6386 | 31.6824 | 7795.88 | 19.5587 | 66.7343 | 0 | 0 | 0 | 126549 | -56.7144 | 52.5585 | 7795.88 | 37.368 | 127.4996 | 0 | 0 | 0 | 239777 | -273.448 | -49.8925 | -36.4898 | -15.6137
[20 empty] | 2020-07-17 18:00 | 4747 | 7 | 17 | 19 | 14188.914 | 14.1889 | 33.447 | 7869.21 | 19.6751 | 67.1314 | 0 | 0 | 0 | 127939 | -7.8587 | 34.6967 | 7869.21 | 20.6901 | 70.5946 | 0 | 0 | 0 | 134510 | -21.6422 | 55.86 | 7869.21 | 38.6488 | 131.8697 | 0 | 0 | 0 | 250714 | -48.7627 | 19.2581 | 20.5078 | 41.6711
[20 empty] | 2020-07-17 19:00 | 4748 | 7 | 17 | 20 | 0 | 0 | 18.2562 | 7869.21 | 7.9468 | 27.1144 | 0 | 0 | 0 | 51392.9 | -1.4979 | 19.358 | 7869.21 | 8.838 | 30.1552 | 0 | 0 | 0 | 57166.3 | -2.1541 | 20.4122 | 7869.21 | 9.6706 | 32.9962 | 0 | 0 | 0 | 62546.3 | -2.7205 | 18.2562 | 19.358 | 20.4122
[20 empty] | 2020-07-17 20:00 | 4749 | 7 | 17 | 21 | 0 | 0 | 7.7516 | 7869.21 | 0 | 0 | 0 | 0 | 0 | 0 | 0 | 17.9301 | 7869.21 | 8.6311 | 29.4492 | 0 | 0 | 0 | 55823.7 | 0 | 18.9038 | 7869.21 | 9.4487 | 32.2388 | 0 | 0 | 0 | 61104.6 | 0 | 7.7516 | 17.9301 | 18.9038
[20 empty] | 2020-07-17 21:00 | 4750 | 7 | 17 | 22 | 0 | 0 | 7.7516 | 8089.18 | 0 | 0 | 0 | 0 | 0 | 0 | 0 | 7.7516 | 8089.18 | 0 | 0 | 0 | 0 | 0 | 0 | 0 | 18.6677 | 8089.18 | 9.2125 | 31.433 | 0 | 0 | 0 | 61665 | 0 | 7.7516 | 7.7516 | 18.6677
[20 empty] | 2020-07-17 22:00 | 4751 | 7 | 17 | 23 | 0 | 0 | 22.6236 | 8089.18 | 11.157 | 38.0677 | 0 | 0 | 0 | 75295.7 | 0 | 22.6236 | 8089.18 | 11.157 | 38.0677 | 0 | 0 | 0 | 75295.7 | 0 | 22.6235 | 8089.18 | 11.1569 | 38.0673 | 0 | 0 | 0 | 75295.4 | 0 | 22.6236 | 22.6236 | 22.6235
[20 empty] | 2020-07-17 23:00 | 4752 | 7 | 17 | 24 | 0 | 0 | 7.7516 | 8089.18 | 0 | 0 | 0 | 0 | 0 | 0 | 0 | 7.7516 | 8089.18 | 0 | 0 | 0 | 0 | 0 | 0 | 0 | 7.7516 | 8089.18 | 0 | 0 | 0 | 0 | 0 | 0 | 0 | 7.7516 | 7.7516 | 7.7516
[20 empty] | 2020-07-18 | 4753 | 7 | 18 | 1 | 0 | 0 | 7.7516 | 8015.86 | 0 | 0 | 0 | 0 | 0 | 0 | 0 | 7.7516 | 8015.86 | 0 | 0 | 0 | 0 | 0 | 0 | 0 | 7.7516 | 8015.86 | 0 | 0 | 0 | 0 | 0 | 0 | 0 | 7.7516 | 7.7516 | 7.7516
[20 empty] | 2020-07-18 01:00 | 4754 | 7 | 18 | 2 | 0 | 0 | 7.7516 | 8015.86 | 0 | 0 | 0 | 0 | 0 | 0 | 0 | 7.7516 | 8015.86 | 0 | 0 | 0 | 0 | 0 | 0 | 0 | 7.7516 | 8015.86 | 0 | 0 | 0 | 0 | 0 | 0 | 0 | 7.7516 | 7.7516 | 7.7516
[20 empty] | 2020-07-18 02:00 | 4755 | 7 | 18 | 3 | 0 | 0 | 7.7516 | 8309.16 | 0 | 0 | 0 | 0 | 0 | 0 | 0 | 7.7516 | 8309.16 | 0 | 0 | 0 | 0 | 0 | 0 | 0 | 7.7516 | 8309.16 | 0 | 0 | 0 | 0 | 0 | 0 | 0 | 7.7516 | 7.7516 | 7.7516
[20 empty] | 2020-07-18 03:00 | 4756 | 7 | 18 | 4 | 0 | 0 | 22.0608 | 8455.81 | 10.5942 | 36.1474 | 0 | 0 | 0 | 75378.3 | 0 | 22.0608 | 8455.81 | 10.5942 | 36.1474 | 0 | 0 | 0 | 75378.3 | 0 | 22.0608 | 8455.81 | 10.5942 | 36.1474 | 0 | 0 | 0 | 75378.2 | 0 | 22.0608 | 22.0608 | 22.0608
[20 empty] | 2020-07-18 04:00 | 4757 | 7 | 18 | 5 | 0 | 0 | 7.7516 | 8455.81 | 0 | 0 | 0 | 0 | 0 | 0 | 0 | 7.7516 | 8455.81 | 0 | 0 | 0 | 0 | 0 | 0 | 0 | 7.7516 | 8455.81 | 0 | 0 | 0 | 0 | 0 | 0 | 0 | 7.7516 | 7.7516 | 7.7516
[20 empty] | 2020-07-18 05:00 | 4758 | 7 | 18 | 6 | 3793.467 | 3.7935 | 7.481 | 8235.83 | 0 | 0 | 0 | 0 | 0 | 0 | 0 | 7.4679 | 8235.83 | 0 | 0 | 0 | 0 | 0 | 0 | 0 | 7.4679 | 8235.83 | 0 | 0 | 0 | 0 | 0 | 0 | 0 | 3.6876 | 3.6744 | 3.6744
[20 empty] | 2020-07-18 06:00 | 4759 | 7 | 18 | 7 | 16966.668 | 16.9667 | 7.4679 | 8015.86 | 0 | 0 | 0 | 0 | 0 | 0 | 0 | 7.4679 | 8015.86 | 0 | 0 | 0 | 0 | 0 | 0 | 0 | 7.4679 | 8015.86 | 0 | 0 | 0 | 0 | 0 | 0 | 0 | -9.4988 | -9.4988 | -9.4988
[20 empty] | 2020-07-18 07:00 | 4760 | 7 | 18 | 8 | 19776.505 | 19.7765 | 22.4761 | 8015.86 | 11.2932 | 38.5324 | 0 | 0 | 0 | 75018.3 | 0 | 32.5863 | 8015.86 | 19.8565 | 67.7504 | 0 | 0 | 0 | 132097 | 0 | 44.6096 | 8015.86 | 29.999 | 102.3566 | 0 | 0 | 0 | 199688 | 0 | 2.6996 | 12.8098 | 24.8331
[20 empty] | 2020-07-18 08:00 | 4761 | 7 | 18 | 9 | 27736.58 | 27.7366 | 26.2294 | 7795.88 | 15.9395 | 54.3856 | 0 | 0 | 0 | 103035 | 0 | 29.7515 | 7795.88 | 17.8866 | 61.0291 | 0 | 0 | 0 | 114778 | -63.4534 | 31.8194 | 7795.88 | 19.5422 | 66.678 | 0 | 0 | 0 | 124827 | -186.714 | -1.5072 | 2.0149 | 4.0828
[20 empty] | 2020-07-18 09:00 | 4762 | 7 | 18 | 10 | 184639.127 | 184.6391 | 28.027 | 7502.58 | 16.5498 | 56.4679 | 0 | 0 | 0 | 100924 | -130.03 | 30.7275 | 7502.58 | 18.786 | 64.0978 | 0 | 0 | 0 | 114548 | -253.394 | 54.5851 | 7502.58 | 39.1071 | 133.4334 | 0 | 0 | 0 | 239421 | -360.053 | -156.6121 | -153.9116 | -130.054
[20 empty] | 2020-07-18 10:00 | 4763 | 7 | 18 | 11 | 222251.549 | 222.2515 | 28.192 | 7502.58 | 16.6912 | 56.9504 | 0 | 0 | 0 | 101686 | -75.736 | 37.2269 | 7502.58 | 24.37 | 83.1504 | 0 | 0 | 0 | 148943 | -112.558 | 40.7437 | 7502.58 | 27.2721 | 93.0524 | 0 | 0 | 0 | 166191 | -243.084 | -194.0595 | -185.0246 | -181.5078
[20 empty] | 2020-07-18 11:00 | 4764 | 7 | 18 | 12 | 85244.353 | 85.2444 | 28.6875 | 7429.25 | 17.1769 | 58.6076 | 0 | 0 | 0 | 103443 | -113.618 | 51.1046 | 7429.25 | 36.3588 | 124.0562 | 0 | 0 | 0 | 219891 | -204.08 | 56.5521 | 7429.25 | 40.9373 | 139.6781 | 0 | 0 | 0 | 247353 | -325.366 | -56.5569 | -34.1398 | -28.6923
[20 empty] | 2020-07-18 12:00 | 4765 | 7 | 18 | 13 | 213066.899 | 213.0669 | 44.1797 | 7575.9 | 28.9558 | 98.7972 | 0 | 0 | 0 | 179069 | -90.1528 | 66.0841 | 7575.9 | 47.636 | 162.534 | 0 | 0 | 0 | 294384 | -196.331 | 71.4305 | 7575.9 | 52.1145 | 177.8147 | 0 | 0 | 0 | 322034 | -330.611 | -168.8872 | -146.9828 | -141.6364
[20 empty] | 2020-07-18 13:00 | 4766 | 7 | 18 | 14 | 196011.428 | 196.0114 | 40.099 | 7575.9 | 26.8806 | 91.7166 | 0 | 0 | 0 | 167303 | -122.747 | 50.4025 | 7575.9 | 35.6542 | 121.6521 | 0 | 0 | 0 | 220007 | -259.308 | 55.8607 | 7575.9 | 40.2309 | 137.2678 | 0 | 0 | 0 | 248270 | -360.602 | -155.9124 | -145.6089 | -140.1507
[20 empty] | 2020-07-18 14:00 | 4767 | 7 | 18 | 15 | 224360.946 | 224.3609 | 39.5113 | 7722.55 | 26.3126 | 89.7786 | 0 | 0 | 0 | 166151 | -92.2096 | 49.7545 | 7722.55 | 35.0138 | 119.4671 | 0 | 0 | 0 | 221137 | -182.082 | 55.1319 | 7722.55 | 39.5142 | 134.8225 | 0 | 0 | 0 | 249588 | -258.629 | -184.8496 | -174.6064 | -169.229
[20 empty] | 2020-07-18 15:00 | 4768 | 7 | 18 | 16 | 180980.993 | 180.981 | 44.7201 | 7869.21 | 30.7109 | 104.7856 | 0 | 0 | 0 | 199041 | -115.844 | 49.3961 | 7869.21 | 34.6331 | 118.1681 | 0 | 0 | 0 | 223939 | -228.975 | 54.8217 | 7869.21 | 39.1626 | 133.6228 | 0 | 0 | 0 | 253255 | -290.069 | -136.2609 | -131.5849 | -126.1593
[20 empty] | 2020-07-18 16:00 | 4769 | 7 | 18 | 17 | 125878.704 | 125.8787 | 33.3773 | 7869.21 | 21.072 | 71.8977 | 0 | 0 | 0 | 136312 | -95.4917 | 49.653 | 7869.21 | 34.8439 | 118.8874 | 0 | 0 | 0 | 225382 | -169.22 | 55.2385 | 7869.21 | 39.5039 | 134.7873 | 0 | 0 | 0 | 255555 | -171.873 | -92.5014 | -76.2257 | -70.6402
[20 empty] | 2020-07-18 17:00 | 4770 | 7 | 18 | 18 | 63265.353 | 63.2654 | 61.943 | 7722.55 | 44.1035 | 150.4811 | 0 | 0 | 0 | 280080 | -154.773 | 67.1274 | 7722.55 | 48.4517 | 165.3172 | 0 | 0 | 0 | 306865 | -155.171 | 73.7963 | 7722.55 | 54.0106 | 184.2842 | 0 | 0 | 0 | 342037 | -155.652 | -1.3224 | 3.862 | 10.5309
[20 empty] | 2020-07-18 18:00 | 4771 | 7 | 18 | 19 | 14228.843 | 14.2288 | 30.3825 | 7795.88 | 18.5243 | 63.2049 | 0 | 0 | 0 | 118451 | -15.0314 | 51.153 | 7795.88 | 36.2032 | 123.5253 | 0 | 0 | 0 | 231568 | -50.843 | 57.3029 | 7795.88 | 41.3343 | 141.0326 | 0 | 0 | 0 | 264415 | -56.6579 | 16.1537 | 36.9242 | 43.0741
[20 empty] | 2020-07-18 19:00 | 4772 | 7 | 18 | 20 | 0 | 0 | 28.257 | 7795.88 | 16.532 | 56.4072 | 0 | 0 | 0 | 106316 | -1.3913 | 43.3133 | 7795.88 | 29.3135 | 100.0177 | 0 | 0 | 0 | 187467 | -1.8078 | 54.7137 | 7795.88 | 39.0074 | 133.0932 | 0 | 0 | 0 | 249535 | -4.2197 | 28.257 | 43.3133 | 54.7137
[20 empty] | 2020-07-18 20:00 | 4773 | 7 | 18 | 21 | 0 | 0 | 17.0038 | 7942.53 | 7.8486 | 26.7793 | 0 | 0 | 0 | 51366 | 0 | 18.0293 | 7942.53 | 8.7297 | 29.7857 | 0 | 0 | 0 | 57146.3 | 0 | 50.8075 | 7942.53 | 36.6195 | 124.9457 | 0 | 0 | 0 | 239775 | 0 | 17.0038 | 18.0293 | 50.8075
[20 empty] | 2020-07-18 21:00 | 4774 | 7 | 18 | 22 | 0 | 0 | 22.9472 | 7869.21 | 11.4806 | 39.1718 | 0 | 0 | 0 | 74722.9 | 0 | 45.61 | 7869.21 | 30.7614 | 104.9579 | 0 | 0 | 0 | 200039 | 0 | 47.4979 | 7869.21 | 32.3571 | 110.4024 | 0 | 0 | 0 | 209719 | 0 | 22.9472 | 45.61 | 47.4979
[20 empty] | 2020-07-18 22:00 | 4775 | 7 | 18 | 23 | 0 | 0 | 7.7516 | 7869.21 | 0 | 0 | 0 | 0 | 0 | 0 | 0 | 18.0453 | 7869.21 | 8.7463 | 29.8423 | 0 | 0 | 0 | 56553.7 | 0 | 19.0408 | 7869.21 | 9.5856 | 32.7061 | 0 | 0 | 0 | 61974.7 | 0 | 7.7516 | 18.0453 | 19.0408
[20 empty] | 2020-07-18 23:00 | 4776 | 7 | 18 | 24 | 0 | 0 | 7.3463 | 7942.53 | 0 | 0 | 0 | 0 | 0 | 0 | 0 | 7.3463 | 7942.53 | 0 | 0 | 0 | 0 | 0 | 0 | 0 | 7.3463 | 7942.53 | 0 | 0 | 0 | 0 | 0 | 0 | 0 | 7.3463 | 7.3463 | 7.3463
[20 empty] | 2020-07-19 | 4777 | 7 | 19 | 1 | 0 | 0 | 7.3463 | 8015.86 | 0 | 0 | 0 | 0 | 0 | 0 | 0 | 7.3463 | 8015.86 | 0 | 0 | 0 | 0 | 0 | 0 | 0 | 7.3463 | 8015.86 | 0 | 0 | 0 | 0 | 0 | 0 | 0 | 7.3463 | 7.3463 | 7.3463
[20 empty] | 2020-07-19 01:00 | 4778 | 7 | 19 | 2 | 0 | 0 | 7.3463 | 8015.86 | 0 | 0 | 0 | 0 | 0 | 0 | 0 | 7.3463 | 8015.86 | 0 | 0 | 0 | 0 | 0 | 0 | 0 | 7.3463 | 8015.86 | 0 | 0 | 0 | 0 | 0 | 0 | 0 | 7.3463 | 7.3463 | 7.3463
[20 empty] | 2020-07-19 02:00 | 4779 | 7 | 19 | 3 | 0 | 0 | 22.0325 | 8162.51 | 10.9712 | 37.4337 | 0 | 0 | 0 | 74824.6 | 0 | 22.0325 | 8162.51 | 10.9712 | 37.4337 | 0 | 0 | 0 | 74824.8 | 0 | 22.0325 | 8162.51 | 10.9712 | 37.4337 | 0 | 0 | 0 | 74824.3 | 0 | 22.0325 | 22.0325 | 22.0325
[20 empty] | 2020-07-19 03:00 | 4780 | 7 | 19 | 4 | 0 | 0 | 108.732 | 8235.83 | 77.2252 | 263.4924 | 0 | 0 | 0 | 553122 | 0 | 116.878 | 8235.83 | 83.6418 | 285.3858 | 0 | 0 | 0 | 597421 | 0 | 78.3357 | 8235.83 | 54.9812 | 187.5959 | 0 | 0 | 0 | 389169 | 0 | 108.732 | 116.878 | 78.3357
[20 empty] | 2020-07-19 04:00 | 4781 | 7 | 19 | 5 | 0 | 0 | 142.206 | 8235.83 | 101.121 | 345.0249 | 0 | 0 | 0 | 709742 | 0 | 109.48 | 8235.83 | 76.567 | 261.2466 | 0 | 0 | 0 | 536286 | 0 | 119.937 | 8235.83 | 84.9478 | 289.8419 | 0 | 0 | 0 | 596543 | 0 | 142.206 | 109.48 | 119.937
[20 empty] | 2020-07-19 05:00 | 4782 | 7 | 19 | 6 | 11721.325 | 11.7213 | 139.423 | 30450.7 | 98.5641 | 336.3007 | 0 | 0 | 0 | 668851 | 0 | 150.184 | 30450.7 | 107.378 | 366.3737 | 0 | 0 | 0 | 726811 | 0 | 158.36 | 30450.7 | 114.051 | 389.142 | 0 | 0 | 0 | 771602 | 0 | 127.7017 | 138.4627 | 146.6387
[20 empty] | 2020-07-19 06:00 | 4783 | 7 | 19 | 7 | 53512.376 | 53.5124 | 277.745 | 79939 | 173.933 | 593.4594 | 0 | 0 | 0 | 1438730 | -14.2321 | 288.872 | 79939 | 183.449 | 625.928 | 0 | 0 | 0 | 1499200 | -18.793 | 297.763 | 79939 | 191.241 | 652.5143 | 0 | 0 | 0 | 1545990 | -31.4759 | 224.2326 | 235.3596 | 244.2506
[20 empty] | 2020-07-19 07:00 | 4784 | 7 | 19 | 8 | 124472.323 | 124.4723 | 301.32 | 79939 | 180.61 | 616.2413 | 0 | 0 | 0 | 1502390 | -10.0831 | 312.327 | 79939 | 190.044 | 648.4301 | 0 | 0 | 0 | 1557740 | -10.0831 | 322.277 | 79939 | 198.577 | 677.5447 | 0 | 0 | 0 | 1610730 | -10.0826 | 176.8477 | 187.8547 | 197.8047
[20 empty] | 2020-07-19 08:00 | 4785 | 7 | 19 | 9 | 177498.085 | 177.4981 | 317.28 | 54935.4 | 193.385 | 659.8296 | 0 | 0 | 0 | 1639260 | 0 | 327.997 | 54935.4 | 202.58 | 691.203 | 0 | 0 | 0 | 1691950 | 0 | 338.222 | 54935.4 | 211.223 | 720.6929 | 0 | 0 | 0 | 1744980 | 0 | 139.7819 | 150.4989 | 160.7239
[20 empty] | 2020-07-19 09:00 | 4786 | 7 | 19 | 10 | 218843.94 | 218.8439 | 334.521 | 54568.6 | 207.564 | 708.2084 | 0 | 0 | 0 | 1711250 | -15.2575 | 346.51 | 54568.6 | 217.573 | 742.3591 | 0 | 0 | 0 | 1769080 | -15.2772 | 358.144 | 54568.6 | 227.163 | 775.0802 | 0 | 0 | 0 | 1827910 | -15.2454 | 115.6771 | 127.6661 | 139.3001
[20 empty] | 2020-07-19 10:00 | 4787 | 7 | 19 | 11 | 251160.236 | 251.1602 | 317.937 | 126659 | 203.533 | 694.4546 | 0 | 0 | 0 | 1655380 | -3.1543 | 330.19 | 126659 | 213.714 | 729.1922 | 0 | 0 | 0 | 1714620 | -3.1526 | 342.137 | 126659 | 223.501 | 762.5854 | 0 | 0 | 0 | 1775440 | -3.1515 | 66.7768 | 79.0298 | 90.9768
[20 empty] | 2020-07-19 11:00 | 4788 | 7 | 19 | 12 | 267479.987 | 267.48 | 344.67 | 126659 | 217.741 | 742.9323 | 0 | 0 | 0 | 1775030 | -5.3818 | 358.115 | 126659 | 228.838 | 780.7953 | 0 | 0 | 0 | 1838180 | -5.3822 | 371.139 | 126659 | 239.469 | 817.0682 | 0 | 0 | 0 | 1902220 | -5.3818 | 77.19 | 90.635 | 103.659
[20 empty] | 2020-07-19 12:00 | 4789 | 7 | 19 | 13 | 270941.315 | 270.9413 | 316.85 | 83571.6 | 225.049 | 767.8672 | 0 | 0 | 0 | 1827470 | 0 | 330.518 | 83571.6 | 236.4 | 806.5968 | 0 | 0 | 0 | 1891770 | 0 | 344.711 | 83571.6 | 248.073 | 846.4251 | 0 | 0 | 0 | 1959440 | 0 | 45.9087 | 59.5767 | 73.7697
[20 empty] | 2020-07-19 13:00 | 4790 | 7 | 19 | 14 | 256118.518 | 256.1185 | 311.898 | 54201.8 | 224.788 | 766.9767 | 0 | 0 | 0 | 1827470 | 0 | 326.63 | 54201.8 | 236.804 | 807.9752 | 0 | 0 | 0 | 1899960 | 0 | 341.778 | 54201.8 | 249.115 | 849.9804 | 0 | 0 | 0 | 1975040 | 0 | 55.7795 | 70.5115 | 85.6595
[20 empty] | 2020-07-19 14:00 | 4791 | 7 | 19 | 15 | 226133.416 | 226.1334 | 277.423 | 54935.4 | 197.233 | 672.959 | 0 | 0 | 0 | 1683740 | 0 | 290.122 | 54935.4 | 207.724 | 708.7543 | 0 | 0 | 0 | 1751120 | 0 | 302.699 | 54935.4 | 217.973 | 743.7239 | 0 | 0 | 0 | 1821500 | 0 | 51.2896 | 63.9886 | 76.5656
[20 empty] | 2020-07-19 15:00 | 4792 | 7 | 19 | 16 | 181719.199 | 181.7192 | 227.428 | 30084 | 180.775 | 616.8043 | 0 | 0 | 0 | 1464280 | -600.392 | 239.46 | 30084 | 191.06 | 651.8967 | 0 | 0 | 0 | 1527070 | -616.217 | 250.175 | 30084 | 200.179 | 683.0107 | 0 | 0 | 0 | 1583530 | -687.905 | 45.7088 | 57.7408 | 68.4558
[20 empty] | 2020-07-19 16:00 | 4793 | 7 | 19 | 17 | 123193.586 | 123.1936 | 11.6555 | 30524.1 | 0 | 0 | 0 | 0 | 0 | 0 | 0 | 11.6555 | 30524.1 | 0 | 0 | 0 | 0 | 0 | 0 | 0 | 11.6555 | 30524.1 | 0 | 0 | 0 | 0 | 0 | 0 | 0 | -111.5381 | -111.5381 | -111.5381
[20 empty] | 2020-07-19 17:00 | 4794 | 7 | 19 | 18 | 59852.117 | 59.8521 | 12.2635 | 30890.8 | 0 | 0 | 0 | 0 | 0 | 0 | 0 | 12.2635 | 30890.8 | 0 | 0 | 0 | 0 | 0 | 0 | 0 | 12.2635 | 30890.8 | 0 | 0 | 0 | 0 | 0 | 0 | 0 | -47.5886 | -47.5886 | -47.5886
[20 empty] | 2020-07-19 18:00 | 4795 | 7 | 19 | 19 | 13086.766 | 13.0868 | 8.8655 | 31037.5 | 0 | 0 | 0 | 0 | 0 | 0 | 0 | 8.8655 | 31037.5 | 0 | 0 | 0 | 0 | 0 | 0 | 0 | 8.8655 | 31037.5 | 0 | 0 | 0 | 0 | 0 | 0 | 0 | -4.2213 | -4.2213 | -4.2213
[20 empty] | 2020-07-19 19:00 | 4796 | 7 | 19 | 20 | 0 | 0 | 22.7662 | 8529.14 | 10.1857 | 34.7536 | 0 | 0 | 0 | 74086.5 | 0 | 22.7662 | 8529.14 | 10.1857 | 34.7536 | 0 | 0 | 0 | 74086.5 | 0 | 22.7662 | 8529.14 | 10.1856 | 34.7533 | 0 | 0 | 0 | 74086.2 | 0 | 22.7662 | 22.7662 | 22.7662
[20 empty] | 2020-07-19 20:00 | 4797 | 7 | 19 | 21 | 0 | 0 | 8.8655 | 8529.14 | 0 | 0 | 0 | 0 | 0 | 0 | 0 | 8.8655 | 8529.14 | 0 | 0 | 0 | 0 | 0 | 0 | 0 | 8.8655 | 8529.14 | 0 | 0 | 0 | 0 | 0 | 0 | 0 | 8.8655 | 8.8655 | 8.8655
[20 empty] | 2020-07-19 21:00 | 4798 | 7 | 19 | 22 | 0 | 0 | 8.8655 | 8455.81 | 0 | 0 | 0 | 0 | 0 | 0 | 0 | 8.8655 | 8455.81 | 0 | 0 | 0 | 0 | 0 | 0 | 0 | 8.8655 | 8455.81 | 0 | 0 | 0 | 0 | 0 | 0 | 0 | 8.8655 | 8.8655 | 8.8655
[20 empty] | 2020-07-19 22:00 | 4799 | 7 | 19 | 23 | 0 | 0 | 8.8655 | 8455.81 | 0 | 0 | 0 | 0 | 0 | 0 | 0 | 8.8655 | 8455.81 | 0 | 0 | 0 | 0 | 0 | 0 | 0 | 8.8655 | 8455.81 | 0 | 0 | 0 | 0 | 0 | 0 | 0 | 8.8655 | 8.8655 | 8.8655
[20 empty] | 2020-07-19 23:00 | 4800 | 7 | 19 | 24 | 0 | 0 | 21.6281 | 8455.81 | 10.5668 | 36.0539 | 0 | 0 | 0 | 75469.6 | 0 | 21.6281 | 8455.81 | 10.5668 | 36.0539 | 0 | 0 | 0 | 75469.6 | 0 | 21.628 | 8455.81 | 10.5667 | 36.0536 | 0 | 0 | 0 | 75469.3 | 0 | 21.6281 | 21.6281 | 21.628
[20 empty] | 2020-07-20 | 4801 | 7 | 20 | 1 | 0 | 0 | 7.3463 | 8455.81 | 0 | 0 | 0 | 0 | 0 | 0 | 0 | 7.3463 | 8455.81 | 0 | 0 | 0 | 0 | 0 | 0 | 0 | 7.3463 | 8455.81 | 0 | 0 | 0 | 0 | 0 | 0 | 0 | 7.3463 | 7.3463 | 7.3463
[20 empty] | 2020-07-20 01:00 | 4802 | 7 | 20 | 2 | 0 | 0 | 7.3463 | 8455.81 | 0 | 0 | 0 | 0 | 0 | 0 | 0 | 7.3463 | 8455.81 | 0 | 0 | 0 | 0 | 0 | 0 | 0 | 7.3463 | 8455.81 | 0 | 0 | 0 | 0 | 0 | 0 | 0 | 7.3463 | 7.3463 | 7.3463
[20 empty] | 2020-07-20 02:00 | 4803 | 7 | 20 | 3 | 0 | 0 | 7.3463 | 8455.81 | 0 | 0 | 0 | 0 | 0 | 0 | 0 | 7.3463 | 8455.81 | 0 | 0 | 0 | 0 | 0 | 0 | 0 | 7.3463 | 8455.81 | 0 | 0 | 0 | 0 | 0 | 0 | 0 | 7.3463 | 7.3463 | 7.3463
[20 empty] | 2020-07-20 03:00 | 4804 | 7 | 20 | 4 | 0 | 0 | 68.4376 | 8529.14 | 46.8375 | 159.8096 | 0 | 0 | 0 | 338701 | 0 | 70.2001 | 8529.14 | 48.3923 | 165.1145 | 0 | 0 | 0 | 349942 | 0 | 44.161 | 8529.14 | 27.7798 | 94.7847 | 0 | 0 | 0 | 200688 | 0 | 68.4376 | 70.2001 | 44.161
[20 empty] | 2020-07-20 04:00 | 4805 | 7 | 20 | 5 | 0 | 0 | 50.9823 | 8529.14 | 32.7002 | 111.5731 | 0 | 0 | 0 | 234531 | 0 | 52.0595 | 8529.14 | 33.7159 | 115.0387 | 0 | 0 | 0 | 241831 | 0 | 29.0627 | 8529.14 | 15.4529 | 52.7253 | 0 | 0 | 0 | 110815 | 0 | 50.9823 | 52.0595 | 29.0627
[20 empty] | 2020-07-20 05:00 | 4806 | 7 | 20 | 6 | 10734.369 | 10.7344 | 110.494 | 30890.8 | 76.9177 | 262.4432 | 0 | 0 | 0 | 554152 | 0 | 113.216 | 30890.8 | 79.0785 | 269.8158 | 0 | 0 | 0 | 569755 | 0 | 121.816 | 30890.8 | 86.7203 | 295.8897 | 0 | 0 | 0 | 626027 | 0 | 99.7596 | 102.4816 | 111.0816
[20 empty] | 2020-07-20 06:00 | 4807 | 7 | 20 | 7 | 59978.259 | 59.9783 | 215.968 | 80672.8 | 120.385 | 410.7536 | 0 | 0 | 0 | 917016 | -9.174 | 220.307 | 80672.8 | 124.691 | 425.4457 | 0 | 0 | 0 | 931201 | -9.1743 | 226.586 | 80672.8 | 130.761 | 446.1565 | 0 | 0 | 0 | 982976 | -9.1741 | 155.9897 | 160.3287 | 166.6077
[20 empty] | 2020-07-20 07:00 | 4808 | 7 | 20 | 8 | 124304.987 | 124.305 | 232.733 | 80672.8 | 123.132 | 420.1264 | 0 | 0 | 0 | 953190 | -5.641 | 237.233 | 80672.8 | 127.858 | 436.2515 | 0 | 0 | 0 | 970827 | -5.6418 | 242.856 | 80672.8 | 133.188 | 454.4375 | 0 | 0 | 0 | 1016290 | -5.6414 | 108.428 | 112.928 | 118.551
[20 empty] | 2020-07-20 08:00 | 4809 | 7 | 20 | 9 | 177772.731 | 177.7727 | 226.793 | 55815.7 | 114.401 | 390.3362 | 0 | 0 | 0 | 857257 | 0 | 229.818 | 55815.7 | 117.464 | 400.7872 | 0 | 0 | 0 | 873857 | 0 | 235.239 | 55815.7 | 122.665 | 418.533 | 0 | 0 | 0 | 915912 | 0 | 49.0203 | 52.0453 | 57.4663
[20 empty] | 2020-07-20 09:00 | 4810 | 7 | 20 | 10 | 219383.581 | 219.3836 | 232.179 | 55742.3 | 117.367 | 400.4562 | 0 | 0 | 0 | 880705 | -27.687 | 236.554 | 55742.3 | 121.573 | 414.8071 | 0 | 0 | 0 | 899022 | -27.6836 | 241.674 | 55742.3 | 126.476 | 431.5361 | 0 | 0 | 0 | 942997 | -27.6577 | 12.7954 | 17.1704 | 22.2904
[20 empty] | 2020-07-20 10:00 | 4811 | 7 | 20 | 11 | 249270.659 | 249.2707 | 208.073 | 126659 | 106.141 | 362.1531 | 0 | 0 | 0 | 786002 | -1.737 | 212.017 | 126659 | 109.744 | 374.4465 | 0 | 0 | 0 | 808379 | -1.7367 | 217.82 | 126659 | 115.059 | 392.5813 | 0 | 0 | 0 | 852291 | -1.7361 | -41.1977 | -37.2537 | -31.4507
[20 empty] | 2020-07-20 11:00 | 4812 | 7 | 20 | 12 | 266260.415 | 266.2604 | 232.818 | 126659 | 118.079 | 402.8855 | 0 | 0 | 0 | 877203 | -5.423 | 238.1 | 126659 | 123.005 | 419.6931 | 0 | 0 | 0 | 900184 | -5.423 | 243.596 | 126659 | 128.091 | 437.0465 | 0 | 0 | 0 | 945704 | -5.4227 | -33.4424 | -28.1604 | -22.6644
[20 empty] | 2020-07-20 12:00 | 4813 | 7 | 20 | 13 | 267793.1 | 267.7931 | 193.155 | 87545.1 | 113.869 | 388.521 | 0 | 0 | 0 | 844364 | 0 | 197.864 | 87545.1 | 118.216 | 403.353 | 0 | 0 | 0 | 868554 | 0 | 203.577 | 87545.1 | 123.574 | 421.6345 | 0 | 0 | 0 | 914645 | 0 | -74.6381 | -69.9291 | -64.2161
[20 empty] | 2020-07-20 13:00 | 4814 | 7 | 20 | 14 | 109197.937 | 109.1979 | 186.254 | 55742.3 | 112.49 | 383.8159 | 0 | 0 | 0 | 830157 | 0 | 191.085 | 55742.3 | 116.962 | 399.0743 | 0 | 0 | 0 | 857139 | 0 | 197.26 | 55742.3 | 122.704 | 418.666 | 0 | 0 | 0 | 903451 | 0 | 77.0561 | 81.8871 | 88.0621
[20 empty] | 2020-07-20 14:00 | 4815 | 7 | 20 | 15 | 115246.8 | 115.2468 | 163.328 | 55742.3 | 95.0229 | 324.2181 | 0 | 0 | 0 | 689636 | 0 | 167.401 | 55742.3 | 98.6226 | 336.5003 | 0 | 0 | 0 | 714147 | 0 | 173.484 | 55742.3 | 104.164 | 355.4076 | 0 | 0 | 0 | 754805 | 0 | 48.0812 | 52.1542 | 58.2372
[20 empty] | 2020-07-20 15:00 | 4816 | 7 | 20 | 16 | 175424.583 | 175.4246 | 119.348 | 30890.8 | 81.9563 | 279.6349 | 0 | 0 | 0 | 590406 | -297.222 | 122.97 | 30890.8 | 84.9819 | 289.9582 | 0 | 0 | 0 | 612141 | -302.401 | 127.714 | 30890.8 | 88.9258 | 303.4148 | 0 | 0 | 0 | 640485 | -405.949 | -56.0766 | -52.4546 | -47.7106
[20 empty] | 2020-07-20 16:00 | 4817 | 7 | 20 | 17 | 120939.738 | 120.9397 | 11.6555 | 30890.8 | 0 | 0 | 0 | 0 | 0 | 0 | 0 | 11.6555 | 30890.8 | 0 | 0 | 0 | 0 | 0 | 0 | 0 | 11.6555 | 30890.8 | 0 | 0 | 0 | 0 | 0 | 0 | 0 | -109.2842 | -109.2842 | -109.2842
[20 empty] | 2020-07-20 17:00 | 4818 | 7 | 20 | 18 | 40660.477 | 40.6605 | 12.2635 | 30890.8 | 0 | 0 | 0 | 0 | 0 | 0 | 0 | 12.2635 | 30890.8 | 0 | 0 | 0 | 0 | 0 | 0 | 0 | 12.2635 | 30890.8 | 0 | 0 | 0 | 0 | 0 | 0 | 0 | -28.397 | -28.397 | -28.397
[20 empty] | 2020-07-20 18:00 | 4819 | 7 | 20 | 19 | 10785.125 | 10.7851 | 8.8655 | 31037.5 | 0 | 0 | 0 | 0 | 0 | 0 | 0 | 8.8655 | 31037.5 | 0 | 0 | 0 | 0 | 0 | 0 | 0 | 8.8655 | 31037.5 | 0 | 0 | 0 | 0 | 0 | 0 | 0 | -1.9196 | -1.9196 | -1.9196
[20 empty] | 2020-07-20 19:00 | 4820 | 7 | 20 | 20 | 0 | 0 | 22.7984 | 8675.79 | 10.2179 | 34.8635 | 0 | 0 | 0 | 75450.7 | 0 | 22.7984 | 8675.79 | 10.2179 | 34.8635 | 0 | 0 | 0 | 75450.7 | 0 | 22.7984 | 8675.79 | 10.2179 | 34.8635 | 0 | 0 | 0 | 75450.5 | 0 | 22.7984 | 22.7984 | 22.7984
[20 empty] | 2020-07-20 20:00 | 4821 | 7 | 20 | 21 | 0 | 0 | 8.8655 | 8749.11 | 0 | 0 | 0 | 0 | 0 | 0 | 0 | 8.8655 | 8749.11 | 0 | 0 | 0 | 0 | 0 | 0 | 0 | 8.8655 | 8749.11 | 0 | 0 | 0 | 0 | 0 | 0 | 0 | 8.8655 | 8.8655 | 8.8655
[20 empty] | 2020-07-20 21:00 | 4822 | 7 | 20 | 22 | 0 | 0 | 8.8655 | 8749.11 | 0 | 0 | 0 | 0 | 0 | 0 | 0 | 8.8655 | 8749.11 | 0 | 0 | 0 | 0 | 0 | 0 | 0 | 8.8655 | 8749.11 | 0 | 0 | 0 | 0 | 0 | 0 | 0 | 8.8655 | 8.8655 | 8.8655
[20 empty] | 2020-07-20 22:00 | 4823 | 7 | 20 | 23 | 0 | 0 | 8.8655 | 8749.11 | 0 | 0 | 0 | 0 | 0 | 0 | 0 | 8.8655 | 8749.11 | 0 | 0 | 0 | 0 | 0 | 0 | 0 | 8.8655 | 8749.11 | 0 | 0 | 0 | 0 | 0 | 0 | 0 | 8.8655 | 8.8655 | 8.8655
[20 empty] | 2020-07-20 23:00 | 4824 | 7 | 20 | 24 | 0 | 0 | 21.2012 | 8749.11 | 10.1399 | 34.5973 | 0 | 0 | 0 | 75631.3 | 0 | 21.2012 | 8749.11 | 10.1399 | 34.5973 | 0 | 0 | 0 | 75631.2 | 0 | 21.2012 | 8749.11 | 10.1399 | 34.5973 | 0 | 0 | 0 | 75630.9 | 0 | 21.2012 | 21.2012 | 21.2012
[20 empty] | 2020-07-21 | 4825 | 7 | 21 | 1 | 0 | 0 | 7.3463 | 8749.11 | 0 | 0 | 0 | 0 | 0 | 0 | 0 | 7.3463 | 8749.11 | 0 | 0 | 0 | 0 | 0 | 0 | 0 | 7.3463 | 8749.11 | 0 | 0 | 0 | 0 | 0 | 0 | 0 | 7.3463 | 7.3463 | 7.3463
[20 empty] | 2020-07-21 01:00 | 4826 | 7 | 21 | 2 | 0 | 0 | 7.3463 | 8749.11 | 0 | 0 | 0 | 0 | 0 | 0 | 0 | 7.3463 | 8749.11 | 0 | 0 | 0 | 0 | 0 | 0 | 0 | 7.3463 | 8749.11 | 0 | 0 | 0 | 0 | 0 | 0 | 0 | 7.3463 | 7.3463 | 7.3463
[20 empty] | 2020-07-21 02:00 | 4827 | 7 | 21 | 3 | 0 | 0 | 7.3463 | 8822.44 | 0 | 0 | 0 | 0 | 0 | 0 | 0 | 7.3463 | 8822.44 | 0 | 0 | 0 | 0 | 0 | 0 | 0 | 7.3463 | 8822.44 | 0 | 0 | 0 | 0 | 0 | 0 | 0 | 7.3463 | 7.3463 | 7.3463
[20 empty] | 2020-07-21 03:00 | 4828 | 7 | 21 | 4 | 0 | 0 | 7.3463 | 8895.77 | 0 | 0 | 0 | 0 | 0 | 0 | 0 | 7.3463 | 8895.77 | 0 | 0 | 0 | 0 | 0 | 0 | 0 | 7.3463 | 8895.77 | 0 | 0 | 0 | 0 | 0 | 0 | 0 | 7.3463 | 7.3463 | 7.3463
[20 empty] | 2020-07-21 04:00 | 4829 | 7 | 21 | 5 | 0 | 0 | 22.4982 | 8895.77 | 9.9177 | 33.8392 | 0 | 0 | 0 | 75716.5 | 0 | 22.4982 | 8895.77 | 9.9177 | 33.8391 | 0 | 0 | 0 | 75716.3 | 0 | 22.4982 | 8895.77 | 9.9176 | 33.839 | 0 | 0 | 0 | 75716 | 0 | 22.4982 | 22.4982 | 22.4982
[20 empty] | 2020-07-21 05:00 | 4830 | 7 | 21 | 6 | 10279.239 | 10.2792 | 70.8437 | 31330.8 | 45.723 | 156.0069 | 0 | 0 | 0 | 348986 | 0 | 72.5589 | 31330.8 | 47.4946 | 162.0516 | 0 | 0 | 0 | 362506 | 0 | 75.8867 | 31330.8 | 50.7654 | 173.2115 | 0 | 0 | 0 | 387473 | 0 | 60.5645 | 62.2797 | 65.6075
[20 empty] | 2020-07-21 06:00 | 4831 | 7 | 21 | 7 | 48891.524 | 48.8915 | 149.485 | 81113 | 59.4557 | 202.8628 | 0 | 0 | 0 | 453891 | -4.6726 | 150.537 | 81113 | 60.7958 | 207.4353 | 0 | 0 | 0 | 464097 | -32.3816 | 153.291 | 81113 | 63.8588 | 217.8862 | 0 | 0 | 0 | 487459 | -114.903 | 100.5935 | 101.6455 | 104.3995
[20 empty] | 2020-07-21 07:00 | 4832 | 7 | 21 | 8 | 108429.167 | 108.4292 | 161.115 | 81113 | 59.7895 | 204.0018 | 0 | 0 | 0 | 456269 | -6.3185 | 161.8 | 81113 | 60.8722 | 207.6959 | 0 | 0 | 0 | 464531 | -6.3188 | 164.465 | 81113 | 63.87 | 217.9244 | 0 | 0 | 0 | 487407 | -6.319 | 52.6858 | 53.3708 | 56.0358
[20 empty] | 2020-07-21 08:00 | 4833 | 7 | 21 | 9 | 31996.016 | 31.996 | 178.459 | 56255.8 | 72.1176 | 246.0653 | 0 | 0 | 0 | 551660 | -8.3821 | 179.405 | 56255.8 | 73.4308 | 250.5459 | 0 | 0 | 0 | 561680 | -29.5346 | 182.219 | 56255.8 | 76.5908 | 261.3278 | 0 | 0 | 0 | 585793 | -39.7614 | 146.463 | 147.409 | 150.223
[20 empty] | 2020-07-21 09:00 | 4834 | 7 | 21 | 10 | 96015.681 | 96.0157 | 170.932 | 56402.5 | 63.5147 | 216.7122 | 0 | 0 | 0 | 485040 | -24.0445 | 173.374 | 56402.5 | 66.3459 | 226.3722 | 0 | 0 | 0 | 506652 | -24.0245 | 176.067 | 56402.5 | 69.359 | 236.6529 | 0 | 0 | 0 | 529653 | -23.9835 | 74.9163 | 77.3583 | 80.0513
[20 empty] | 2020-07-21 10:00 | 4835 | 7 | 21 | 11 | 142817.584 | 142.8176 | 147.635 | 126659 | 54.766 | 186.8616 | 0 | 0 | 0 | 418073 | 0 | 149.559 | 126659 | 55.6575 | 189.9034 | 0 | 0 | 0 | 424882 | -1.4036 | 152.19 | 126659 | 58.2982 | 198.9135 | 0 | 0 | 0 | 445036 | -13.3092 | 4.8174 | 6.7414 | 9.3724
[20 empty] | 2020-07-21 11:00 | 4836 | 7 | 21 | 12 | 147657.438 | 147.6574 | 156.88 | 126659 | 50.146 | 171.0982 | 0 | 0 | 0 | 382709 | -7.0062 | 157.518 | 126659 | 50.904 | 173.6844 | 0 | 0 | 0 | 388493 | -41.8616 | 159.493 | 126659 | 52.9513 | 180.6698 | 0 | 0 | 0 | 404117 | -84.8333 | 9.2226 | 9.8606 | 11.8356
[20 empty] | 2020-07-21 12:00 | 4837 | 7 | 21 | 13 | 39707.194 | 39.7072 | 112.662 | 89319.5 | 41.2579 | 140.772 | 0 | 0 | 0 | 314814 | 0 | 112.826 | 89319.5 | 41.7715 | 142.5244 | 0 | 0 | 0 | 318733 | 0 | 114.524 | 89319.5 | 43.5693 | 148.6585 | 0 | 0 | 0 | 332451 | 0 | 72.9548 | 73.1188 | 74.8168
[20 empty] | 2020-07-21 13:00 | 4838 | 7 | 21 | 14 | 218227.199 | 218.2272 | 103.362 | 56402.5 | 38.3403 | 130.8171 | 0 | 0 | 0 | 292645 | 0 | 103.879 | 56402.5 | 38.9442 | 132.8776 | 0 | 0 | 0 | 297254 | 0 | 105.689 | 56402.5 | 40.6847 | 138.8162 | 0 | 0 | 0 | 310539 | 0 | -114.8652 | -114.3482 | -112.5382
[20 empty] | 2020-07-21 14:00 | 4839 | 7 | 21 | 15 | 97431.643 | 97.4316 | 89.5116 | 56622.6 | 30.8233 | 105.1691 | 0 | 0 | 0 | 235269 | 0 | 89.8872 | 56622.6 | 31.1886 | 106.4155 | 0 | 0 | 0 | 238057 | 0 | 91.3275 | 56622.6 | 32.5533 | 111.0719 | 0 | 0 | 0 | 248474 | 0 | -7.92 | -7.5444 | -6.1041
[20 empty] | 2020-07-21 15:00 | 4840 | 7 | 21 | 16 | 120507.95 | 120.5079 | 52.8559 | 31770.9 | 24.1481 | 82.3933 | 0 | 0 | 0 | 184315 | 0 | 53.6136 | 31770.9 | 24.7003 | 84.2774 | 0 | 0 | 0 | 188530 | 0 | 55.7789 | 31770.9 | 25.3532 | 86.5051 | 0 | 0 | 0 | 193513 | -19.1113 | -67.6521 | -66.8944 | -64.7291
[20 empty] | 2020-07-21 16:00 | 4841 | 7 | 21 | 17 | 74482.449 | 74.4824 | 11.6555 | 31770.9 | 0 | 0 | 0 | 0 | 0 | 0 | 0 | 11.6555 | 31770.9 | 0 | 0 | 0 | 0 | 0 | 0 | 0 | 11.6555 | 31770.9 | 0 | 0 | 0 | 0 | 0 | 0 | 0 | -62.8269 | -62.8269 | -62.8269
[20 empty] | 2020-07-21 17:00 | 4842 | 7 | 21 | 18 | 39611.212 | 39.6112 | 12.2635 | 31697.5 | 0 | 0 | 0 | 0 | 0 | 0 | 0 | 12.2635 | 31697.5 | 0 | 0 | 0 | 0 | 0 | 0 | 0 | 12.2635 | 31697.5 | 0 | 0 | 0 | 0 | 0 | 0 | 0 | -27.3477 | -27.3477 | -27.3477
[20 empty] | 2020-07-21 18:00 | 4843 | 7 | 21 | 19 | 10475.037 | 10.475 | 8.8655 | 31697.5 | 0 | 0 | 0 | 0 | 0 | 0 | 0 | 8.8655 | 31697.5 | 0 | 0 | 0 | 0 | 0 | 0 | 0 | 8.8655 | 31697.5 | 0 | 0 | 0 | 0 | 0 | 0 | 0 | -1.6095 | -1.6095 | -1.6095
[20 empty] | 2020-07-21 19:00 | 4844 | 7 | 21 | 20 | 0 | 0 | 8.8655 | 9335.73 | 0 | 0 | 0 | 0 | 0 | 0 | 0 | 8.8655 | 9335.73 | 0 | 0 | 0 | 0 | 0 | 0 | 0 | 8.8655 | 9335.73 | 0 | 0 | 0 | 0 | 0 | 0 | 0 | 8.8655 | 8.8655 | 8.8655
[20 empty] | 2020-07-21 20:00 | 4845 | 7 | 21 | 21 | 0 | 0 | 22.6008 | 9262.4 | 10.0203 | 34.1893 | 0 | 0 | 0 | 76647.2 | 0 | 22.6008 | 9262.4 | 10.0203 | 34.1893 | 0 | 0 | 0 | 76647 | 0 | 22.6007 | 9262.4 | 10.0202 | 34.1889 | 0 | 0 | 0 | 76646.3 | 0 | 22.6008 | 22.6008 | 22.6007
[20 empty] | 2020-07-21 21:00 | 4846 | 7 | 21 | 22 | 0 | 0 | 8.8655 | 9262.4 | 0 | 0 | 0 | 0 | 0 | 0 | 0 | 8.8655 | 9262.4 | 0 | 0 | 0 | 0 | 0 | 0 | 0 | 8.8655 | 9262.4 | 0 | 0 | 0 | 0 | 0 | 0 | 0 | 8.8655 | 8.8655 | 8.8655
[20 empty] | 2020-07-21 22:00 | 4847 | 7 | 21 | 23 | 0 | 0 | 8.8655 | 9262.4 | 0 | 0 | 0 | 0 | 0 | 0 | 0 | 8.8655 | 9262.4 | 0 | 0 | 0 | 0 | 0 | 0 | 0 | 8.8655 | 9262.4 | 0 | 0 | 0 | 0 | 0 | 0 | 0 | 8.8655 | 8.8655 | 8.8655
[20 empty] | 2020-07-21 23:00 | 4848 | 7 | 21 | 24 | 0 | 0 | 7.3463 | 9262.4 | 0 | 0 | 0 | 0 | 0 | 0 | 0 | 7.3463 | 9262.4 | 0 | 0 | 0 | 0 | 0 | 0 | 0 | 7.3463 | 9262.4 | 0 | 0 | 0 | 0 | 0 | 0 | 0 | 7.3463 | 7.3463 | 7.3463
[20 empty] | 2020-07-22 | 4849 | 7 | 22 | 1 | 0 | 0 | 21.0016 | 9335.73 | 9.9403 | 33.9162 | 0 | 0 | 0 | 75848.8 | 0 | 21.0015 | 9335.73 | 9.9402 | 33.9161 | 0 | 0 | 0 | 75848.6 | 0 | 21.0014 | 9335.73 | 9.9401 | 33.9158 | 0 | 0 | 0 | 75847.8 | 0 | 21.0016 | 21.0015 | 21.0014
[20 empty] | 2020-07-22 01:00 | 4850 | 7 | 22 | 2 | 0 | 0 | 7.3463 | 9335.73 | 0 | 0 | 0 | 0 | 0 | 0 | 0 | 7.3463 | 9335.73 | 0 | 0 | 0 | 0 | 0 | 0 | 0 | 7.3463 | 9335.73 | 0 | 0 | 0 | 0 | 0 | 0 | 0 | 7.3463 | 7.3463 | 7.3463
[20 empty] | 2020-07-22 02:00 | 4851 | 7 | 22 | 3 | 0 | 0 | 7.3463 | 9482.38 | 0 | 0 | 0 | 0 | 0 | 0 | 0 | 7.3463 | 9482.38 | 0 | 0 | 0 | 0 | 0 | 0 | 0 | 7.3463 | 9482.38 | 0 | 0 | 0 | 0 | 0 | 0 | 0 | 7.3463 | 7.3463 | 7.3463
[20 empty] | 2020-07-22 03:00 | 4852 | 7 | 22 | 4 | 0 | 0 | 7.3463 | 9482.38 | 0 | 0 | 0 | 0 | 0 | 0 | 0 | 7.3463 | 9482.38 | 0 | 0 | 0 | 0 | 0 | 0 | 0 | 7.3463 | 9482.38 | 0 | 0 | 0 | 0 | 0 | 0 | 0 | 7.3463 | 7.3463 | 7.3463
[20 empty] | 2020-07-22 04:00 | 4853 | 7 | 22 | 5 | 0 | 0 | 8.8655 | 9482.38 | 0 | 0 | 0 | 0 | 0 | 0 | 0 | 8.8655 | 9482.38 | 0 | 0 | 0 | 0 | 0 | 0 | 0 | 8.8655 | 9482.38 | 0 | 0 | 0 | 0 | 0 | 0 | 0 | 8.8655 | 8.8655 | 8.8655
[20 empty] | 2020-07-22 05:00 | 4854 | 7 | 22 | 6 | 9844.285 | 9.8443 | 24.7195 | 31624.2 | 9.9684 | 34.0121 | 0 | 0 | 0 | 76073.5 | 0 | 24.7195 | 31624.2 | 9.9684 | 34.0121 | 0 | 0 | 0 | 76073.4 | 0 | 24.7194 | 31624.2 | 9.9683 | 34.0118 | 0 | 0 | 0 | 76072.6 | 0 | 14.8752 | 14.8752 | 14.8751
[20 empty] | 2020-07-22 06:00 | 4855 | 7 | 22 | 7 | 65634.69 | 65.6347 | 118.61 | 81186.4 | 36.6405 | 125.0174 | 0 | 0 | 0 | 279629 | -11.212 | 119.378 | 81186.4 | 37.5104 | 127.9855 | 0 | 0 | 0 | 286267 | -11.2122 | 121.322 | 81186.4 | 39.3924 | 134.4069 | 0 | 0 | 0 | 300627 | -12.6664 | 52.9753 | 53.7433 | 55.6873
[20 empty] | 2020-07-22 07:00 | 4856 | 7 | 22 | 8 | 137954.978 | 137.955 | 130.552 | 81186.4 | 36.0808 | 123.1077 | 0 | 0 | 0 | 275299 | -170.059 | 131.876 | 81186.4 | 37.3042 | 127.2819 | 0 | 0 | 0 | 284633 | -239.328 | 133.493 | 81186.4 | 38.6914 | 132.0151 | 0 | 0 | 0 | 295218 | -381.355 | -7.403 | -6.079 | -4.462
[20 empty] | 2020-07-22 08:00 | 4857 | 7 | 22 | 9 | 197891.258 | 197.8913 | 148.417 | 55889 | 48.0981 | 164.1107 | 0 | 0 | 0 | 353978 | -433.237 | 150.46 | 55889 | 49.8889 | 170.2209 | 0 | 0 | 0 | 367157 | -659.698 | 153.324 | 55889 | 52.2008 | 178.1091 | 0 | 0 | 0 | 384172 | -980.71 | -49.4743 | -47.4313 | -44.5673
[20 empty] | 2020-07-22 09:00 | 4858 | 7 | 22 | 10 | 244592.88 | 244.5929 | 151.549 | 55815.7 | 48.851 | 166.6796 | 0 | 0 | 0 | 354966 | -274.08 | 153.804 | 55815.7 | 50.7453 | 173.143 | 0 | 0 | 0 | 368730 | -361.733 | 157.265 | 55815.7 | 53.4346 | 182.3189 | 0 | 0 | 0 | 388271 | -466.1 | -93.0439 | -90.7889 | -87.3279
[20 empty] | 2020-07-22 10:00 | 4859 | 7 | 22 | 11 | 275595.139 | 275.5951 | 136.89 | 126659 | 46.0741 | 157.2048 | 0 | 0 | 0 | 334660 | -95.8983 | 139.966 | 126659 | 48.562 | 165.6935 | 0 | 0 | 0 | 352730 | -145.481 | 143.824 | 126659 | 51.5585 | 175.9176 | 0 | 0 | 0 | 374495 | -180.805 | -138.7051 | -135.6291 | -131.7711
[20 empty] | 2020-07-22 11:00 | 4860 | 7 | 22 | 12 | 292081.072 | 292.0811 | 167.696 | 126659 | 63.4107 | 216.3573 | 0 | 0 | 0 | 454939 | -134.851 | 172.127 | 126659 | 67.0682 | 228.8367 | 0 | 0 | 0 | 481179 | -176.259 | 177.43 | 126659 | 71.3326 | 243.3868 | 0 | 0 | 0 | 511774 | -310.693 | -124.3851 | -119.9541 | -114.6511
[20 empty] | 2020-07-22 12:00 | 4861 | 7 | 22 | 13 | 290562.249 | 290.5622 | 124.257 | 87689.2 | 53.7723 | 183.4711 | 0 | 0 | 0 | 391384 | -76.133 | 128.525 | 87689.2 | 57.0642 | 194.7031 | 0 | 0 | 0 | 415324 | -107.1 | 133.433 | 87689.2 | 60.8398 | 207.5854 | 0 | 0 | 0 | 442782 | -145.529 | -166.3052 | -162.0372 | -157.1292
[20 empty] | 2020-07-22 13:00 | 4862 | 7 | 22 | 14 | 271810.751 | 271.8108 | 118.681 | 55815.7 | 53.2756 | 181.7763 | 0 | 0 | 0 | 387223 | -66.3332 | 123.508 | 55815.7 | 56.9616 | 194.353 | 0 | 0 | 0 | 414014 | -94.1511 | 129.162 | 55815.7 | 61.2473 | 208.9758 | 0 | 0 | 0 | 445164 | -76.7354 | -153.1298 | -148.3028 | -142.6488
[20 empty] | 2020-07-22 14:00 | 4863 | 7 | 22 | 15 | 239183.512 | 239.1835 | 127.579 | 55742.3 | 66.6778 | 227.5047 | 0 | 0 | 0 | 478804 | -21.5199 | 134.121 | 55742.3 | 71.8374 | 245.1092 | 0 | 0 | 0 | 515854 | -23.6746 | 141.788 | 55742.3 | 77.8047 | 265.4696 | 0 | 0 | 0 | 558705 | -23.2184 | -111.6045 | -105.0625 | -97.3955
[20 empty] | 2020-07-22 15:00 | 4864 | 7 | 22 | 16 | 192921.78 | 192.9218 | 88.3057 | 30964.1 | 57.6673 | 196.7608 | 0 | 0 | 0 | 420125 | 0 | 95.0138 | 30964.1 | 62.8365 | 214.3981 | 0 | 0 | 0 | 457737 | 0 | 102.311 | 30964.1 | 68.4439 | 233.5306 | 0 | 0 | 0 | 498532 | 0 | -104.6161 | -97.908 | -90.6108
[20 empty] | 2020-07-22 16:00 | 4865 | 7 | 22 | 17 | 135134.56 | 135.1346 | 11.6555 | 30964.1 | 0 | 0 | 0 | 0 | 0 | 0 | 0 | 11.6555 | 30964.1 | 0 | 0 | 0 | 0 | 0 | 0 | 0 | 11.6555 | 30964.1 | 0 | 0 | 0 | 0 | 0 | 0 | 0 | -123.4791 | -123.4791 | -123.4791
[20 empty] | 2020-07-22 17:00 | 4866 | 7 | 22 | 18 | 54269.065 | 54.2691 | 12.2635 | 31184.1 | 0 | 0 | 0 | 0 | 0 | 0 | 0 | 12.2635 | 31184.1 | 0 | 0 | 0 | 0 | 0 | 0 | 0 | 12.2635 | 31184.1 | 0 | 0 | 0 | 0 | 0 | 0 | 0 | -42.0056 | -42.0056 | -42.0056
[20 empty] | 2020-07-22 18:00 | 4867 | 7 | 22 | 19 | 12136.298 | 12.1363 | 8.8655 | 31257.5 | 0 | 0 | 0 | 0 | 0 | 0 | 0 | 8.8655 | 31257.5 | 0 | 0 | 0 | 0 | 0 | 0 | 0 | 17.9911 | 31257.5 | 7.422 | 25.3239 | 0 | 0 | 0 | 56641.6 | 0 | -3.2708 | -3.2708 | 5.8548
[20 empty] | 2020-07-22 19:00 | 4868 | 7 | 22 | 20 | 0 | 0 | 8.8655 | 8895.77 | 0 | 0 | 0 | 0 | 0 | 0 | 0 | 8.8655 | 8895.77 | 0 | 0 | 0 | 0 | 0 | 0 | 0 | 8.8655 | 8895.77 | 0 | 0 | 0 | 0 | 0 | 0 | 0 | 8.8655 | 8.8655 | 8.8655
[20 empty] | 2020-07-22 20:00 | 4869 | 7 | 22 | 21 | 0 | 0 | 22.576 | 8969.09 | 9.9954 | 34.1044 | 0 | 0 | 0 | 76332.7 | 0 | 22.5759 | 8969.09 | 9.9954 | 34.1043 | 0 | 0 | 0 | 76332.4 | 0 | 22.5759 | 8969.09 | 9.9953 | 34.1041 | 0 | 0 | 0 | 76331.9 | 0 | 22.576 | 22.5759 | 22.5759
[20 empty] | 2020-07-22 21:00 | 4870 | 7 | 22 | 22 | 0 | 0 | 8.8655 | 8969.09 | 0 | 0 | 0 | 0 | 0 | 0 | 0 | 8.8655 | 8969.09 | 0 | 0 | 0 | 0 | 0 | 0 | 0 | 8.8655 | 8969.09 | 0 | 0 | 0 | 0 | 0 | 0 | 0 | 8.8655 | 8.8655 | 8.8655
[20 empty] | 2020-07-22 22:00 | 4871 | 7 | 22 | 23 | 0 | 0 | 8.8655 | 8969.09 | 0 | 0 | 0 | 0 | 0 | 0 | 0 | 8.8655 | 8969.09 | 0 | 0 | 0 | 0 | 0 | 0 | 0 | 8.8655 | 8969.09 | 0 | 0 | 0 | 0 | 0 | 0 | 0 | 8.8655 | 8.8655 | 8.8655
[20 empty] | 2020-07-22 23:00 | 4872 | 7 | 22 | 24 | 0 | 0 | 7.3463 | 9042.42 | 0 | 0 | 0 | 0 | 0 | 0 | 0 | 7.3463 | 9042.42 | 0 | 0 | 0 | 0 | 0 | 0 | 0 | 7.3463 | 9042.42 | 0 | 0 | 0 | 0 | 0 | 0 | 0 | 7.3463 | 7.3463 | 7.3463
[20 empty] | 2020-07-23 | 4873 | 7 | 23 | 1 | 0 | 0 | 21.0247 | 9115.75 | 9.9634 | 33.9953 | 0 | 0 | 0 | 76032.2 | 0 | 21.0247 | 9115.75 | 9.9634 | 33.9951 | 0 | 0 | 0 | 76031.9 | 0 | 21.0247 | 9115.75 | 9.9634 | 33.995 | 0 | 0 | 0 | 76031.6 | 0 | 21.0247 | 21.0247 | 21.0247
[20 empty] | 2020-07-23 01:00 | 4874 | 7 | 23 | 2 | 0 | 0 | 7.3463 | 9115.75 | 0 | 0 | 0 | 0 | 0 | 0 | 0 | 7.3463 | 9115.75 | 0 | 0 | 0 | 0 | 0 | 0 | 0 | 7.3463 | 9115.75 | 0 | 0 | 0 | 0 | 0 | 0 | 0 | 7.3463 | 7.3463 | 7.3463
[20 empty] | 2020-07-23 02:00 | 4875 | 7 | 23 | 3 | 0 | 0 | 7.3463 | 9042.42 | 0 | 0 | 0 | 0 | 0 | 0 | 0 | 7.3463 | 9042.42 | 0 | 0 | 0 | 0 | 0 | 0 | 0 | 7.3463 | 9042.42 | 0 | 0 | 0 | 0 | 0 | 0 | 0 | 7.3463 | 7.3463 | 7.3463
[20 empty] | 2020-07-23 03:00 | 4876 | 7 | 23 | 4 | 0 | 0 | 7.3463 | 9115.75 | 0 | 0 | 0 | 0 | 0 | 0 | 0 | 7.3463 | 9115.75 | 0 | 0 | 0 | 0 | 0 | 0 | 0 | 7.3463 | 9115.75 | 0 | 0 | 0 | 0 | 0 | 0 | 0 | 7.3463 | 7.3463 | 7.3463
[20 empty] | 2020-07-23 04:00 | 4877 | 7 | 23 | 5 | 0 | 0 | 8.8655 | 9115.75 | 0 | 0 | 0 | 0 | 0 | 0 | 0 | 8.8655 | 9115.75 | 0 | 0 | 0 | 0 | 0 | 0 | 0 | 8.8655 | 9115.75 | 0 | 0 | 0 | 0 | 0 | 0 | 0 | 8.8655 | 8.8655 | 8.8655
[20 empty] | 2020-07-23 05:00 | 4878 | 7 | 23 | 6 | 10030.404 | 10.0304 | 24.7423 | 31477.5 | 9.9912 | 34.0899 | 0 | 0 | 0 | 76257.9 | 0 | 24.7423 | 31477.5 | 9.9911 | 34.0898 | 0 | 0 | 0 | 76257.7 | 0 | 24.7423 | 31477.5 | 9.9911 | 34.0896 | 0 | 0 | 0 | 76257.4 | 0 | 14.7119 | 14.7119 | 14.7119
[20 empty] | 2020-07-23 06:00 | 4879 | 7 | 23 | 7 | 63191.355 | 63.1914 | 152.936 | 80819.5 | 65.95 | 225.0214 | 0 | 0 | 0 | 491638 | -9.3966 | 159.402 | 80819.5 | 71.3951 | 243.6001 | 0 | 0 | 0 | 532221 | -9.3981 | 165.505 | 80819.5 | 76.4388 | 260.8092 | 0 | 0 | 0 | 569784 | -9.5073 | 89.7446 | 96.2106 | 102.3136
[20 empty] | 2020-07-23 07:00 | 4880 | 7 | 23 | 8 | 133878.067 | 133.8781 | 165.994 | 80819.5 | 64.5709 | 220.3159 | 0 | 0 | 0 | 481517 | -39.354 | 173.099 | 80819.5 | 70.3571 | 240.0584 | 0 | 0 | 0 | 524634 | -42.4271 | 180.338 | 80819.5 | 76.1639 | 259.8712 | 0 | 0 | 0 | 567905 | -27.691 | 32.1159 | 39.2209 | 46.4599
[20 empty] | 2020-07-23 08:00 | 4881 | 7 | 23 | 9 | 192787.158 | 192.7872 | 179.05 | 55742.3 | 71.6036 | 244.3115 | 0 | 0 | 0 | 516605 | -28.7913 | 186.898 | 55742.3 | 77.793 | 265.4297 | 0 | 0 | 0 | 561121 | -13.8877 | 195.737 | 55742.3 | 84.6662 | 288.8811 | 0 | 0 | 0 | 610556 | -13.8632 | -13.7372 | -5.8892 | 2.9498
[20 empty] | 2020-07-23 09:00 | 4882 | 7 | 23 | 10 | 238136.492 | 238.1365 | 193.453 | 55668.9 | 83.5774 | 285.1661 | 0 | 0 | 0 | 599317 | -99.28 | 202.814 | 55668.9 | 90.9251 | 310.2364 | 0 | 0 | 0 | 651519 | -99.2422 | 212.793 | 55668.9 | 98.6904 | 336.7316 | 0 | 0 | 0 | 706590 | -99.2318 | -44.6835 | -35.3225 | -25.3435
[20 empty] | 2020-07-23 10:00 | 4883 | 7 | 23 | 11 | 270769.093 | 270.7691 | 177.674 | 126659 | 80.2247 | 273.7267 | 0 | 0 | 0 | 571180 | -6.4513 | 187.285 | 126659 | 87.724 | 299.3143 | 0 | 0 | 0 | 624437 | -6.4515 | 197.612 | 126659 | 95.7016 | 326.5339 | 0 | 0 | 0 | 681095 | -6.4513 | -93.0951 | -83.4841 | -73.1571
[20 empty] | 2020-07-23 11:00 | 4884 | 7 | 23 | 12 | 286100.122 | 286.1001 | 203.779 | 126659 | 92.7264 | 316.3825 | 0 | 0 | 0 | 656749 | -22.4376 | 214.147 | 126659 | 100.759 | 343.7897 | 0 | 0 | 0 | 713109 | -22.4235 | 225.311 | 126659 | 109.352 | 373.109 | 0 | 0 | 0 | 773409 | -22.4232 | -82.3211 | -71.9531 | -60.7891
[20 empty] | 2020-07-23 12:00 | 4885 | 7 | 23 | 13 | 286915.403 | 286.9154 | 178.866 | 87044.5 | 101.438 | 346.1065 | 0 | 0 | 0 | 705312 | -9.6616 | 190.113 | 87044.5 | 110.185 | 375.9512 | 0 | 0 | 0 | 765272 | -9.6615 | 201.932 | 87044.5 | 119.321 | 407.1233 | 0 | 0 | 0 | 829586 | -9.6616 | -108.0494 | -96.8024 | -84.9834
[20 empty] | 2020-07-23 13:00 | 4886 | 7 | 23 | 14 | 270813.491 | 270.8135 | 174.21 | 55448.9 | 101.572 | 346.5637 | 0 | 0 | 0 | 702847 | -20.5517 | 186.141 | 55448.9 | 110.801 | 378.053 | 0 | 0 | 0 | 766587 | -20.5669 | 198.653 | 55448.9 | 120.39 | 410.7707 | 0 | 0 | 0 | 834189 | -20.5996 | -96.6035 | -84.6725 | -72.1605
[20 empty] | 2020-07-23 14:00 | 4887 | 7 | 23 | 15 | 238687.155 | 238.6872 | 157.411 | 55522.2 | 89.7053 | 306.0745 | 0 | 0 | 0 | 626663 | -9.009 | 169.471 | 55522.2 | 98.8019 | 337.1121 | 0 | 0 | 0 | 689822 | -9.0355 | 182.141 | 55522.2 | 108.325 | 369.6049 | 0 | 0 | 0 | 755940 | -9.0728 | -81.2762 | -69.2162 | -56.5462
[20 empty] | 2020-07-23 15:00 | 4888 | 7 | 23 | 16 | 193659.008 | 193.659 | 118.327 | 30744.1 | 81.0369 | 276.4979 | 0 | 0 | 0 | 570074 | -8.3577 | 129.534 | 30744.1 | 89.3624 | 304.9045 | 0 | 0 | 0 | 628466 | -21.0315 | 141.106 | 30744.1 | 97.9727 | 334.2829 | 0 | 0 | 0 | 688838 | -75.2166 | -75.332 | -64.125 | -52.553
[20 empty] | 2020-07-23 16:00 | 4889 | 7 | 23 | 17 | 135196.82 | 135.1968 | 11.6555 | 30744.1 | 0 | 0 | 0 | 0 | 0 | 0 | 0 | 11.6555 | 30744.1 | 0 | 0 | 0 | 0 | 0 | 0 | 0 | 22.3687 | 30744.1 | 7.7232 | 26.3517 | 0 | 0 | 0 | 54247.7 | -1725.51 | -123.5413 | -123.5413 | -112.8281
[20 empty] | 2020-07-23 17:00 | 4890 | 7 | 23 | 18 | 65458.126 | 65.4581 | 12.2635 | 30890.8 | 0 | 0 | 0 | 0 | 0 | 0 | 0 | 22.2046 | 30890.8 | 7.1768 | 24.4874 | 0 | 0 | 0 | 51580.6 | -26.1576 | 23.0435 | 30890.8 | 7.79 | 26.5796 | 0 | 0 | 0 | 55918.7 | -199.089 | -53.1946 | -43.2535 | -42.4146
[20 empty] | 2020-07-23 18:00 | 4891 | 7 | 23 | 19 | 10994.571 | 10.9946 | 8.8655 | 30964.1 | 0 | 0 | 0 | 0 | 0 | 0 | 0 | 18.6402 | 30964.1 | 7.0105 | 23.9198 | 0 | 0 | 0 | 50951.6 | -54.6401 | 19.7938 | 30964.1 | 7.9015 | 26.9599 | 0 | 0 | 0 | 57423.7 | -58.4414 | -2.1291 | 7.6456 | 8.7992
[20 empty] | 2020-07-23 19:00 | 4892 | 7 | 23 | 20 | 0 | 0 | 8.8655 | 8602.46 | 0 | 0 | 0 | 0 | 0 | 0 | 0 | 8.8655 | 8602.46 | 0 | 0 | 0 | 0 | 0 | 0 | 0 | 19.6178 | 8602.46 | 7.7623 | 26.485 | 0 | 0 | 0 | 56417 | -1.6079 | 8.8655 | 8.8655 | 19.6178
[20 empty] | 2020-07-23 20:00 | 4893 | 7 | 23 | 21 | 0 | 0 | 22.9412 | 8675.79 | 10.3606 | 35.3504 | 0 | 0 | 0 | 76491.1 | 0 | 22.9412 | 8675.79 | 10.3606 | 35.3504 | 0 | 0 | 0 | 76491 | 0 | 22.9411 | 8675.79 | 10.3606 | 35.3504 | 0 | 0 | 0 | 76490.6 | 0 | 22.9412 | 22.9412 | 22.9411
[20 empty] | 2020-07-23 21:00 | 4894 | 7 | 23 | 22 | 0 | 0 | 8.8655 | 8675.79 | 0 | 0 | 0 | 0 | 0 | 0 | 0 | 8.8655 | 8675.79 | 0 | 0 | 0 | 0 | 0 | 0 | 0 | 8.8655 | 8675.79 | 0 | 0 | 0 | 0 | 0 | 0 | 0 | 8.8655 | 8.8655 | 8.8655
[20 empty] | 2020-07-23 22:00 | 4895 | 7 | 23 | 23 | 0 | 0 | 8.8655 | 8675.79 | 0 | 0 | 0 | 0 | 0 | 0 | 0 | 8.8655 | 8675.79 | 0 | 0 | 0 | 0 | 0 | 0 | 0 | 8.8655 | 8675.79 | 0 | 0 | 0 | 0 | 0 | 0 | 0 | 8.8655 | 8.8655 | 8.8655
[20 empty] | 2020-07-23 23:00 | 4896 | 7 | 23 | 24 | 0 | 0 | 7.7516 | 8749.11 | 0 | 0 | 0 | 0 | 0 | 0 | 0 | 7.7516 | 8749.11 | 0 | 0 | 0 | 0 | 0 | 0 | 0 | 7.7516 | 8749.11 | 0 | 0 | 0 | 0 | 0 | 0 | 0 | 7.7516 | 7.7516 | 7.7516
[20 empty] | 2020-07-24 | 4897 | 7 | 24 | 1 | 0 | 0 | 21.5642 | 8822.44 | 10.0976 | 34.453 | 0 | 0 | 0 | 76186.5 | 0 | 21.5642 | 8822.44 | 10.0976 | 34.453 | 0 | 0 | 0 | 76186.5 | 0 | 21.5641 | 8822.44 | 10.0975 | 34.4527 | 0 | 0 | 0 | 76186.1 | 0 | 21.5642 | 21.5642 | 21.5641
[20 empty] | 2020-07-24 01:00 | 4898 | 7 | 24 | 2 | 0 | 0 | 7.7516 | 8822.44 | 0 | 0 | 0 | 0 | 0 | 0 | 0 | 7.7516 | 8822.44 | 0 | 0 | 0 | 0 | 0 | 0 | 0 | 7.7516 | 8822.44 | 0 | 0 | 0 | 0 | 0 | 0 | 0 | 7.7516 | 7.7516 | 7.7516
[20 empty] | 2020-07-24 02:00 | 4899 | 7 | 24 | 3 | 0 | 0 | 7.7516 | 8822.44 | 0 | 0 | 0 | 0 | 0 | 0 | 0 | 7.7516 | 8822.44 | 0 | 0 | 0 | 0 | 0 | 0 | 0 | 7.7516 | 8822.44 | 0 | 0 | 0 | 0 | 0 | 0 | 0 | 7.7516 | 7.7516 | 7.7516
[20 empty] | 2020-07-24 03:00 | 4900 | 7 | 24 | 4 | 0 | 0 | 7.7516 | 8822.44 | 0 | 0 | 0 | 0 | 0 | 0 | 0 | 7.7516 | 8822.44 | 0 | 0 | 0 | 0 | 0 | 0 | 0 | 7.7516 | 8822.44 | 0 | 0 | 0 | 0 | 0 | 0 | 0 | 7.7516 | 7.7516 | 7.7516
[20 empty] | 2020-07-24 04:00 | 4901 | 7 | 24 | 5 | 0 | 0 | 21.5262 | 8822.44 | 10.0596 | 34.3234 | 0 | 0 | 0 | 75919.2 | 0 | 21.5262 | 8822.44 | 10.0596 | 34.3234 | 0 | 0 | 0 | 75919.2 | 0 | 21.5262 | 8822.44 | 10.0596 | 34.3234 | 0 | 0 | 0 | 75918.9 | 0 | 21.5262 | 21.5262 | 21.5262
[20 empty] | 2020-07-24 05:00 | 4902 | 7 | 24 | 6 | 10223.588 | 10.2236 | 7.4858 | 8749.11 | 0 | 0 | 0 | 0 | 0 | 0 | 0 | 7.4679 | 8749.11 | 0 | 0 | 0 | 0 | 0 | 0 | 0 | 7.4679 | 8749.11 | 0 | 0 | 0 | 0 | 0 | 0 | 0 | -2.7377 | -2.7557 | -2.7557
[20 empty] | 2020-07-24 06:00 | 4903 | 7 | 24 | 7 | 61562.427 | 61.5624 | 7.4679 | 8529.14 | 0 | 0 | 0 | 0 | 0 | 0 | 0 | 7.4679 | 8529.14 | 0 | 0 | 0 | 0 | 0 | 0 | 0 | 7.4679 | 8529.14 | 0 | 0 | 0 | 0 | 0 | 0 | 0 | -54.0945 | -54.0945 | -54.0945
[20 empty] | 2020-07-24 07:00 | 4904 | 7 | 24 | 8 | 130122.755 | 130.1228 | 7.4679 | 8529.14 | 0 | 0 | 0 | 0 | 0 | 0 | 0 | 7.4679 | 8529.14 | 0 | 0 | 0 | 0 | 0 | 0 | 0 | 7.4679 | 8529.14 | 0 | 0 | 0 | 0 | 0 | 0 | 0 | -122.6549 | -122.6549 | -122.6549
[20 empty] | 2020-07-24 08:00 | 4905 | 7 | 24 | 9 | 187491.916 | 187.4919 | 7.4679 | 8235.83 | 0 | 0 | 0 | 0 | 0 | 0 | 0 | 7.4679 | 8235.83 | 0 | 0 | 0 | 0 | 0 | 0 | 0 | 7.4679 | 8235.83 | 0 | 0 | 0 | 0 | 0 | 0 | 0 | -180.024 | -180.024 | -180.024
[20 empty] | 2020-07-24 09:00 | 4906 | 7 | 24 | 10 | 228421.298 | 228.4213 | 22.447 | 8089.18 | 11.2641 | 38.4331 | 0 | 0 | 0 | 75979 | 0 | 22.4471 | 8089.18 | 11.2642 | 38.4335 | 0 | 0 | 0 | 75979.1 | 0 | 22.447 | 8089.18 | 11.2641 | 38.4331 | 0 | 0 | 0 | 75978.8 | 0 | -205.9743 | -205.9742 | -205.9743
[20 empty] | 2020-07-24 10:00 | 4907 | 7 | 24 | 11 | 253231.54 | 253.2315 | 7.4679 | 8089.18 | 0 | 0 | 0 | 0 | 0 | 0 | 0 | 7.4679 | 8089.18 | 0 | 0 | 0 | 0 | 0 | 0 | 0 | 7.4679 | 8089.18 | 0 | 0 | 0 | 0 | 0 | 0 | 0 | -245.7637 | -245.7637 | -245.7637
[20 empty] | 2020-07-24 11:00 | 4908 | 7 | 24 | 12 | 263778.323 | 263.7783 | 7.4679 | 8015.86 | 0 | 0 | 0 | 0 | 0 | 0 | 0 | 7.4679 | 8015.86 | 0 | 0 | 0 | 0 | 0 | 0 | 0 | 7.4679 | 8015.86 | 0 | 0 | 0 | 0 | 0 | 0 | 0 | -256.3104 | -256.3104 | -256.3104
[20 empty] | 2020-07-24 12:00 | 4909 | 7 | 24 | 13 | 268460.968 | 268.461 | 7.4679 | 7942.53 | 0 | 0 | 0 | 0 | 0 | 0 | 0 | 7.4679 | 7942.53 | 0 | 0 | 0 | 0 | 0 | 0 | 0 | 30.3866 | 7942.53 | 19.5022 | 66.5415 | 0 | 0 | 0 | 129094 | 0 | -260.9931 | -260.9931 | -238.0744
[20 empty] | 2020-07-24 13:00 | 4910 | 7 | 24 | 14 | 257251.541 | 257.2515 | 22.6188 | 7942.53 | 11.4359 | 39.0193 | 0 | 0 | 0 | 75586.6 | 0 | 22.6188 | 7942.53 | 11.4359 | 39.0193 | 0 | 0 | 0 | 75586.7 | 0 | 46.4858 | 7942.53 | 30.6001 | 104.4075 | 0 | 0 | 0 | 201044 | -135.86 | -234.6327 | -234.6327 | -210.7657
[20 empty] | 2020-07-24 14:00 | 4911 | 7 | 24 | 15 | 228747.355 | 228.7474 | 7.4679 | 8309.16 | 0 | 0 | 0 | 0 | 0 | 0 | 0 | 7.4679 | 8309.16 | 0 | 0 | 0 | 0 | 0 | 0 | 0 | 7.4679 | 8309.16 | 0 | 0 | 0 | 0 | 0 | 0 | 0 | -221.2795 | -221.2795 | -221.2795
[20 empty] | 2020-07-24 15:00 | 4912 | 7 | 24 | 16 | 185797.739 | 185.7977 | 7.4745 | 8382.48 | 0 | 0 | 0 | 0 | 0 | 0 | 0 | 7.4679 | 8382.48 | 0 | 0 | 0 | 0 | 0 | 0 | 0 | 7.4679 | 8382.48 | 0 | 0 | 0 | 0 | 0 | 0 | 0 | -178.3232 | -178.3299 | -178.3299
[20 empty] | 2020-07-24 16:00 | 4913 | 7 | 24 | 17 | 130129.784 | 130.1298 | 7.4679 | 8382.48 | 0 | 0 | 0 | 0 | 0 | 0 | 0 | 7.4679 | 8382.48 | 0 | 0 | 0 | 0 | 0 | 0 | 0 | 7.4679 | 8382.48 | 0 | 0 | 0 | 0 | 0 | 0 | 0 | -122.6619 | -122.6619 | -122.6619
[20 empty] | 2020-07-24 17:00 | 4914 | 7 | 24 | 18 | 33244.411 | 33.2444 | 7.4679 | 8309.16 | 0 | 0 | 0 | 0 | 0 | 0 | 0 | 17.3524 | 8309.16 | 8.3371 | 28.4461 | 0 | 0 | 0 | 58386.1 | 0 | 18.3699 | 8309.16 | 9.1984 | 31.3851 | 0 | 0 | 0 | 64567.4 | 0 | -25.7765 | -15.892 | -14.8745
[20 empty] | 2020-07-24 18:00 | 4915 | 7 | 24 | 19 | 12005.281 | 12.0053 | 22.0138 | 8309.16 | 10.8237 | 36.9305 | 0 | 0 | 0 | 75649.1 | 0 | 32.9386 | 8309.16 | 18.9915 | 64.799 | 0 | 0 | 0 | 132351 | -27.1075 | 34.0267 | 8309.16 | 19.8538 | 67.7412 | 0 | 0 | 0 | 138346 | -50.3423 | 10.0085 | 20.9333 | 22.0214
[20 empty] | 2020-07-24 19:00 | 4916 | 7 | 24 | 20 | 0 | 0 | 7.7516 | 8309.16 | 0 | 0 | 0 | 0 | 0 | 0 | 0 | 7.7516 | 8309.16 | 0 | 0 | 0 | 0 | 0 | 0 | 0 | 7.7516 | 8309.16 | 0 | 0 | 0 | 0 | 0 | 0 | 0 | 7.7516 | 7.7516 | 7.7516
[20 empty] | 2020-07-24 20:00 | 4917 | 7 | 24 | 21 | 0 | 0 | 7.7516 | 8235.83 | 0 | 0 | 0 | 0 | 0 | 0 | 0 | 7.7516 | 8235.83 | 0 | 0 | 0 | 0 | 0 | 0 | 0 | 7.7516 | 8235.83 | 0 | 0 | 0 | 0 | 0 | 0 | 0 | 7.7516 | 7.7516 | 7.7516
[20 empty] | 2020-07-24 21:00 | 4918 | 7 | 24 | 22 | 0 | 0 | 7.7516 | 8529.14 | 0 | 0 | 0 | 0 | 0 | 0 | 0 | 7.7516 | 8529.14 | 0 | 0 | 0 | 0 | 0 | 0 | 0 | 7.7516 | 8529.14 | 0 | 0 | 0 | 0 | 0 | 0 | 0 | 7.7516 | 7.7516 | 7.7516
[20 empty] | 2020-07-24 22:00 | 4919 | 7 | 24 | 23 | 0 | 0 | 22.1362 | 8382.48 | 10.6695 | 36.4043 | 0 | 0 | 0 | 75277 | 0 | 22.1362 | 8382.48 | 10.6695 | 36.4043 | 0 | 0 | 0 | 75277 | 0 | 22.1361 | 8382.48 | 10.6695 | 36.4043 | 0 | 0 | 0 | 75276.7 | 0 | 22.1362 | 22.1362 | 22.1361
[20 empty] | 2020-07-24 23:00 | 4920 | 7 | 24 | 24 | 0 | 0 | 7.7516 | 8455.81 | 0 | 0 | 0 | 0 | 0 | 0 | 0 | 7.7516 | 8455.81 | 0 | 0 | 0 | 0 | 0 | 0 | 0 | 7.7516 | 8455.81 | 0 | 0 | 0 | 0 | 0 | 0 | 0 | 7.7516 | 7.7516 | 7.7516
[20 empty] | 2020-07-25 | 4921 | 7 | 25 | 1 | 0 | 0 | 7.7516 | 8529.14 | 0 | 0 | 0 | 0 | 0 | 0 | 0 | 7.7516 | 8529.14 | 0 | 0 | 0 | 0 | 0 | 0 | 0 | 7.7516 | 8529.14 | 0 | 0 | 0 | 0 | 0 | 0 | 0 | 7.7516 | 7.7516 | 7.7516
[20 empty] | 2020-07-25 01:00 | 4922 | 7 | 25 | 2 | 0 | 0 | 7.7516 | 8529.14 | 0 | 0 | 0 | 0 | 0 | 0 | 0 | 7.7516 | 8529.14 | 0 | 0 | 0 | 0 | 0 | 0 | 0 | 7.7516 | 8529.14 | 0 | 0 | 0 | 0 | 0 | 0 | 0 | 7.7516 | 7.7516 | 7.7516
[20 empty] | 2020-07-25 02:00 | 4923 | 7 | 25 | 3 | 0 | 0 | 7.7516 | 8529.14 | 0 | 0 | 0 | 0 | 0 | 0 | 0 | 7.7516 | 8529.14 | 0 | 0 | 0 | 0 | 0 | 0 | 0 | 7.7516 | 8529.14 | 0 | 0 | 0 | 0 | 0 | 0 | 0 | 7.7516 | 7.7516 | 7.7516
[20 empty] | 2020-07-25 03:00 | 4924 | 7 | 25 | 4 | 0 | 0 | 21.9024 | 8529.14 | 10.4358 | 35.6069 | 0 | 0 | 0 | 75355.3 | 0 | 21.9024 | 8529.14 | 10.4358 | 35.6069 | 0 | 0 | 0 | 75355.2 | 0 | 21.9024 | 8529.14 | 10.4358 | 35.6069 | 0 | 0 | 0 | 75355.1 | 0 | 21.9024 | 21.9024 | 21.9024
[20 empty] | 2020-07-25 04:00 | 4925 | 7 | 25 | 5 | 0 | 0 | 7.7516 | 8529.14 | 0 | 0 | 0 | 0 | 0 | 0 | 0 | 7.7516 | 8529.14 | 0 | 0 | 0 | 0 | 0 | 0 | 0 | 7.7516 | 8529.14 | 0 | 0 | 0 | 0 | 0 | 0 | 0 | 7.7516 | 7.7516 | 7.7516
[20 empty] | 2020-07-25 05:00 | 4926 | 7 | 25 | 6 | 9019.765 | 9.0198 | 7.4859 | 8529.14 | 0 | 0 | 0 | 0 | 0 | 0 | 0 | 7.4679 | 8529.14 | 0 | 0 | 0 | 0 | 0 | 0 | 0 | 7.4679 | 8529.14 | 0 | 0 | 0 | 0 | 0 | 0 | 0 | -1.5338 | -1.5519 | -1.5519
[20 empty] | 2020-07-25 06:00 | 4927 | 7 | 25 | 7 | 61979.947 | 61.9799 | 7.4679 | 8309.16 | 0 | 0 | 0 | 0 | 0 | 0 | 0 | 7.4679 | 8309.16 | 0 | 0 | 0 | 0 | 0 | 0 | 0 | 7.4679 | 8309.16 | 0 | 0 | 0 | 0 | 0 | 0 | 0 | -54.5121 | -54.5121 | -54.5121
[20 empty] | 2020-07-25 07:00 | 4928 | 7 | 25 | 8 | 131803.647 | 131.8036 | 21.9281 | 8309.16 | 10.7452 | 36.6626 | 0 | 0 | 0 | 74996.5 | 0 | 21.928 | 8309.16 | 10.7451 | 36.6623 | 0 | 0 | 0 | 74996.2 | 0 | 21.928 | 8309.16 | 10.7452 | 36.6626 | 0 | 0 | 0 | 74996.2 | 0 | -109.8755 | -109.8756 | -109.8756
[20 empty] | 2020-07-25 08:00 | 4929 | 7 | 25 | 9 | 188144.62 | 188.1446 | 7.4679 | 7869.21 | 0 | 0 | 0 | 0 | 0 | 0 | 0 | 17.6876 | 7869.21 | 8.6663 | 29.5695 | 0 | 0 | 0 | 56672.8 | 0 | 30.4915 | 7869.21 | 19.5485 | 66.6995 | 0 | 0 | 0 | 127927 | 0 | -180.6767 | -170.457 | -157.6531
[20 empty] | 2020-07-25 09:00 | 4930 | 7 | 25 | 10 | 229132.202 | 229.1322 | 7.4679 | 7649.23 | 0 | 0 | 0 | 0 | 0 | 0 | 0 | 30.19 | 7649.23 | 18.3735 | 62.6904 | 0 | 0 | 0 | 115403 | -132.909 | 32.8594 | 7649.23 | 20.5698 | 70.1842 | 0 | 0 | 0 | 128473 | -310.128 | -221.6643 | -198.9422 | -196.2728
[20 empty] | 2020-07-25 10:00 | 4931 | 7 | 25 | 11 | 258476.033 | 258.476 | 7.4679 | 7649.23 | 0 | 0 | 0 | 0 | 0 | 0 | 0 | 30.1127 | 7649.23 | 18.2912 | 62.4096 | 0 | 0 | 0 | 114237 | -124.392 | 33.1647 | 7649.23 | 20.8316 | 71.0774 | 0 | 0 | 0 | 130091 | -143.813 | -251.0082 | -228.3633 | -225.3113
[20 empty] | 2020-07-25 11:00 | 4932 | 7 | 25 | 12 | 275816.406 | 275.8164 | 27.6808 | 7209.28 | 17.3911 | 59.3384 | 0 | 0 | 0 | 102161 | 0 | 31.0627 | 7209.28 | 19.2007 | 65.5128 | 0 | 0 | 0 | 111897 | -316.995 | 34.5963 | 7209.28 | 22.1566 | 75.5983 | 0 | 0 | 0 | 129155 | -469.019 | -248.1356 | -244.7537 | -241.2201
[20 empty] | 2020-07-25 12:00 | 4933 | 7 | 25 | 13 | 277303.098 | 277.3031 | 35.2057 | 7209.28 | 21.4467 | 73.1761 | 0 | 0 | 0 | 125305 | -60.4046 | 47.8171 | 7209.28 | 32.2109 | 109.9036 | 0 | 0 | 0 | 187897 | -299.197 | 72.8792 | 7209.28 | 53.7409 | 183.364 | 0 | 0 | 0 | 314466 | -424.455 | -242.0974 | -229.486 | -204.4239
[20 empty] | 2020-07-25 13:00 | 4934 | 7 | 25 | 14 | 264629.594 | 264.6296 | 28.7117 | 7209.28 | 17.2608 | 58.8938 | 0 | 0 | 0 | 100830 | -65.0191 | 44.2877 | 7209.28 | 30.5786 | 104.3342 | 0 | 0 | 0 | 178628 | -276.271 | 56.0126 | 7209.28 | 40.6072 | 138.5518 | 0 | 0 | 0 | 236405 | -516.161 | -235.9179 | -220.3419 | -208.617
[20 empty] | 2020-07-25 14:00 | 4935 | 7 | 25 | 15 | 231947.634 | 231.9476 | 28.6334 | 7209.28 | 17.1854 | 58.6366 | 0 | 0 | 0 | 100008 | -269.909 | 50.675 | 7209.28 | 36.0611 | 123.0405 | 0 | 0 | 0 | 210114 | -472.476 | 56.533 | 7209.28 | 41.0457 | 140.0479 | 0 | 0 | 0 | 238913 | -610.944 | -203.3142 | -181.2726 | -175.4146
[20 empty] | 2020-07-25 15:00 | 4936 | 7 | 25 | 16 | 185654.354 | 185.6544 | 41.1682 | 7135.95 | 27.9312 | 95.3013 | 0 | 0 | 0 | 161112 | -264.982 | 51.8621 | 7135.95 | 37.0524 | 126.4228 | 0 | 0 | 0 | 213117 | -509.87 | 59.9821 | 7135.95 | 43.8998 | 149.7861 | 0 | 0 | 0 | 252617 | -623.248 | -144.4862 | -133.7923 | -125.6723
[20 empty] | 2020-07-25 16:00 | 4937 | 7 | 25 | 17 | 128647.138 | 128.6471 | 47.3205 | 7135.95 | 33.2043 | 113.2931 | 0 | 0 | 0 | 191067 | -316.405 | 53.84 | 7135.95 | 38.7048 | 132.0608 | 0 | 0 | 0 | 222512 | -514.121 | 62.0005 | 7135.95 | 45.5877 | 155.5452 | 0 | 0 | 0 | 262209 | -387.184 | -81.3266 | -74.8071 | -66.6466
[20 empty] | 2020-07-25 17:00 | 4938 | 7 | 25 | 18 | 62079.096 | 62.0791 | 62.8334 | 7355.93 | 44.9588 | 153.3994 | 0 | 0 | 0 | 267853 | -281.933 | 69.5171 | 7355.93 | 50.5839 | 172.5923 | 0 | 0 | 0 | 301403 | -226.628 | 79.4045 | 7355.93 | 58.8062 | 200.6468 | 0 | 0 | 0 | 350463 | -263.545 | 0.7543 | 7.438 | 17.3254
[20 empty] | 2020-07-25 18:00 | 4939 | 7 | 25 | 19 | 11289.769 | 11.2898 | 30.0266 | 7649.23 | 18.1397 | 61.8927 | 0 | 0 | 0 | 113039 | -13.4791 | 50.8373 | 7649.23 | 35.8065 | 122.1718 | 0 | 0 | 0 | 223292 | -33.2442 | 59.0539 | 7649.23 | 42.6391 | 145.4846 | 0 | 0 | 0 | 265976 | -36.9007 | 18.7368 | 39.5475 | 47.7641
[20 empty] | 2020-07-25 19:00 | 4940 | 7 | 25 | 20 | 0 | 0 | 18.8475 | 7649.23 | 8.4437 | 28.8099 | 0 | 0 | 0 | 52667.8 | -3.8786 | 49.3128 | 7649.23 | 34.3284 | 117.1285 | 0 | 0 | 0 | 214144 | -10.7804 | 56.1114 | 7649.23 | 40.0287 | 136.5779 | 0 | 0 | 0 | 249788 | -11.7081 | 18.8475 | 49.3128 | 56.1114
[20 empty] | 2020-07-25 20:00 | 4941 | 7 | 25 | 21 | 0 | 0 | 17.0943 | 7942.53 | 7.8868 | 26.9099 | 0 | 0 | 0 | 51547.3 | 0 | 29.8491 | 7942.53 | 18.6408 | 63.6024 | 0 | 0 | 0 | 121809 | 0 | 50.5535 | 7942.53 | 36.2455 | 123.6696 | 0 | 0 | 0 | 236995 | 0 | 17.0943 | 29.8491 | 50.5535
[20 empty] | 2020-07-25 21:00 | 4942 | 7 | 25 | 22 | 0 | 0 | 31.2082 | 8162.51 | 18.3226 | 62.5167 | 0 | 0 | 0 | 124201 | 0 | 32.2107 | 8162.51 | 19.1663 | 65.3954 | 0 | 0 | 0 | 129921 | 0 | 56.432 | 8162.51 | 39.5225 | 134.8508 | 0 | 0 | 0 | 267814 | 0 | 31.2082 | 32.2107 | 56.432
[20 empty] | 2020-07-25 22:00 | 4943 | 7 | 25 | 23 | 0 | 0 | 16.3756 | 8162.51 | 7.2203 | 24.6357 | 0 | 0 | 0 | 48865.4 | 0 | 17.2962 | 8162.51 | 7.9971 | 27.2862 | 0 | 0 | 0 | 54128.6 | 0 | 18.3927 | 8162.51 | 8.9268 | 30.4583 | 0 | 0 | 0 | 60433.3 | 0 | 16.3756 | 17.2962 | 18.3927
[20 empty] | 2020-07-25 23:00 | 4944 | 7 | 25 | 24 | 0 | 0 | 7.3463 | 8382.48 | 0 | 0 | 0 | 0 | 0 | 0 | 0 | 16.5166 | 8382.48 | 7.6228 | 26.0091 | 0 | 0 | 0 | 53467.2 | 0 | 17.5119 | 8382.48 | 8.462 | 28.8725 | 0 | 0 | 0 | 59361.3 | 0 | 7.3463 | 16.5166 | 17.5119
[20 empty] | 2020-07-26 | 4945 | 7 | 26 | 1 | 0 | 0 | 7.3463 | 8602.46 | 0 | 0 | 0 | 0 | 0 | 0 | 0 | 7.3463 | 8602.46 | 0 | 0 | 0 | 0 | 0 | 0 | 0 | 16.918 | 8602.46 | 7.8681 | 26.846 | 0 | 0 | 0 | 57205.6 | 0 | 7.3463 | 7.3463 | 16.918
[20 empty] | 2020-07-26 01:00 | 4946 | 7 | 26 | 2 | 0 | 0 | 7.3463 | 8602.46 | 0 | 0 | 0 | 0 | 0 | 0 | 0 | 7.3463 | 8602.46 | 0 | 0 | 0 | 0 | 0 | 0 | 0 | 7.3463 | 8602.46 | 0 | 0 | 0 | 0 | 0 | 0 | 0 | 7.3463 | 7.3463 | 7.3463
[20 empty] | 2020-07-26 02:00 | 4947 | 7 | 26 | 3 | 0 | 0 | 20.8637 | 8895.77 | 9.8024 | 33.4458 | 0 | 0 | 0 | 74797.7 | 0 | 20.8636 | 8895.77 | 9.8023 | 33.4455 | 0 | 0 | 0 | 74797 | 0 | 20.8637 | 8895.77 | 9.8024 | 33.4456 | 0 | 0 | 0 | 74797.4 | 0 | 20.8637 | 20.8636 | 20.8637
[20 empty] | 2020-07-26 03:00 | 4948 | 7 | 26 | 4 | 0 | 0 | 26.9941 | 8969.09 | 14.2515 | 48.6261 | 0 | 0 | 0 | 108740 | 0 | 28.6245 | 8969.09 | 15.5192 | 52.9515 | 0 | 0 | 0 | 118414 | 0 | 38.5188 | 8969.09 | 23.9635 | 81.7635 | 0 | 0 | 0 | 182844 | 0 | 26.9941 | 28.6245 | 38.5188
[20 empty] | 2020-07-26 04:00 | 4949 | 7 | 26 | 5 | 0 | 0 | 87.0334 | 8969.09 | 57.6655 | 196.7547 | 0 | 0 | 0 | 443506 | 0 | 55.9791 | 8969.09 | 35.4032 | 120.7957 | 0 | 0 | 0 | 270282 | 0 | 59.2706 | 8969.09 | 37.7988 | 128.9695 | 0 | 0 | 0 | 288545 | 0 | 87.0334 | 55.9791 | 59.2706
[20 empty] | 2020-07-26 05:00 | 4950 | 7 | 26 | 6 | 8839.847 | 8.8398 | 115.118 | 31184.1 | 76.8776 | 262.3064 | 0 | 0 | 0 | 579772 | 0 | 125.54 | 31184.1 | 84.9324 | 289.7893 | 0 | 0 | 0 | 642408 | 0 | 131.063 | 31184.1 | 89.5448 | 305.5269 | 0 | 0 | 0 | 675203 | 0 | 106.2782 | 116.7002 | 122.2232
[20 empty] | 2020-07-26 06:00 | 4951 | 7 | 26 | 7 | 8286.784 | 8.2868 | 174.658 | 80819.5 | 73.0377 | 249.2046 | 0 | 0 | 0 | 543942 | -12.7149 | 181.337 | 80819.5 | 78.0244 | 266.2193 | 0 | 0 | 0 | 581081 | -12.7159 | 184.919 | 80819.5 | 81.0644 | 276.5917 | 0 | 0 | 0 | 603718 | -28.1429 | 166.3712 | 173.0502 | 176.6322
[20 empty] | 2020-07-26 07:00 | 4952 | 7 | 26 | 8 | 70389.269 | 70.3893 | 194.964 | 80819.5 | 77.8994 | 265.7928 | 0 | 0 | 0 | 580166 | -10.7664 | 201.364 | 80819.5 | 82.7473 | 282.3338 | 0 | 0 | 0 | 616272 | -10.7676 | 206.093 | 80819.5 | 86.5368 | 295.2636 | 0 | 0 | 0 | 644494 | -10.766 | 124.5747 | 130.9747 | 135.7037
[20 empty] | 2020-07-26 08:00 | 4953 | 7 | 26 | 9 | 177927.662 | 177.9277 | 227.833 | 55668.9 | 106.824 | 364.4835 | 0 | 0 | 0 | 777086 | 0 | 236.433 | 55668.9 | 113.782 | 388.2242 | 0 | 0 | 0 | 826993 | 0 | 244.67 | 55668.9 | 120.683 | 411.7704 | 0 | 0 | 0 | 871274 | 0 | 49.9053 | 58.5053 | 66.7423
[20 empty] | 2020-07-26 09:00 | 4954 | 7 | 26 | 10 | 223164.59 | 223.1646 | 234.899 | 55595.6 | 111.443 | 380.2435 | 0 | 0 | 0 | 804987 | -16.8898 | 244.364 | 55595.6 | 118.994 | 406.0075 | 0 | 0 | 0 | 859561 | -16.8805 | 253.93 | 55595.6 | 126.881 | 432.918 | 0 | 0 | 0 | 910355 | -16.8624 | 11.7344 | 21.1994 | 30.7654
[20 empty] | 2020-07-26 10:00 | 4955 | 7 | 26 | 11 | 212031.03 | 212.031 | 216.308 | 126659 | 106.327 | 362.7877 | 0 | 0 | 0 | 763181 | -2.6882 | 225.821 | 126659 | 114.028 | 389.0635 | 0 | 0 | 0 | 818774 | -2.6878 | 235.435 | 126659 | 121.896 | 415.9092 | 0 | 0 | 0 | 870908 | -2.6873 | 4.277 | 13.79 | 23.404
[20 empty] | 2020-07-26 11:00 | 4956 | 7 | 26 | 12 | 271357.06 | 271.3571 | 245.26 | 126659 | 123 | 419.676 | 0 | 0 | 0 | 844513 | -5.4364 | 255.891 | 126659 | 131.367 | 448.2242 | 0 | 0 | 0 | 901553 | -5.4362 | 266.632 | 126659 | 140.001 | 477.6834 | 0 | 0 | 0 | 956510 | -5.4362 | -26.0971 | -15.4661 | -4.7251
[20 empty] | 2020-07-26 12:00 | 4957 | 7 | 26 | 13 | 271559.086 | 271.5591 | 205.049 | 86258.3 | 118.666 | 404.8884 | 0 | 0 | 0 | 805661 | 0 | 215.843 | 86258.3 | 127.137 | 433.7914 | 0 | 0 | 0 | 863160 | 0 | 226.679 | 86258.3 | 135.857 | 463.5441 | 0 | 0 | 0 | 918723 | 0 | -66.5101 | -55.7161 | -44.8801
[20 empty] | 2020-07-26 13:00 | 4958 | 7 | 26 | 14 | 249815.259 | 249.8153 | 199.025 | 55155.5 | 117.652 | 401.4286 | 0 | 0 | 0 | 799262 | 0 | 210.079 | 55155.5 | 126.354 | 431.1198 | 0 | 0 | 0 | 858914 | 0 | 221.298 | 55155.5 | 135.316 | 461.6982 | 0 | 0 | 0 | 916796 | 0 | -50.7903 | -39.7363 | -28.5173
[20 empty] | 2020-07-26 14:00 | 4959 | 7 | 26 | 15 | 141572.328 | 141.5723 | 200.612 | 55008.7 | 124.323 | 424.1901 | 0 | 0 | 0 | 837838 | 0 | 212.571 | 55008.7 | 133.784 | 456.471 | 0 | 0 | 0 | 902375 | 0 | 224.66 | 55008.7 | 143.28 | 488.8714 | 0 | 0 | 0 | 964381 | 0 | 59.0397 | 70.9987 | 83.0877
[20 empty] | 2020-07-26 15:00 | 4960 | 7 | 26 | 16 | 97020.333 | 97.0203 | 166.909 | 30084 | 121.197 | 413.5242 | 0 | 0 | 0 | 778849 | -378.746 | 179.086 | 30084 | 130.982 | 446.9106 | 0 | 0 | 0 | 845171 | -433.827 | 191.299 | 30084 | 140.158 | 478.2191 | 0 | 0 | 0 | 903458 | -515.07 | 69.8887 | 82.0657 | 94.2787
[20 empty] | 2020-07-26 16:00 | 4961 | 7 | 26 | 17 | 91418.969 | 91.419 | 11.6555 | 30084 | 0 | 0 | 0 | 0 | 0 | 0 | 0 | 22.09 | 30084 | 7.6703 | 26.1709 | 0 | 0 | 0 | 48205 | -1451.36 | 23.1494 | 30084 | 8.5039 | 29.0154 | 0 | 0 | 0 | 53414.5 | -1860.85 | -79.7635 | -69.329 | -68.2696
[20 empty] | 2020-07-26 17:00 | 4962 | 7 | 26 | 18 | 31738.688 | 31.7387 | 22.1385 | 30524.1 | 7.2826 | 24.8482 | 0 | 0 | 0 | 49182.3 | -39.0439 | 23.3294 | 30524.1 | 8.1977 | 27.9706 | 0 | 0 | 0 | 55330 | -233.716 | 42.0224 | 30524.1 | 23.8603 | 81.4113 | 0 | 0 | 0 | 161188 | -437.519 | -9.6002 | -8.4093 | 10.2837
[20 empty] | 2020-07-26 18:00 | 4963 | 7 | 26 | 19 | 0 | 0 | 18.5345 | 30817.4 | 7.055 | 24.0717 | 0 | 0 | 0 | 50069.4 | -23.183 | 19.7677 | 30817.4 | 8.0183 | 27.3585 | 0 | 0 | 0 | 56899.9 | -66.3779 | 49.544 | 30817.4 | 32.8049 | 111.9303 | 0 | 0 | 0 | 232999 | -272.689 | 18.5345 | 19.7677 | 49.544
[20 empty] | 2020-07-26 19:00 | 4964 | 7 | 26 | 20 | 0 | 0 | 32.6971 | 8455.81 | 17.5588 | 59.9106 | 0 | 0 | 0 | 124875 | -1.0412 | 33.7973 | 8455.81 | 18.4193 | 62.8467 | 0 | 0 | 0 | 130985 | -3.4212 | 35.1302 | 8455.81 | 19.4717 | 66.4374 | 0 | 0 | 0 | 138463 | -4.1896 | 32.6971 | 33.7973 | 35.1302
[20 empty] | 2020-07-26 20:00 | 4965 | 7 | 26 | 21 | 0 | 0 | 8.8655 | 8529.14 | 0 | 0 | 0 | 0 | 0 | 0 | 0 | 18.0379 | 8529.14 | 7.625 | 26.0163 | 0 | 0 | 0 | 54781.8 | 0 | 19.1415 | 8529.14 | 8.5501 | 29.1728 | 0 | 0 | 0 | 61434.6 | 0 | 8.8655 | 18.0379 | 19.1415
[20 empty] | 2020-07-26 21:00 | 4966 | 7 | 26 | 22 | 0 | 0 | 8.8655 | 8529.14 | 0 | 0 | 0 | 0 | 0 | 0 | 0 | 17.8637 | 8529.14 | 7.4508 | 25.422 | 0 | 0 | 0 | 53543 | 0 | 18.8393 | 8529.14 | 8.2702 | 28.2179 | 0 | 0 | 0 | 59437.1 | 0 | 8.8655 | 17.8637 | 18.8393
[20 empty] | 2020-07-26 22:00 | 4967 | 7 | 26 | 23 | 0 | 0 | 8.8655 | 8529.14 | 0 | 0 | 0 | 0 | 0 | 0 | 0 | 8.8655 | 8529.14 | 0 | 0 | 0 | 0 | 0 | 0 | 0 | 18.7591 | 8529.14 | 8.19 | 27.9444 | 0 | 0 | 0 | 58843.3 | 0 | 8.8655 | 8.8655 | 18.7591
[20 empty] | 2020-07-26 23:00 | 4968 | 7 | 26 | 24 | 0 | 0 | 21.4134 | 8602.46 | 10.3521 | 35.3214 | 0 | 0 | 0 | 75395 | 0 | 21.4133 | 8602.46 | 10.3519 | 35.3207 | 0 | 0 | 0 | 75394.2 | 0 | 21.4134 | 8602.46 | 10.3521 | 35.3214 | 0 | 0 | 0 | 75395 | 0 | 21.4134 | 21.4133 | 21.4134
[20 empty] | 2020-07-27 | 4969 | 7 | 27 | 1 | 0 | 0 | 7.3463 | 8602.46 | 0 | 0 | 0 | 0 | 0 | 0 | 0 | 7.3463 | 8602.46 | 0 | 0 | 0 | 0 | 0 | 0 | 0 | 7.3463 | 8602.46 | 0 | 0 | 0 | 0 | 0 | 0 | 0 | 7.3463 | 7.3463 | 7.3463
[20 empty] | 2020-07-27 01:00 | 4970 | 7 | 27 | 2 | 0 | 0 | 7.3463 | 8602.46 | 0 | 0 | 0 | 0 | 0 | 0 | 0 | 7.3463 | 8602.46 | 0 | 0 | 0 | 0 | 0 | 0 | 0 | 7.3463 | 8602.46 | 0 | 0 | 0 | 0 | 0 | 0 | 0 | 7.3463 | 7.3463 | 7.3463
[20 empty] | 2020-07-27 02:00 | 4971 | 7 | 27 | 3 | 0 | 0 | 7.3463 | 8675.79 | 0 | 0 | 0 | 0 | 0 | 0 | 0 | 7.3463 | 8675.79 | 0 | 0 | 0 | 0 | 0 | 0 | 0 | 7.3463 | 8675.79 | 0 | 0 | 0 | 0 | 0 | 0 | 0 | 7.3463 | 7.3463 | 7.3463
[20 empty] | 2020-07-27 03:00 | 4972 | 7 | 27 | 4 | 0 | 0 | 21.266 | 8675.79 | 10.2047 | 34.8184 | 0 | 0 | 0 | 75175.9 | 0 | 21.2659 | 8675.79 | 10.2046 | 34.8181 | 0 | 0 | 0 | 75175.3 | 0 | 21.266 | 8675.79 | 10.2047 | 34.8184 | 0 | 0 | 0 | 75176.1 | 0 | 21.266 | 21.2659 | 21.266
[20 empty] | 2020-07-27 04:00 | 4973 | 7 | 27 | 5 | 0 | 0 | 8.8655 | 8675.79 | 0 | 0 | 0 | 0 | 0 | 0 | 0 | 8.8655 | 8675.79 | 0 | 0 | 0 | 0 | 0 | 0 | 0 | 8.8655 | 8675.79 | 0 | 0 | 0 | 0 | 0 | 0 | 0 | 8.8655 | 8.8655 | 8.8655
[20 empty] | 2020-07-27 05:00 | 4974 | 7 | 27 | 6 | 4469.272 | 4.4693 | 114.929 | 31037.5 | 79.0402 | 269.6852 | 0 | 0 | 0 | 581957 | 0 | 121.776 | 31037.5 | 84.6549 | 288.8425 | 0 | 0 | 0 | 623321 | 0 | 125.844 | 31037.5 | 88.2587 | 301.1387 | 0 | 0 | 0 | 650784 | 0 | 110.4597 | 117.3067 | 121.3747
[20 empty] | 2020-07-27 06:00 | 4975 | 7 | 27 | 7 | 36335.928 | 36.3359 | 217.085 | 80672.8 | 119.718 | 408.4778 | 0 | 0 | 0 | 926850 | -9.1911 | 224.152 | 80672.8 | 125.868 | 429.4616 | 0 | 0 | 0 | 973494 | -9.1902 | 230.264 | 80672.8 | 131.873 | 449.9507 | 0 | 0 | 0 | 1005370 | -9.1905 | 180.7491 | 187.8161 | 193.9281
[20 empty] | 2020-07-27 07:00 | 4976 | 7 | 27 | 8 | 70541.058 | 70.5411 | 234.173 | 80672.8 | 123.157 | 420.2117 | 0 | 0 | 0 | 959978 | -7.062 | 241.432 | 80672.8 | 129.318 | 441.233 | 0 | 0 | 0 | 1004990 | -7.0615 | 247.517 | 80672.8 | 134.993 | 460.5961 | 0 | 0 | 0 | 1037290 | -7.062 | 163.6319 | 170.8909 | 176.9759
[20 empty] | 2020-07-27 08:00 | 4977 | 7 | 27 | 9 | 154121.773 | 154.1218 | 249.59 | 55742.3 | 134.54 | 459.0505 | 0 | 0 | 0 | 1087510 | 0 | 256.433 | 55742.3 | 140.966 | 480.976 | 0 | 0 | 0 | 1135570 | 0 | 261.973 | 55742.3 | 146.203 | 498.8446 | 0 | 0 | 0 | 1159770 | 0 | 95.4682 | 102.3112 | 107.8512
[20 empty] | 2020-07-27 09:00 | 4978 | 7 | 27 | 10 | 159464.961 | 159.465 | 248.832 | 55889 | 133.181 | 454.4136 | 0 | 0 | 0 | 1084320 | -24.3825 | 256.015 | 55889 | 139.73 | 476.7588 | 0 | 0 | 0 | 1138740 | -24.3566 | 262.007 | 55889 | 144.989 | 494.7025 | 0 | 0 | 0 | 1164700 | -24.3685 | 89.367 | 96.55 | 102.542
[20 empty] | 2020-07-27 10:00 | 4979 | 7 | 27 | 11 | 210425.404 | 210.4254 | 234.767 | 126659 | 131.839 | 449.8347 | 0 | 0 | 0 | 1054510 | -1.562 | 242.78 | 126659 | 139.15 | 474.7798 | 0 | 0 | 0 | 1115390 | -1.5596 | 249.612 | 126659 | 145.071 | 494.9823 | 0 | 0 | 0 | 1149910 | -1.5611 | 24.3416 | 32.3546 | 39.1866
[20 empty] | 2020-07-27 11:00 | 4980 | 7 | 27 | 12 | 256606.623 | 256.6066 | 277.836 | 126659 | 161.173 | 549.9223 | 0 | 0 | 0 | 1317960 | -5.4338 | 287.003 | 126659 | 169.538 | 578.4637 | 0 | 0 | 0 | 1383500 | -5.434 | 295.871 | 126659 | 176.802 | 603.2484 | 0 | 0 | 0 | 1417790 | -5.4339 | 21.2294 | 30.3964 | 39.2644
[20 empty] | 2020-07-27 12:00 | 4981 | 7 | 27 | 13 | 258406.365 | 258.4064 | 243.06 | 86819.3 | 161.412 | 550.7377 | 0 | 0 | 0 | 1313420 | 0 | 252.606 | 86819.3 | 170.21 | 580.7565 | 0 | 0 | 0 | 1383660 | 0 | 262.259 | 86819.3 | 177.938 | 607.1245 | 0 | 0 | 0 | 1422030 | 0 | -15.3464 | -5.8004 | 3.8526
[20 empty] | 2020-07-27 13:00 | 4982 | 7 | 27 | 14 | 252231.33 | 252.2313 | 238.24 | 55302.2 | 161.398 | 550.69 | 0 | 0 | 0 | 1303730 | 0 | 248.452 | 55302.2 | 170.476 | 581.6641 | 0 | 0 | 0 | 1375130 | 0 | 259.062 | 55302.2 | 178.898 | 610.4 | 0 | 0 | 0 | 1422920 | 0 | -13.9913 | -3.7793 | 6.8307
[20 empty] | 2020-07-27 14:00 | 4983 | 7 | 27 | 15 | 221583.715 | 221.5837 | 251.678 | 54788.7 | 179.18 | 611.3622 | 0 | 0 | 0 | 1415160 | 0 | 263.052 | 54788.7 | 188.786 | 644.1378 | 0 | 0 | 0 | 1482210 | 0 | 275.392 | 54788.7 | 198.213 | 676.3028 | 0 | 0 | 0 | 1536310 | 0 | 30.0943 | 41.4683 | 53.8083
[20 empty] | 2020-07-27 15:00 | 4984 | 7 | 27 | 16 | 177662.956 | 177.663 | 205.933 | 30230.7 | 163.644 | 558.3533 | 0 | 0 | 0 | 1273310 | -286.152 | 217.678 | 30230.7 | 173.565 | 592.2038 | 0 | 0 | 0 | 1355810 | -335.045 | 230.019 | 30230.7 | 183.117 | 624.7952 | 0 | 0 | 0 | 1421010 | -386.681 | 28.27 | 40.015 | 52.356
[20 empty] | 2020-07-27 16:00 | 4985 | 7 | 27 | 17 | 121545.838 | 121.5458 | 11.6555 | 30230.7 | 0 | 0 | 0 | 0 | 0 | 0 | 0 | 22.2577 | 30230.7 | 7.838 | 26.7432 | 0 | 0 | 0 | 52779.1 | -1553.3 | 23.3721 | 30230.7 | 8.7266 | 29.7752 | 0 | 0 | 0 | 58493.2 | -1419.33 | -109.8903 | -99.2881 | -98.1737
[20 empty] | 2020-07-27 17:00 | 4986 | 7 | 27 | 18 | 58222.224 | 58.2222 | 12.2635 | 30450.7 | 0 | 0 | 0 | 0 | 0 | 0 | 0 | 23.3719 | 30450.7 | 8.3442 | 28.4705 | 0 | 0 | 0 | 55825.2 | -210.982 | 24.7914 | 30450.7 | 9.4852 | 32.3634 | 0 | 0 | 0 | 63465.8 | -210.558 | -45.9587 | -34.8503 | -33.4308
[20 empty] | 2020-07-27 18:00 | 4987 | 7 | 27 | 19 | 11399.561 | 11.3996 | 8.8655 | 30377.4 | 0 | 0 | 0 | 0 | 0 | 0 | 0 | 19.9215 | 30377.4 | 8.2918 | 28.2916 | 0 | 0 | 0 | 54884.3 | -34.8364 | 21.2164 | 30377.4 | 9.3301 | 31.8344 | 0 | 0 | 0 | 61770.8 | -38.2967 | -2.5341 | 8.5219 | 9.8168
[20 empty] | 2020-07-27 19:00 | 4988 | 7 | 27 | 20 | 0 | 0 | 23.7216 | 8015.86 | 11.141 | 38.0131 | 0 | 0 | 0 | 75483.8 | 0 | 23.7214 | 8015.86 | 11.1409 | 38.0128 | 0 | 0 | 0 | 75482.9 | 0 | 36.0116 | 8015.86 | 20.4412 | 69.7454 | 0 | 0 | 0 | 137021 | -3.1876 | 23.7216 | 23.7214 | 36.0116
[20 empty] | 2020-07-27 20:00 | 4989 | 7 | 27 | 21 | 0 | 0 | 8.8655 | 8675.79 | 0 | 0 | 0 | 0 | 0 | 0 | 0 | 8.8655 | 8675.79 | 0 | 0 | 0 | 0 | 0 | 0 | 0 | 8.8655 | 8675.79 | 0 | 0 | 0 | 0 | 0 | 0 | 0 | 8.8655 | 8.8655 | 8.8655
[20 empty] | 2020-07-27 21:00 | 4990 | 7 | 27 | 22 | 0 | 0 | 8.8655 | 8675.79 | 0 | 0 | 0 | 0 | 0 | 0 | 0 | 8.8655 | 8675.79 | 0 | 0 | 0 | 0 | 0 | 0 | 0 | 8.8655 | 8675.79 | 0 | 0 | 0 | 0 | 0 | 0 | 0 | 8.8655 | 8.8655 | 8.8655
[20 empty] | 2020-07-27 22:00 | 4991 | 7 | 27 | 23 | 0 | 0 | 8.8655 | 8675.79 | 0 | 0 | 0 | 0 | 0 | 0 | 0 | 8.8655 | 8675.79 | 0 | 0 | 0 | 0 | 0 | 0 | 0 | 8.8655 | 8675.79 | 0 | 0 | 0 | 0 | 0 | 0 | 0 | 8.8655 | 8.8655 | 8.8655
[20 empty] | 2020-07-27 23:00 | 4992 | 7 | 27 | 24 | 0 | 0 | 21.4189 | 8602.46 | 10.3576 | 35.3401 | 0 | 0 | 0 | 75604.6 | 0 | 21.4187 | 8602.46 | 10.3574 | 35.3394 | 0 | 0 | 0 | 75603.6 | 0 | 21.4188 | 8602.46 | 10.3575 | 35.3398 | 0 | 0 | 0 | 75604.3 | 0 | 21.4189 | 21.4187 | 21.4188
[20 empty] | 2020-07-28 | 4993 | 7 | 28 | 1 | 0 | 0 | 7.3463 | 8602.46 | 0 | 0 | 0 | 0 | 0 | 0 | 0 | 7.3463 | 8602.46 | 0 | 0 | 0 | 0 | 0 | 0 | 0 | 7.3463 | 8602.46 | 0 | 0 | 0 | 0 | 0 | 0 | 0 | 7.3463 | 7.3463 | 7.3463
[20 empty] | 2020-07-28 01:00 | 4994 | 7 | 28 | 2 | 0 | 0 | 7.3463 | 8602.46 | 0 | 0 | 0 | 0 | 0 | 0 | 0 | 7.3463 | 8602.46 | 0 | 0 | 0 | 0 | 0 | 0 | 0 | 7.3463 | 8602.46 | 0 | 0 | 0 | 0 | 0 | 0 | 0 | 7.3463 | 7.3463 | 7.3463
[20 empty] | 2020-07-28 02:00 | 4995 | 7 | 28 | 3 | 0 | 0 | 7.3463 | 8602.46 | 0 | 0 | 0 | 0 | 0 | 0 | 0 | 7.3463 | 8602.46 | 0 | 0 | 0 | 0 | 0 | 0 | 0 | 7.3463 | 8602.46 | 0 | 0 | 0 | 0 | 0 | 0 | 0 | 7.3463 | 7.3463 | 7.3463
[20 empty] | 2020-07-28 03:00 | 4996 | 7 | 28 | 4 | 0 | 0 | 7.3463 | 8602.46 | 0 | 0 | 0 | 0 | 0 | 0 | 0 | 7.3463 | 8602.46 | 0 | 0 | 0 | 0 | 0 | 0 | 0 | 7.3463 | 8602.46 | 0 | 0 | 0 | 0 | 0 | 0 | 0 | 7.3463 | 7.3463 | 7.3463
[20 empty] | 2020-07-28 04:00 | 4997 | 7 | 28 | 5 | 0 | 0 | 22.9485 | 8602.46 | 10.368 | 35.3756 | 0 | 0 | 0 | 75687.7 | 0 | 22.9483 | 8602.46 | 10.3678 | 35.3749 | 0 | 0 | 0 | 75686.6 | 0 | 22.9485 | 8602.46 | 10.3679 | 35.3753 | 0 | 0 | 0 | 75687.5 | 0 | 22.9485 | 22.9483 | 22.9485
[20 empty] | 2020-07-28 05:00 | 4998 | 7 | 28 | 6 | 9227.983 | 9.228 | 107.202 | 30890.8 | 74.7461 | 255.0337 | 0 | 0 | 0 | 541173 | 0 | 112.588 | 30890.8 | 79.3207 | 270.6422 | 0 | 0 | 0 | 574083 | 0 | 118.665 | 30890.8 | 84.4465 | 288.1315 | 0 | 0 | 0 | 611330 | 0 | 97.974 | 103.36 | 109.437
[20 empty] | 2020-07-28 06:00 | 4999 | 7 | 28 | 7 | 55580.364 | 55.5804 | 227.868 | 80526 | 133.15 | 454.3078 | 0 | 0 | 0 | 1046560 | -5.5715 | 234.983 | 80526 | 140.329 | 478.8025 | 0 | 0 | 0 | 1110210 | -5.5715 | 243.219 | 80526 | 147.759 | 504.1537 | 0 | 0 | 0 | 1161710 | -5.571 | 172.2876 | 179.4026 | 187.6386
[20 empty] | 2020-07-28 07:00 | 5000 | 7 | 28 | 8 | 119077.625 | 119.0776 | 247.372 | 80526 | 138.431 | 472.3266 | 0 | 0 | 0 | 1086620 | -6.4072 | 254.61 | 80526 | 145.259 | 495.6237 | 0 | 0 | 0 | 1141120 | -6.4075 | 262.967 | 80526 | 152.32 | 519.7158 | 0 | 0 | 0 | 1185910 | -6.4069 | 128.2944 | 135.5324 | 143.8894
[20 empty] | 2020-07-28 08:00 | 5001 | 7 | 28 | 9 | 171155.487 | 171.1555 | 263.163 | 55375.5 | 149.812 | 511.1585 | 0 | 0 | 0 | 1189100 | 0 | 271.184 | 55375.5 | 157.045 | 535.8375 | 0 | 0 | 0 | 1240400 | 0 | 280.955 | 55375.5 | 165.019 | 563.0448 | 0 | 0 | 0 | 1288860 | 0 | 92.0075 | 100.0285 | 109.7995
[20 empty] | 2020-07-28 09:00 | 5002 | 7 | 28 | 10 | 185636.975 | 185.637 | 285.038 | 55082.1 | 168.354 | 574.4238 | 0 | 0 | 0 | 1360210 | -26.8547 | 294.201 | 55082.1 | 176.292 | 601.5083 | 0 | 0 | 0 | 1415830 | -26.8807 | 305.192 | 55082.1 | 184.981 | 631.1552 | 0 | 0 | 0 | 1469340 | -26.8393 | 99.401 | 108.564 | 119.555
[20 empty] | 2020-07-28 10:00 | 5003 | 7 | 28 | 11 | 210110.298 | 210.1103 | 268.453 | 126659 | 164.666 | 561.8404 | 0 | 0 | 0 | 1297740 | 0 | 277.924 | 126659 | 173.091 | 590.5865 | 0 | 0 | 0 | 1357790 | 0 | 289.468 | 126659 | 182.181 | 621.6016 | 0 | 0 | 0 | 1414720 | 0 | 58.3427 | 67.8137 | 79.3577
[20 empty] | 2020-07-28 11:00 | 5004 | 7 | 28 | 12 | 256299.732 | 256.2997 | 285.112 | 126659 | 168.542 | 575.0653 | 0 | 0 | 0 | 1321370 | 0 | 295.11 | 126659 | 177.242 | 604.7497 | 0 | 0 | 0 | 1381910 | 0 | 307.164 | 126659 | 186.618 | 636.7406 | 0 | 0 | 0 | 1440190 | 0 | 28.8123 | 38.8103 | 50.8643
[20 empty] | 2020-07-28 12:00 | 5005 | 7 | 28 | 13 | 261316.913 | 261.3169 | 259.313 | 85128.5 | 176.257 | 601.3889 | 0 | 0 | 0 | 1361850 | 0 | 269.953 | 85128.5 | 185.471 | 632.8271 | 0 | 0 | 0 | 1425500 | 0 | 282.763 | 85128.5 | 195.43 | 666.8072 | 0 | 0 | 0 | 1488360 | 0 | -2.0039 | 8.6361 | 21.4461
[20 empty] | 2020-07-28 13:00 | 5006 | 7 | 28 | 14 | 249777.33 | 249.7773 | 254.103 | 54715.3 | 175.965 | 600.3926 | 0 | 0 | 0 | 1351080 | 0 | 264.848 | 54715.3 | 185.329 | 632.3425 | 0 | 0 | 0 | 1415690 | 0 | 277.727 | 54715.3 | 195.354 | 666.5478 | 0 | 0 | 0 | 1479660 | 0 | 4.3257 | 15.0707 | 27.9497
[20 empty] | 2020-07-28 14:00 | 5007 | 7 | 28 | 15 | 220678.574 | 220.6786 | 241.347 | 54862 | 168.896 | 576.2732 | 0 | 0 | 0 | 1296660 | 0 | 251.545 | 54862 | 177.497 | 605.6198 | 0 | 0 | 0 | 1356750 | 0 | 264.199 | 54862 | 187.361 | 639.2757 | 0 | 0 | 0 | 1419930 | 0 | 20.6684 | 30.8664 | 43.5204
[20 empty] | 2020-07-28 15:00 | 5008 | 7 | 28 | 16 | 177873.705 | 177.8737 | 200.687 | 30010.7 | 157.285 | 536.6564 | 0 | 0 | 0 | 1148250 | -305.263 | 211.937 | 30010.7 | 166.295 | 567.3985 | 0 | 0 | 0 | 1214810 | -365.547 | 225.247 | 30010.7 | 176.954 | 603.767 | 0 | 0 | 0 | 1288420 | -432.268 | 22.8133 | 34.0633 | 47.3733
[20 empty] | 2020-07-28 16:00 | 5009 | 7 | 28 | 17 | 122347.721 | 122.3477 | 11.6555 | 30010.7 | 0 | 0 | 0 | 0 | 0 | 0 | 0 | 11.6555 | 30010.7 | 0 | 0 | 0 | 0 | 0 | 0 | 0 | 23.531 | 30010.7 | 8.8856 | 30.3176 | 0 | 0 | 0 | 57002.2 | -1860.88 | -110.6922 | -110.6922 | -98.8167
[20 empty] | 2020-07-28 17:00 | 5010 | 7 | 28 | 18 | 58371.909 | 58.3719 | 12.2635 | 30084 | 0 | 0 | 0 | 0 | 0 | 0 | 0 | 23.6283 | 30084 | 8.6006 | 29.3453 | 0 | 0 | 0 | 54785.6 | -32.3594 | 24.7042 | 30084 | 9.4508 | 32.2462 | 0 | 0 | 0 | 59563.7 | -345.708 | -46.1084 | -34.7436 | -33.6677
[20 empty] | 2020-07-28 18:00 | 5011 | 7 | 28 | 19 | 10133.657 | 10.1337 | 8.8655 | 30230.7 | 0 | 0 | 0 | 0 | 0 | 0 | 0 | 19.9892 | 30230.7 | 8.3595 | 28.5225 | 0 | 0 | 0 | 53996.7 | -52.8895 | 21.1087 | 30230.7 | 9.2532 | 31.5721 | 0 | 0 | 0 | 59755.5 | -63.3268 | -1.2681 | 9.8555 | 10.975
[20 empty] | 2020-07-28 19:00 | 5012 | 7 | 28 | 20 | 0 | 0 | 8.8655 | 7869.21 | 0 | 0 | 0 | 0 | 0 | 0 | 0 | 8.8655 | 7869.21 | 0 | 0 | 0 | 0 | 0 | 0 | 0 | 21.1636 | 7869.21 | 9.3082 | 31.7595 | 0 | 0 | 0 | 60115.3 | -5.6748 | 8.8655 | 8.8655 | 21.1636
[20 empty] | 2020-07-28 20:00 | 5013 | 7 | 28 | 21 | 0 | 0 | 23.9299 | 7942.53 | 11.3494 | 38.7242 | 0 | 0 | 0 | 75489.1 | 0 | 23.9298 | 7942.53 | 11.3493 | 38.7238 | 0 | 0 | 0 | 75488.4 | 0 | 36.1686 | 7942.53 | 20.5981 | 70.2807 | 0 | 0 | 0 | 135941 | -1.6968 | 23.9299 | 23.9298 | 36.1686
[20 empty] | 2020-07-28 21:00 | 5014 | 7 | 28 | 22 | 0 | 0 | 8.8655 | 8015.86 | 0 | 0 | 0 | 0 | 0 | 0 | 0 | 8.8655 | 8015.86 | 0 | 0 | 0 | 0 | 0 | 0 | 0 | 8.8655 | 8015.86 | 0 | 0 | 0 | 0 | 0 | 0 | 0 | 8.8655 | 8.8655 | 8.8655
[20 empty] | 2020-07-28 22:00 | 5015 | 7 | 28 | 23 | 0 | 0 | 8.8655 | 8015.86 | 0 | 0 | 0 | 0 | 0 | 0 | 0 | 8.8655 | 8015.86 | 0 | 0 | 0 | 0 | 0 | 0 | 0 | 8.8655 | 8015.86 | 0 | 0 | 0 | 0 | 0 | 0 | 0 | 8.8655 | 8.8655 | 8.8655
[20 empty] | 2020-07-28 23:00 | 5016 | 7 | 28 | 24 | 0 | 0 | 7.3463 | 8235.83 | 0 | 0 | 0 | 0 | 0 | 0 | 0 | 7.3463 | 8235.83 | 0 | 0 | 0 | 0 | 0 | 0 | 0 | 7.3463 | 8235.83 | 0 | 0 | 0 | 0 | 0 | 0 | 0 | 7.3463 | 7.3463 | 7.3463
[20 empty] | 2020-07-29 | 5017 | 7 | 29 | 1 | 0 | 0 | 21.9318 | 8309.16 | 10.8705 | 37.0901 | 0 | 0 | 0 | 75929.3 | 0 | 21.9317 | 8309.16 | 10.8704 | 37.0898 | 0 | 0 | 0 | 75928.8 | 0 | 21.9317 | 8309.16 | 10.8704 | 37.0898 | 0 | 0 | 0 | 75929.1 | 0 | 21.9318 | 21.9317 | 21.9317
[20 empty] | 2020-07-29 01:00 | 5018 | 7 | 29 | 2 | 0 | 0 | 7.3463 | 8309.16 | 0 | 0 | 0 | 0 | 0 | 0 | 0 | 7.3463 | 8309.16 | 0 | 0 | 0 | 0 | 0 | 0 | 0 | 7.3463 | 8309.16 | 0 | 0 | 0 | 0 | 0 | 0 | 0 | 7.3463 | 7.3463 | 7.3463
[20 empty] | 2020-07-29 02:00 | 5019 | 7 | 29 | 3 | 0 | 0 | 7.3463 | 8382.48 | 0 | 0 | 0 | 0 | 0 | 0 | 0 | 7.3463 | 8382.48 | 0 | 0 | 0 | 0 | 0 | 0 | 0 | 7.3463 | 8382.48 | 0 | 0 | 0 | 0 | 0 | 0 | 0 | 7.3463 | 7.3463 | 7.3463
[20 empty] | 2020-07-29 03:00 | 5020 | 7 | 29 | 4 | 0 | 0 | 7.3463 | 8529.14 | 0 | 0 | 0 | 0 | 0 | 0 | 0 | 7.3463 | 8529.14 | 0 | 0 | 0 | 0 | 0 | 0 | 0 | 7.3463 | 8529.14 | 0 | 0 | 0 | 0 | 0 | 0 | 0 | 7.3463 | 7.3463 | 7.3463
[20 empty] | 2020-07-29 04:00 | 5021 | 7 | 29 | 5 | 0 | 0 | 23.0551 | 8529.14 | 10.4746 | 35.7393 | 0 | 0 | 0 | 75665.9 | 0 | 23.055 | 8529.14 | 10.4745 | 35.739 | 0 | 0 | 0 | 75665.4 | 0 | 23.0551 | 8529.14 | 10.4746 | 35.7393 | 0 | 0 | 0 | 75665.7 | 0 | 23.0551 | 23.055 | 23.0551
[20 empty] | 2020-07-29 05:00 | 5022 | 7 | 29 | 6 | 8123.366 | 8.1234 | 116.158 | 30890.8 | 81.2643 | 277.2738 | 0 | 0 | 0 | 587974 | 0 | 122.371 | 30890.8 | 86.4578 | 294.994 | 0 | 0 | 0 | 625435 | 0 | 128.275 | 30890.8 | 91.5286 | 312.2956 | 0 | 0 | 0 | 662189 | 0 | 108.0346 | 114.2476 | 120.1516
[20 empty] | 2020-07-29 06:00 | 5023 | 7 | 29 | 7 | 47100.445 | 47.1004 | 232.788 | 80672.8 | 134.428 | 458.6683 | 0 | 0 | 0 | 1103820 | -3.3572 | 239.912 | 80672.8 | 140.901 | 480.7542 | 0 | 0 | 0 | 1149250 | -3.3574 | 246.747 | 80672.8 | 147.248 | 502.4102 | 0 | 0 | 0 | 1194000 | -3.3573 | 185.6876 | 192.8116 | 199.6466
[20 empty] | 2020-07-29 07:00 | 5024 | 7 | 29 | 8 | 94667.354 | 94.6674 | 249.02 | 80672.8 | 139.463 | 475.8478 | 0 | 0 | 0 | 1132670 | -1.5218 | 256.769 | 80672.8 | 146.35 | 499.3462 | 0 | 0 | 0 | 1180410 | -1.5219 | 264.072 | 80672.8 | 152.716 | 521.067 | 0 | 0 | 0 | 1224660 | -1.5218 | 154.3526 | 162.1016 | 169.4046
[20 empty] | 2020-07-29 08:00 | 5025 | 7 | 29 | 9 | 172520.643 | 172.5206 | 258.453 | 55742.3 | 144.677 | 493.6379 | 0 | 0 | 0 | 1199760 | 0 | 265.845 | 55742.3 | 151.825 | 518.0269 | 0 | 0 | 0 | 1253530 | 0 | 272.578 | 55742.3 | 157.561 | 537.5981 | 0 | 0 | 0 | 1287860 | 0 | 85.9324 | 93.3244 | 100.0574
[20 empty] | 2020-07-29 09:00 | 5026 | 7 | 29 | 10 | 180144.383 | 180.1444 | 265.317 | 55595.6 | 149.659 | 510.6365 | 0 | 0 | 0 | 1230140 | -29.4121 | 272.999 | 55595.6 | 156.815 | 535.0528 | 0 | 0 | 0 | 1280010 | -29.3809 | 280.51 | 55595.6 | 163.018 | 556.2174 | 0 | 0 | 0 | 1315760 | -29.3945 | 85.1726 | 92.8546 | 100.3656
[20 empty] | 2020-07-29 10:00 | 5027 | 7 | 29 | 11 | 179584.196 | 179.5842 | 246.816 | 126659 | 145.386 | 496.057 | 0 | 0 | 0 | 1151920 | 0 | 254.489 | 126659 | 152.387 | 519.9444 | 0 | 0 | 0 | 1201870 | 0 | 261.911 | 126659 | 158.433 | 540.5734 | 0 | 0 | 0 | 1239650 | 0 | 67.2318 | 74.9048 | 82.3268
[20 empty] | 2020-07-29 11:00 | 5028 | 7 | 29 | 12 | 223512.377 | 223.5124 | 262.681 | 126659 | 148.42 | 506.409 | 0 | 0 | 0 | 1188350 | 0 | 270.871 | 126659 | 155.844 | 531.7397 | 0 | 0 | 0 | 1238910 | 0 | 278.706 | 126659 | 162.109 | 553.1159 | 0 | 0 | 0 | 1278030 | 0 | 39.1686 | 47.3586 | 55.1936
[20 empty] | 2020-07-29 12:00 | 5029 | 7 | 29 | 13 | 267114.337 | 267.1143 | 223.14 | 87052.3 | 143.391 | 489.2501 | 0 | 0 | 0 | 1134090 | 0 | 230.791 | 87052.3 | 150.276 | 512.7417 | 0 | 0 | 0 | 1184040 | 0 | 237.864 | 87052.3 | 155.442 | 530.3681 | 0 | 0 | 0 | 1215760 | 0 | -43.9743 | -36.3233 | -29.2503
[20 empty] | 2020-07-29 13:00 | 5030 | 7 | 29 | 14 | 250225.116 | 250.2251 | 213.978 | 55595.6 | 139.891 | 477.3081 | 0 | 0 | 0 | 1081860 | 0 | 221.197 | 55595.6 | 146.119 | 498.558 | 0 | 0 | 0 | 1126970 | 0 | 228.885 | 55595.6 | 151.858 | 518.1395 | 0 | 0 | 0 | 1163440 | 0 | -36.2471 | -29.0281 | -21.3401
[20 empty] | 2020-07-29 14:00 | 5031 | 7 | 29 | 15 | 189501.015 | 189.501 | 209.142 | 55448.9 | 139.982 | 477.6186 | 0 | 0 | 0 | 1064290 | 0 | 216.902 | 55448.9 | 146.776 | 500.7997 | 0 | 0 | 0 | 1111970 | 0 | 225.13 | 55448.9 | 153.009 | 522.0667 | 0 | 0 | 0 | 1151550 | 0 | 19.641 | 27.401 | 35.629
[20 empty] | 2020-07-29 15:00 | 5032 | 7 | 29 | 16 | 174678.57 | 174.6786 | 161.919 | 30670.8 | 122.788 | 418.9527 | 0 | 0 | 0 | 890083 | -211.7 | 169.249 | 30670.8 | 128.945 | 439.9603 | 0 | 0 | 0 | 931659 | -263.936 | 177.52 | 30670.8 | 135.932 | 463.8 | 0 | 0 | 0 | 980624 | -315.788 | -12.7596 | -5.4296 | 2.8414
[20 empty] | 2020-07-29 16:00 | 5033 | 7 | 29 | 17 | 118224.504 | 118.2245 | 11.6555 | 30670.8 | 0 | 0 | 0 | 0 | 0 | 0 | 0 | 11.6555 | 30670.8 | 0 | 0 | 0 | 0 | 0 | 0 | 0 | 11.6555 | 30670.8 | 0 | 0 | 0 | 0 | 0 | 0 | 0 | -106.569 | -106.569 | -106.569
[20 empty] | 2020-07-29 17:00 | 5034 | 7 | 29 | 18 | 55850.127 | 55.8501 | 12.2635 | 31110.8 | 0 | 0 | 0 | 0 | 0 | 0 | 0 | 12.2635 | 31110.8 | 0 | 0 | 0 | 0 | 0 | 0 | 0 | 12.2635 | 31110.8 | 0 | 0 | 0 | 0 | 0 | 0 | 0 | -43.5866 | -43.5866 | -43.5866
[20 empty] | 2020-07-29 18:00 | 5035 | 7 | 29 | 19 | 9560.414 | 9.5604 | 8.8655 | 31184.1 | 0 | 0 | 0 | 0 | 0 | 0 | 0 | 8.8655 | 31184.1 | 0 | 0 | 0 | 0 | 0 | 0 | 0 | 8.8655 | 31184.1 | 0 | 0 | 0 | 0 | 0 | 0 | 0 | -0.6949 | -0.6949 | -0.6949
[20 empty] | 2020-07-29 19:00 | 5036 | 7 | 29 | 20 | 0 | 0 | 8.8655 | 8822.44 | 0 | 0 | 0 | 0 | 0 | 0 | 0 | 8.8655 | 8822.44 | 0 | 0 | 0 | 0 | 0 | 0 | 0 | 8.8655 | 8822.44 | 0 | 0 | 0 | 0 | 0 | 0 | 0 | 8.8655 | 8.8655 | 8.8655
[20 empty] | 2020-07-29 20:00 | 5037 | 7 | 29 | 21 | 0 | 0 | 22.6725 | 8749.11 | 10.092 | 34.4339 | 0 | 0 | 0 | 75655.2 | 0 | 22.6724 | 8749.11 | 10.0919 | 34.4336 | 0 | 0 | 0 | 75654.6 | 0 | 22.6725 | 8749.11 | 10.0919 | 34.4336 | 0 | 0 | 0 | 75654.8 | 0 | 22.6725 | 22.6724 | 22.6725
[20 empty] | 2020-07-29 21:00 | 5038 | 7 | 29 | 22 | 0 | 0 | 8.8655 | 8895.77 | 0 | 0 | 0 | 0 | 0 | 0 | 0 | 8.8655 | 8895.77 | 0 | 0 | 0 | 0 | 0 | 0 | 0 | 8.8655 | 8895.77 | 0 | 0 | 0 | 0 | 0 | 0 | 0 | 8.8655 | 8.8655 | 8.8655
[20 empty] | 2020-07-29 22:00 | 5039 | 7 | 29 | 23 | 0 | 0 | 8.8655 | 8895.77 | 0 | 0 | 0 | 0 | 0 | 0 | 0 | 8.8655 | 8895.77 | 0 | 0 | 0 | 0 | 0 | 0 | 0 | 8.8655 | 8895.77 | 0 | 0 | 0 | 0 | 0 | 0 | 0 | 8.8655 | 8.8655 | 8.8655
[20 empty] | 2020-07-29 23:00 | 5040 | 7 | 29 | 24 | 0 | 0 | 7.3463 | 8895.77 | 0 | 0 | 0 | 0 | 0 | 0 | 0 | 7.3463 | 8895.77 | 0 | 0 | 0 | 0 | 0 | 0 | 0 | 7.3463 | 8895.77 | 0 | 0 | 0 | 0 | 0 | 0 | 0 | 7.3463 | 7.3463 | 7.3463
[20 empty] | 2020-07-30 | 5041 | 7 | 30 | 1 | 0 | 0 | 21.0145 | 8895.77 | 9.9532 | 33.9603 | 0 | 0 | 0 | 75988 | 0 | 21.0144 | 8895.77 | 9.9531 | 33.9601 | 0 | 0 | 0 | 75987.6 | 0 | 21.0145 | 8895.77 | 9.9532 | 33.9601 | 0 | 0 | 0 | 75987.7 | 0 | 21.0145 | 21.0144 | 21.0145
[20 empty] | 2020-07-30 01:00 | 5042 | 7 | 30 | 2 | 0 | 0 | 7.3463 | 8895.77 | 0 | 0 | 0 | 0 | 0 | 0 | 0 | 7.3463 | 8895.77 | 0 | 0 | 0 | 0 | 0 | 0 | 0 | 7.3463 | 8895.77 | 0 | 0 | 0 | 0 | 0 | 0 | 0 | 7.3463 | 7.3463 | 7.3463
[20 empty] | 2020-07-30 02:00 | 5043 | 7 | 30 | 3 | 0 | 0 | 7.3463 | 8895.77 | 0 | 0 | 0 | 0 | 0 | 0 | 0 | 7.3463 | 8895.77 | 0 | 0 | 0 | 0 | 0 | 0 | 0 | 7.3463 | 8895.77 | 0 | 0 | 0 | 0 | 0 | 0 | 0 | 7.3463 | 7.3463 | 7.3463
[20 empty] | 2020-07-30 03:00 | 5044 | 7 | 30 | 4 | 0 | 0 | 7.3463 | 8895.77 | 0 | 0 | 0 | 0 | 0 | 0 | 0 | 7.3463 | 8895.77 | 0 | 0 | 0 | 0 | 0 | 0 | 0 | 7.3463 | 8895.77 | 0 | 0 | 0 | 0 | 0 | 0 | 0 | 7.3463 | 7.3463 | 7.3463
[20 empty] | 2020-07-30 04:00 | 5045 | 7 | 30 | 5 | 0 | 0 | 8.8655 | 8969.09 | 0 | 0 | 0 | 0 | 0 | 0 | 0 | 8.8655 | 8969.09 | 0 | 0 | 0 | 0 | 0 | 0 | 0 | 8.8655 | 8969.09 | 0 | 0 | 0 | 0 | 0 | 0 | 0 | 8.8655 | 8.8655 | 8.8655
[20 empty] | 2020-07-30 05:00 | 5046 | 7 | 30 | 6 | 8931.902 | 8.9319 | 86.5367 | 31257.5 | 57.4615 | 196.0586 | 0 | 0 | 0 | 439128 | 0 | 89.6022 | 31257.5 | 60.3976 | 206.0766 | 0 | 0 | 0 | 461549 | 0 | 75.3724 | 31257.5 | 49.6586 | 169.4351 | 0 | 0 | 0 | 379459 | 0 | 77.6048 | 80.6703 | 66.4405
[20 empty] | 2020-07-30 06:00 | 5047 | 7 | 30 | 7 | 41285.748 | 41.2857 | 170.313 | 80892.9 | 81.1959 | 277.0404 | 0 | 0 | 0 | 612222 | -10.1725 | 173.385 | 80892.9 | 84.5021 | 288.3212 | 0 | 0 | 0 | 637132 | -10.1728 | 183.9 | 80892.9 | 94.9187 | 323.8626 | 0 | 0 | 0 | 716338 | -12.2415 | 129.0273 | 132.0993 | 142.6143
[20 empty] | 2020-07-30 07:00 | 5048 | 7 | 30 | 8 | 4693.648 | 4.6936 | 186.744 | 80892.9 | 85.3222 | 291.1193 | 0 | 0 | 0 | 646418 | 0 | 190.394 | 80892.9 | 88.9619 | 303.538 | 0 | 0 | 0 | 673904 | 0 | 197.391 | 80892.9 | 94.2539 | 321.5943 | 0 | 0 | 0 | 713766 | -41.6162 | 182.0504 | 185.7004 | 192.6974
[20 empty] | 2020-07-30 08:00 | 5049 | 7 | 30 | 9 | 11969.374 | 11.9694 | 206.37 | 55815.7 | 98.1505 | 334.8895 | 0 | 0 | 0 | 737078 | -10.4908 | 210.025 | 55815.7 | 101.633 | 346.7718 | 0 | 0 | 0 | 762470 | -18.5584 | 215.561 | 55815.7 | 106.588 | 363.6783 | 0 | 0 | 0 | 798603 | -23.1549 | 194.4006 | 198.0556 | 203.5916
[20 empty] | 2020-07-30 09:00 | 5050 | 7 | 30 | 10 | 137577.033 | 137.577 | 212.434 | 55742.3 | 102.545 | 349.8835 | 0 | 0 | 0 | 763189 | -87.582 | 217.09 | 55742.3 | 106.682 | 363.999 | 0 | 0 | 0 | 791998 | -93.5629 | 223.341 | 55742.3 | 112.058 | 382.3419 | 0 | 0 | 0 | 830746 | -104.829 | 74.857 | 79.513 | 85.764
[20 empty] | 2020-07-30 10:00 | 5051 | 7 | 30 | 11 | 204321.155 | 204.3212 | 194.158 | 126659 | 98.1015 | 334.7223 | 0 | 0 | 0 | 714249 | 0 | 198.851 | 126659 | 102.255 | 348.8941 | 0 | 0 | 0 | 744131 | 0 | 206.324 | 126659 | 107.507 | 366.8139 | 0 | 0 | 0 | 781973 | -4.8776 | -10.1632 | -5.4702 | 2.0028
[20 empty] | 2020-07-30 11:00 | 5052 | 7 | 30 | 12 | 208513.753 | 208.5138 | 205.04 | 126659 | 94.8864 | 323.7524 | 0 | 0 | 0 | 707929 | -1.6321 | 209.617 | 126659 | 98.8675 | 337.3359 | 0 | 0 | 0 | 737270 | -3.8973 | 215.977 | 126659 | 104.369 | 356.107 | 0 | 0 | 0 | 777848 | -1.6321 | -3.4738 | 1.1032 | 7.4632
[20 empty] | 2020-07-30 12:00 | 5053 | 7 | 30 | 13 | 201584.376 | 201.5844 | 176.005 | 87615.8 | 100.812 | 343.9705 | 0 | 0 | 0 | 730318 | 0 | 181.403 | 87615.8 | 105.449 | 359.792 | 0 | 0 | 0 | 762448 | 0 | 189.376 | 87615.8 | 111.024 | 378.8139 | 0 | 0 | 0 | 802157 | -13.8196 | -25.5794 | -20.1814 | -12.2084
[20 empty] | 2020-07-30 13:00 | 5054 | 7 | 30 | 14 | 144971.653 | 144.9717 | 170.481 | 55668.9 | 100.175 | 341.7971 | 0 | 0 | 0 | 721291 | 0 | 176.763 | 55668.9 | 105.488 | 359.9251 | 0 | 0 | 0 | 758484 | 0 | 184.525 | 55668.9 | 111.896 | 381.7892 | 0 | 0 | 0 | 803734 | 0 | 25.5093 | 31.7913 | 39.5533
[20 empty] | 2020-07-30 14:00 | 5055 | 7 | 30 | 15 | 118121.572 | 118.1216 | 171.632 | 55668.9 | 106.58 | 363.651 | 0 | 0 | 0 | 774069 | 0 | 178.834 | 55668.9 | 112.542 | 383.9933 | 0 | 0 | 0 | 816361 | 0 | 187.456 | 55668.9 | 119.543 | 407.8807 | 0 | 0 | 0 | 866314 | 0 | 53.5104 | 60.7124 | 69.3344
[20 empty] | 2020-07-30 15:00 | 5056 | 7 | 30 | 16 | 29507.496 | 29.5075 | 132.183 | 30744.1 | 96.6064 | 329.621 | 0 | 0 | 0 | 690682 | -40.2371 | 139.082 | 30744.1 | 102.151 | 348.5392 | 0 | 0 | 0 | 729753 | -68.2446 | 147.115 | 30744.1 | 108.543 | 370.3487 | 0 | 0 | 0 | 774782 | -107.716 | 102.6755 | 109.5745 | 117.6075
[20 empty] | 2020-07-30 16:00 | 5057 | 7 | 30 | 17 | 24903.974 | 24.904 | 11.6555 | 30744.1 | 0 | 0 | 0 | 0 | 0 | 0 | 0 | 11.6555 | 30744.1 | 0 | 0 | 0 | 0 | 0 | 0 | 0 | 11.6555 | 30744.1 | 0 | 0 | 0 | 0 | 0 | 0 | 0 | -13.2485 | -13.2485 | -13.2485
[20 empty] | 2020-07-30 17:00 | 5058 | 7 | 30 | 18 | 31996.711 | 31.9967 | 12.2635 | 30817.4 | 0 | 0 | 0 | 0 | 0 | 0 | 0 | 12.2635 | 30817.4 | 0 | 0 | 0 | 0 | 0 | 0 | 0 | 12.2635 | 30817.4 | 0 | 0 | 0 | 0 | 0 | 0 | 0 | -19.7332 | -19.7332 | -19.7332
[20 empty] | 2020-07-30 18:00 | 5059 | 7 | 30 | 19 | 0 | 0 | 8.8655 | 30964.1 | 0 | 0 | 0 | 0 | 0 | 0 | 0 | 8.8655 | 30964.1 | 0 | 0 | 0 | 0 | 0 | 0 | 0 | 8.8655 | 30964.1 | 0 | 0 | 0 | 0 | 0 | 0 | 0 | 8.8655 | 8.8655 | 8.8655
[20 empty] | 2020-07-30 19:00 | 5060 | 7 | 30 | 20 | 0 | 0 | 8.8655 | 8602.46 | 0 | 0 | 0 | 0 | 0 | 0 | 0 | 8.8655 | 8602.46 | 0 | 0 | 0 | 0 | 0 | 0 | 0 | 8.8655 | 8602.46 | 0 | 0 | 0 | 0 | 0 | 0 | 0 | 8.8655 | 8.8655 | 8.8655
[20 empty] | 2020-07-30 20:00 | 5061 | 7 | 30 | 21 | 0 | 0 | 22.8982 | 8675.79 | 10.3176 | 35.2037 | 0 | 0 | 0 | 76438 | 0 | 22.8981 | 8675.79 | 10.3176 | 35.2037 | 0 | 0 | 0 | 76437.7 | 0 | 22.8981 | 8675.79 | 10.3176 | 35.2037 | 0 | 0 | 0 | 76437.8 | 0 | 22.8982 | 22.8981 | 22.8981
[20 empty] | 2020-07-30 21:00 | 5062 | 7 | 30 | 22 | 0 | 0 | 8.8655 | 8822.44 | 0 | 0 | 0 | 0 | 0 | 0 | 0 | 8.8655 | 8822.44 | 0 | 0 | 0 | 0 | 0 | 0 | 0 | 8.8655 | 8822.44 | 0 | 0 | 0 | 0 | 0 | 0 | 0 | 8.8655 | 8.8655 | 8.8655
[20 empty] | 2020-07-30 22:00 | 5063 | 7 | 30 | 23 | 0 | 0 | 8.8655 | 8822.44 | 0 | 0 | 0 | 0 | 0 | 0 | 0 | 8.8655 | 8822.44 | 0 | 0 | 0 | 0 | 0 | 0 | 0 | 8.8655 | 8822.44 | 0 | 0 | 0 | 0 | 0 | 0 | 0 | 8.8655 | 8.8655 | 8.8655
[20 empty] | 2020-07-30 23:00 | 5064 | 7 | 30 | 24 | 0 | 0 | 7.7516 | 8895.77 | 0 | 0 | 0 | 0 | 0 | 0 | 0 | 7.7516 | 8895.77 | 0 | 0 | 0 | 0 | 0 | 0 | 0 | 7.7516 | 8895.77 | 0 | 0 | 0 | 0 | 0 | 0 | 0 | 7.7516 | 7.7516 | 7.7516
[20 empty] | 2020-07-31 | 5065 | 7 | 31 | 1 | 0 | 0 | 21.4398 | 8969.09 | 9.9732 | 34.0287 | 0 | 0 | 0 | 76139.9 | 0 | 21.4398 | 8969.09 | 9.9732 | 34.0286 | 0 | 0 | 0 | 76139.7 | 0 | 21.4398 | 8969.09 | 9.9732 | 34.0286 | 0 | 0 | 0 | 76139.7 | 0 | 21.4398 | 21.4398 | 21.4398
[20 empty] | 2020-07-31 01:00 | 5066 | 7 | 31 | 2 | 0 | 0 | 7.7516 | 8969.09 | 0 | 0 | 0 | 0 | 0 | 0 | 0 | 7.7516 | 8969.09 | 0 | 0 | 0 | 0 | 0 | 0 | 0 | 7.7516 | 8969.09 | 0 | 0 | 0 | 0 | 0 | 0 | 0 | 7.7516 | 7.7516 | 7.7516
[20 empty] | 2020-07-31 02:00 | 5067 | 7 | 31 | 3 | 0 | 0 | 7.7516 | 9042.42 | 0 | 0 | 0 | 0 | 0 | 0 | 0 | 7.7516 | 9042.42 | 0 | 0 | 0 | 0 | 0 | 0 | 0 | 7.7516 | 9042.42 | 0 | 0 | 0 | 0 | 0 | 0 | 0 | 7.7516 | 7.7516 | 7.7516
[20 empty] | 2020-07-31 03:00 | 5068 | 7 | 31 | 4 | 0 | 0 | 7.7516 | 9042.42 | 0 | 0 | 0 | 0 | 0 | 0 | 0 | 7.7516 | 9042.42 | 0 | 0 | 0 | 0 | 0 | 0 | 0 | 7.7516 | 9042.42 | 0 | 0 | 0 | 0 | 0 | 0 | 0 | 7.7516 | 7.7516 | 7.7516
[20 empty] | 2020-07-31 04:00 | 5069 | 7 | 31 | 5 | 0 | 0 | 7.7516 | 9042.42 | 0 | 0 | 0 | 0 | 0 | 0 | 0 | 7.7516 | 9042.42 | 0 | 0 | 0 | 0 | 0 | 0 | 0 | 7.7516 | 9042.42 | 0 | 0 | 0 | 0 | 0 | 0 | 0 | 7.7516 | 7.7516 | 7.7516
[20 empty] | 2020-07-31 05:00 | 5070 | 7 | 31 | 6 | 7345.486 | 7.3455 | 21.1861 | 9042.42 | 9.9805 | 34.0536 | 0 | 0 | 0 | 76184.9 | 0 | 21.1634 | 9042.42 | 9.9805 | 34.0535 | 0 | 0 | 0 | 76184.8 | 0 | 21.1634 | 9042.42 | 9.9805 | 34.0535 | 0 | 0 | 0 | 76184.8 | 0 | 13.8406 | 13.8179 | 13.8179
[20 empty] | 2020-07-31 06:00 | 5071 | 7 | 31 | 7 | 58736.548 | 58.7365 | 7.4679 | 8895.77 | 0 | 0 | 0 | 0 | 0 | 0 | 0 | 7.4679 | 8895.77 | 0 | 0 | 0 | 0 | 0 | 0 | 0 | 7.4679 | 8895.77 | 0 | 0 | 0 | 0 | 0 | 0 | 0 | -51.2687 | -51.2687 | -51.2687
[20 empty] | 2020-07-31 07:00 | 5072 | 7 | 31 | 8 | 128992.6 | 128.9926 | 7.4679 | 8895.77 | 0 | 0 | 0 | 0 | 0 | 0 | 0 | 7.4679 | 8895.77 | 0 | 0 | 0 | 0 | 0 | 0 | 0 | 7.4679 | 8895.77 | 0 | 0 | 0 | 0 | 0 | 0 | 0 | -121.5247 | -121.5247 | -121.5247
[20 empty] | 2020-07-31 08:00 | 5073 | 7 | 31 | 9 | 187297.405 | 187.2974 | 7.4679 | 8529.14 | 0 | 0 | 0 | 0 | 0 | 0 | 0 | 7.4679 | 8529.14 | 0 | 0 | 0 | 0 | 0 | 0 | 0 | 7.4679 | 8529.14 | 0 | 0 | 0 | 0 | 0 | 0 | 0 | -179.8295 | -179.8295 | -179.8295
[20 empty] | 2020-07-31 09:00 | 5074 | 7 | 31 | 10 | 230463.999 | 230.464 | 21.7038 | 8529.14 | 10.5209 | 35.8973 | 0 | 0 | 0 | 75783.6 | 0 | 21.7038 | 8529.14 | 10.5209 | 35.8973 | 0 | 0 | 0 | 75783.5 | 0 | 21.7038 | 8529.14 | 10.5209 | 35.8973 | 0 | 0 | 0 | 75783.5 | 0 | -208.7602 | -208.7602 | -208.7602
[20 empty] | 2020-07-31 10:00 | 5075 | 7 | 31 | 11 | 259820.88 | 259.8209 | 7.4679 | 8529.14 | 0 | 0 | 0 | 0 | 0 | 0 | 0 | 7.4679 | 8529.14 | 0 | 0 | 0 | 0 | 0 | 0 | 0 | 7.4679 | 8529.14 | 0 | 0 | 0 | 0 | 0 | 0 | 0 | -252.353 | -252.353 | -252.353
[20 empty] | 2020-07-31 11:00 | 5076 | 7 | 31 | 12 | 276101.512 | 276.1015 | 7.4679 | 8382.48 | 0 | 0 | 0 | 0 | 0 | 0 | 0 | 7.4679 | 8382.48 | 0 | 0 | 0 | 0 | 0 | 0 | 0 | 7.4679 | 8382.48 | 0 | 0 | 0 | 0 | 0 | 0 | 0 | -268.6336 | -268.6336 | -268.6336
[20 empty] | 2020-07-31 12:00 | 5077 | 7 | 31 | 13 | 276518.738 | 276.5187 | 7.4679 | 8309.16 | 0 | 0 | 0 | 0 | 0 | 0 | 0 | 7.4679 | 8309.16 | 0 | 0 | 0 | 0 | 0 | 0 | 0 | 7.4679 | 8309.16 | 0 | 0 | 0 | 0 | 0 | 0 | 0 | -269.0509 | -269.0509 | -269.0509
[20 empty] | 2020-07-31 13:00 | 5078 | 7 | 31 | 14 | 260736.7 | 260.7367 | 7.4679 | 8309.16 | 0 | 0 | 0 | 0 | 0 | 0 | 0 | 7.4679 | 8309.16 | 0 | 0 | 0 | 0 | 0 | 0 | 0 | 7.4679 | 8309.16 | 0 | 0 | 0 | 0 | 0 | 0 | 0 | -253.2688 | -253.2688 | -253.2688
[20 empty] | 2020-07-31 14:00 | 5079 | 7 | 31 | 15 | 129492.794 | 129.4928 | 22.0782 | 8309.16 | 10.8953 | 37.1748 | 0 | 0 | 0 | 75833.4 | 0 | 22.0781 | 8309.16 | 10.8952 | 37.1744 | 0 | 0 | 0 | 75833.1 | 0 | 22.0781 | 8309.16 | 10.8952 | 37.1744 | 0 | 0 | 0 | 75833.2 | 0 | -107.4146 | -107.4147 | -107.4147
[20 empty] | 2020-07-31 15:00 | 5080 | 7 | 31 | 16 | 185737.102 | 185.7371 | 7.4679 | 8382.48 | 0 | 0 | 0 | 0 | 0 | 0 | 0 | 7.4679 | 8382.48 | 0 | 0 | 0 | 0 | 0 | 0 | 0 | 17.6907 | 8382.48 | 8.5192 | 29.0675 | 0 | 0 | 0 | 60153 | 0 | -178.2692 | -178.2692 | -168.0464
[20 empty] | 2020-07-31 16:00 | 5081 | 7 | 31 | 17 | 128250.368 | 128.2504 | 7.4679 | 8382.48 | 0 | 0 | 0 | 0 | 0 | 0 | 0 | 16.8664 | 8382.48 | 7.8068 | 26.6369 | 0 | 0 | 0 | 55135.7 | 0 | 19.4477 | 8382.48 | 8.8587 | 30.2259 | 0 | 0 | 0 | 62143.6 | -99.6262 | -120.7825 | -111.384 | -108.8027
[20 empty] | 2020-07-31 17:00 | 5082 | 7 | 31 | 18 | 59083.595 | 59.0836 | 15.5436 | 8602.46 | 6.6593 | 22.7216 | 0 | 0 | 0 | 48635.1 | 0 | 18.0054 | 8602.46 | 7.6617 | 26.1419 | 0 | 0 | 0 | 55706.8 | -65.065 | 19.4446 | 8602.46 | 8.7901 | 29.9917 | 0 | 0 | 0 | 63908.3 | -111.076 | -43.54 | -41.0782 | -39.639
[20 empty] | 2020-07-31 18:00 | 5083 | 7 | 31 | 19 | 8314.516 | 8.3145 | 30.517 | 8675.79 | 16.7496 | 57.1496 | 0 | 0 | 0 | 123387 | -9.396 | 31.838 | 8675.79 | 17.7834 | 60.677 | 0 | 0 | 0 | 130993 | -29.986 | 54.5993 | 8675.79 | 36.5473 | 124.6994 | 0 | 0 | 0 | 269661 | -55.0499 | 22.2025 | 23.5235 | 46.2848
[20 empty] | 2020-07-31 19:00 | 5084 | 7 | 31 | 20 | 0 | 0 | 7.7516 | 8749.11 | 0 | 0 | 0 | 0 | 0 | 0 | 0 | 16.42 | 8749.11 | 7.1036 | 24.2376 | 0 | 0 | 0 | 52904.9 | 0 | 18.938 | 8749.11 | 8.1198 | 27.7048 | 0 | 0 | 0 | 60475.6 | -1.2814 | 7.7516 | 16.42 | 18.938
[20 empty] | 2020-07-31 20:00 | 5085 | 7 | 31 | 21 | 0 | 0 | 7.7516 | 8822.44 | 0 | 0 | 0 | 0 | 0 | 0 | 0 | 16.2005 | 8822.44 | 6.9015 | 23.5478 | 0 | 0 | 0 | 52024.6 | 0 | 17.1809 | 8822.44 | 7.7174 | 26.3319 | 0 | 0 | 0 | 58176.6 | 0 | 7.7516 | 16.2005 | 17.1809
[20 empty] | 2020-07-31 21:00 | 5086 | 7 | 31 | 22 | 0 | 0 | 7.7516 | 8822.44 | 0 | 0 | 0 | 0 | 0 | 0 | 0 | 7.7516 | 8822.44 | 0 | 0 | 0 | 0 | 0 | 0 | 0 | 17.0537 | 8822.44 | 7.5985 | 25.9262 | 0 | 0 | 0 | 57279.5 | 0 | 7.7516 | 7.7516 | 17.0537
[20 empty] | 2020-07-31 22:00 | 5087 | 7 | 31 | 23 | 0 | 0 | 7.7516 | 8822.44 | 0 | 0 | 0 | 0 | 0 | 0 | 0 | 7.7516 | 8822.44 | 0 | 0 | 0 | 0 | 0 | 0 | 0 | 16.9753 | 8822.44 | 7.5201 | 25.6585 | 0 | 0 | 0 | 56687.2 | 0 | 7.7516 | 7.7516 | 16.9753
[20 empty] | 2020-07-31 23:00 | 5088 | 7 | 31 | 24 | 0 | 0 | 21.478 | 8822.44 | 10.0114 | 34.1589 | 0 | 0 | 0 | 75522 | 0 | 21.4779 | 8822.44 | 10.0113 | 34.1586 | 0 | 0 | 0 | 75521.7 | 0 | 21.478 | 8822.44 | 10.0114 | 34.1589 | 0 | 0 | 0 | 75521.8 | 0 | 21.478 | 21.4779 | 21.478
[20 empty] | 2020-08-01 | 5089 | 8 | 1 | 1 | 0 | 0 | 7.7516 | 8895.77 | 0 | 0 | 0 | 0 | 0 | 0 | 0 | 7.7516 | 8895.77 | 0 | 0 | 0 | 0 | 0 | 0 | 0 | 7.7516 | 8895.77 | 0 | 0 | 0 | 0 | 0 | 0 | 0 | 7.7516 | 7.7516 | 7.7516
[20 empty] | 2020-08-01 01:00 | 5090 | 8 | 1 | 2 | 0 | 0 | 7.7516 | 8895.77 | 0 | 0 | 0 | 0 | 0 | 0 | 0 | 7.7516 | 8895.77 | 0 | 0 | 0 | 0 | 0 | 0 | 0 | 7.7516 | 8895.77 | 0 | 0 | 0 | 0 | 0 | 0 | 0 | 7.7516 | 7.7516 | 7.7516
[20 empty] | 2020-08-01 02:00 | 5091 | 8 | 1 | 3 | 0 | 0 | 7.7516 | 8822.44 | 0 | 0 | 0 | 0 | 0 | 0 | 0 | 7.7516 | 8822.44 | 0 | 0 | 0 | 0 | 0 | 0 | 0 | 7.7516 | 8822.44 | 0 | 0 | 0 | 0 | 0 | 0 | 0 | 7.7516 | 7.7516 | 7.7516
[20 empty] | 2020-08-01 03:00 | 5092 | 8 | 1 | 4 | 0 | 0 | 21.4519 | 8822.44 | 9.9853 | 34.0698 | 0 | 0 | 0 | 75314.3 | 0 | 21.4519 | 8822.44 | 9.9853 | 34.0697 | 0 | 0 | 0 | 75314.1 | 0 | 21.4519 | 8822.44 | 9.9853 | 34.0698 | 0 | 0 | 0 | 75314.3 | 0 | 21.4519 | 21.4519 | 21.4519
[20 empty] | 2020-08-01 04:00 | 5093 | 8 | 1 | 5 | 0 | 0 | 7.7516 | 8749.11 | 0 | 0 | 0 | 0 | 0 | 0 | 0 | 7.7516 | 8749.11 | 0 | 0 | 0 | 0 | 0 | 0 | 0 | 7.7516 | 8749.11 | 0 | 0 | 0 | 0 | 0 | 0 | 0 | 7.7516 | 7.7516 | 7.7516
[20 empty] | 2020-08-01 05:00 | 5094 | 8 | 1 | 6 | 7035.378 | 7.0354 | 7.4993 | 8602.46 | 0 | 0 | 0 | 0 | 0 | 0 | 0 | 7.4842 | 8602.46 | 0 | 0 | 0 | 0 | 0 | 0 | 0 | 7.4797 | 8602.46 | 0 | 0 | 0 | 0 | 0 | 0 | 0 | 0.46396 | 0.44884 | 0.44432
[20 empty] | 2020-08-01 06:00 | 5095 | 8 | 1 | 7 | 55027.079 | 55.0271 | 7.4679 | 8675.79 | 0 | 0 | 0 | 0 | 0 | 0 | 0 | 7.4679 | 8675.79 | 0 | 0 | 0 | 0 | 0 | 0 | 0 | 7.4679 | 8675.79 | 0 | 0 | 0 | 0 | 0 | 0 | 0 | -47.5592 | -47.5592 | -47.5592
[20 empty] | 2020-08-01 07:00 | 5096 | 8 | 1 | 8 | 119880.298 | 119.8803 | 21.378 | 8675.79 | 10.1951 | 34.7857 | 0 | 0 | 0 | 75132.8 | 0 | 21.3779 | 8675.79 | 10.195 | 34.7853 | 0 | 0 | 0 | 75132.5 | 0 | 21.378 | 8675.79 | 10.1951 | 34.7857 | 0 | 0 | 0 | 75132.9 | 0 | -98.5023 | -98.5024 | -98.5023
[20 empty] | 2020-08-01 08:00 | 5097 | 8 | 1 | 9 | 177488.945 | 177.4889 | 7.4679 | 8309.16 | 0 | 0 | 0 | 0 | 0 | 0 | 0 | 7.4679 | 8309.16 | 0 | 0 | 0 | 0 | 0 | 0 | 0 | 7.4679 | 8309.16 | 0 | 0 | 0 | 0 | 0 | 0 | 0 | -170.0211 | -170.0211 | -170.0211
[20 empty] | 2020-08-01 09:00 | 5098 | 8 | 1 | 10 | 172294.545 | 172.2945 | 7.4679 | 8309.16 | 0 | 0 | 0 | 0 | 0 | 0 | 0 | 7.4679 | 8309.16 | 0 | 0 | 0 | 0 | 0 | 0 | 0 | 7.4679 | 8309.16 | 0 | 0 | 0 | 0 | 0 | 0 | 0 | -164.8267 | -164.8267 | -164.8267
[20 empty] | 2020-08-01 10:00 | 5099 | 8 | 1 | 11 | 154283.387 | 154.2834 | 7.4679 | 8309.16 | 0 | 0 | 0 | 0 | 0 | 0 | 0 | 7.4679 | 8309.16 | 0 | 0 | 0 | 0 | 0 | 0 | 0 | 7.4679 | 8309.16 | 0 | 0 | 0 | 0 | 0 | 0 | 0 | -146.8155 | -146.8155 | -146.8155
[20 empty] | 2020-08-01 11:00 | 5100 | 8 | 1 | 12 | 114809.747 | 114.8097 | 21.9874 | 8309.16 | 10.8045 | 36.865 | 0 | 0 | 0 | 74973 | 0 | 21.9874 | 8309.16 | 10.8045 | 36.865 | 0 | 0 | 0 | 74972.8 | 0 | 21.9874 | 8309.16 | 10.8045 | 36.865 | 0 | 0 | 0 | 74973.1 | 0 | -92.8223 | -92.8223 | -92.8223
[20 empty] | 2020-08-01 12:00 | 5101 | 8 | 1 | 13 | 93995.388 | 93.9954 | 7.4679 | 8382.48 | 0 | 0 | 0 | 0 | 0 | 0 | 0 | 7.4679 | 8382.48 | 0 | 0 | 0 | 0 | 0 | 0 | 0 | 7.4679 | 8382.48 | 0 | 0 | 0 | 0 | 0 | 0 | 0 | -86.5275 | -86.5275 | -86.5275
[20 empty] | 2020-08-01 13:00 | 5102 | 8 | 1 | 14 | 87227.789 | 87.2278 | 7.4679 | 8382.48 | 0 | 0 | 0 | 0 | 0 | 0 | 0 | 7.4679 | 8382.48 | 0 | 0 | 0 | 0 | 0 | 0 | 0 | 7.4679 | 8382.48 | 0 | 0 | 0 | 0 | 0 | 0 | 0 | -79.7599 | -79.7599 | -79.7599
[20 empty] | 2020-08-01 14:00 | 5103 | 8 | 1 | 15 | 127983.428 | 127.9834 | 7.4679 | 8455.81 | 0 | 0 | 0 | 0 | 0 | 0 | 0 | 7.4679 | 8455.81 | 0 | 0 | 0 | 0 | 0 | 0 | 0 | 17.5037 | 8455.81 | 8.3322 | 28.4294 | 0 | 0 | 0 | 59292.6 | 0 | -120.5155 | -120.5155 | -110.4797
[20 empty] | 2020-08-01 15:00 | 5104 | 8 | 1 | 16 | 151583.694 | 151.5837 | 7.4679 | 8455.81 | 0 | 0 | 0 | 0 | 0 | 0 | 0 | 16.4711 | 8455.81 | 7.4557 | 25.439 | 0 | 0 | 0 | 53012.4 | 0 | 18.5619 | 8455.81 | 8.104 | 27.651 | 0 | 0 | 0 | 57520.5 | -158.733 | -144.1158 | -135.1126 | -133.0218
[20 empty] | 2020-08-01 16:00 | 5105 | 8 | 1 | 17 | 78294.106 | 78.2941 | 21.7618 | 8455.81 | 10.5789 | 36.0952 | 0 | 0 | 0 | 75152.6 | 0 | 31.8513 | 8455.81 | 17.9042 | 61.0891 | 0 | 0 | 0 | 127135 | -57.4769 | 32.8686 | 8455.81 | 18.6958 | 63.7901 | 0 | 0 | 0 | 132745 | -87.4854 | -56.5323 | -46.4428 | -45.4255
[20 empty] | 2020-08-01 17:00 | 5106 | 8 | 1 | 18 | 14174.428 | 14.1744 | 7.4679 | 8602.46 | 0 | 0 | 0 | 0 | 0 | 0 | 0 | 17.5007 | 8602.46 | 7.2686 | 24.8005 | 0 | 0 | 0 | 52831.7 | -1.0028 | 18.5207 | 8602.46 | 8.0629 | 27.5106 | 0 | 0 | 0 | 58607.2 | -5.196 | -6.7065 | 3.3263 | 4.3463
[20 empty] | 2020-08-01 18:00 | 5107 | 8 | 1 | 19 | 7775.499 | 7.7755 | 7.4831 | 8675.79 | 0 | 0 | 0 | 0 | 0 | 0 | 0 | 16.1335 | 8675.79 | 7.1105 | 24.2609 | 0 | 0 | 0 | 52318.4 | 0 | 17.0585 | 8675.79 | 7.887 | 26.9105 | 0 | 0 | 0 | 58034.6 | 0 | -0.29242 | 8.358 | 9.283
[20 empty] | 2020-08-01 19:00 | 5108 | 8 | 1 | 20 | 0 | 0 | 7.7516 | 8675.79 | 0 | 0 | 0 | 0 | 0 | 0 | 0 | 7.7516 | 8675.79 | 0 | 0 | 0 | 0 | 0 | 0 | 0 | 7.7516 | 8675.79 | 0 | 0 | 0 | 0 | 0 | 0 | 0 | 7.7516 | 7.7516 | 7.7516
[20 empty] | 2020-08-01 20:00 | 5109 | 8 | 1 | 21 | 0 | 0 | 21.5094 | 8749.11 | 10.0428 | 34.266 | 0 | 0 | 0 | 74856.5 | 0 | 21.5093 | 8749.11 | 10.0427 | 34.2657 | 0 | 0 | 0 | 74856.2 | 0 | 21.5094 | 8749.11 | 10.0428 | 34.266 | 0 | 0 | 0 | 74856.5 | 0 | 21.5094 | 21.5093 | 21.5094
[20 empty] | 2020-08-01 21:00 | 5110 | 8 | 1 | 22 | 0 | 0 | 7.7516 | 8749.11 | 0 | 0 | 0 | 0 | 0 | 0 | 0 | 7.7516 | 8749.11 | 0 | 0 | 0 | 0 | 0 | 0 | 0 | 7.7516 | 8749.11 | 0 | 0 | 0 | 0 | 0 | 0 | 0 | 7.7516 | 7.7516 | 7.7516
[20 empty] | 2020-08-01 22:00 | 5111 | 8 | 1 | 23 | 0 | 0 | 7.7516 | 8749.11 | 0 | 0 | 0 | 0 | 0 | 0 | 0 | 7.7516 | 8749.11 | 0 | 0 | 0 | 0 | 0 | 0 | 0 | 7.7516 | 8749.11 | 0 | 0 | 0 | 0 | 0 | 0 | 0 | 7.7516 | 7.7516 | 7.7516
[20 empty] | 2020-08-01 23:00 | 5112 | 8 | 1 | 24 | 0 | 0 | 7.3463 | 8822.44 | 0 | 0 | 0 | 0 | 0 | 0 | 0 | 7.3463 | 8822.44 | 0 | 0 | 0 | 0 | 0 | 0 | 0 | 7.3463 | 8822.44 | 0 | 0 | 0 | 0 | 0 | 0 | 0 | 7.3463 | 7.3463 | 7.3463
[20 empty] | 2020-08-02 | 5113 | 8 | 2 | 1 | 0 | 0 | 20.9641 | 8822.44 | 9.9028 | 33.7884 | 0 | 0 | 0 | 74693 | 0 | 20.9641 | 8822.44 | 9.9028 | 33.7882 | 0 | 0 | 0 | 74692.7 | 0 | 20.9641 | 8822.44 | 9.9028 | 33.7884 | 0 | 0 | 0 | 74693 | 0 | 20.9641 | 20.9641 | 20.9641
[20 empty] | 2020-08-02 01:00 | 5114 | 8 | 2 | 2 | 0 | 0 | 7.3463 | 8822.44 | 0 | 0 | 0 | 0 | 0 | 0 | 0 | 7.3463 | 8822.44 | 0 | 0 | 0 | 0 | 0 | 0 | 0 | 7.3463 | 8822.44 | 0 | 0 | 0 | 0 | 0 | 0 | 0 | 7.3463 | 7.3463 | 7.3463
[20 empty] | 2020-08-02 02:00 | 5115 | 8 | 2 | 3 | 0 | 0 | 7.3463 | 8822.44 | 0 | 0 | 0 | 0 | 0 | 0 | 0 | 7.3463 | 8822.44 | 0 | 0 | 0 | 0 | 0 | 0 | 0 | 7.3463 | 8822.44 | 0 | 0 | 0 | 0 | 0 | 0 | 0 | 7.3463 | 7.3463 | 7.3463
[20 empty] | 2020-08-02 03:00 | 5116 | 8 | 2 | 4 | 0 | 0 | 7.3463 | 8969.09 | 0 | 0 | 0 | 0 | 0 | 0 | 0 | 7.3463 | 8969.09 | 0 | 0 | 0 | 0 | 0 | 0 | 0 | 7.3463 | 8969.09 | 0 | 0 | 0 | 0 | 0 | 0 | 0 | 7.3463 | 7.3463 | 7.3463
[20 empty] | 2020-08-02 04:00 | 5117 | 8 | 2 | 5 | 0 | 0 | 8.8655 | 8969.09 | 0 | 0 | 0 | 0 | 0 | 0 | 0 | 8.8655 | 8969.09 | 0 | 0 | 0 | 0 | 0 | 0 | 0 | 8.8655 | 8969.09 | 0 | 0 | 0 | 0 | 0 | 0 | 0 | 8.8655 | 8.8655 | 8.8655
[20 empty] | 2020-08-02 05:00 | 5118 | 8 | 2 | 6 | 7695.478 | 7.6955 | 115.024 | 31184.1 | 79.1807 | 270.1645 | 0 | 0 | 0 | 598287 | 0 | 123.602 | 31184.1 | 85.9518 | 293.2675 | 0 | 0 | 0 | 649511 | 0 | 133.164 | 31184.1 | 93.451 | 318.8548 | 0 | 0 | 0 | 705714 | 0 | 107.3285 | 115.9065 | 125.4685
[20 empty] | 2020-08-02 06:00 | 5119 | 8 | 2 | 7 | 44641.291 | 44.6413 | 200.871 | 80672.8 | 107.413 | 366.4932 | 0 | 0 | 0 | 795259 | -1070.6 | 209.545 | 80672.8 | 114.584 | 390.9606 | 0 | 0 | 0 | 852400 | -1070.6 | 219.782 | 80672.8 | 122.912 | 419.3757 | 0 | 0 | 0 | 915927 | -1070.59 | 156.2297 | 164.9037 | 175.1407
[20 empty] | 2020-08-02 07:00 | 5120 | 8 | 2 | 8 | 119714.388 | 119.7144 | 218.73 | 80672.8 | 111.085 | 379.022 | 0 | 0 | 0 | 826646 | -14.4486 | 228.514 | 80672.8 | 119.059 | 406.2293 | 0 | 0 | 0 | 896737 | -14.4492 | 239.508 | 80672.8 | 127.694 | 435.6919 | 0 | 0 | 0 | 964266 | -14.4489 | 99.0156 | 108.7996 | 119.7936
[20 empty] | 2020-08-02 08:00 | 5121 | 8 | 2 | 9 | 176927.205 | 176.9272 | 236.127 | 55595.6 | 122.644 | 418.4613 | 0 | 0 | 0 | 906454 | -6.5762 | 246.404 | 55595.6 | 131.019 | 447.0368 | 0 | 0 | 0 | 980004 | -6.5774 | 258.194 | 55595.6 | 140.136 | 478.144 | 0 | 0 | 0 | 1049740 | -6.5769 | 59.1998 | 69.4768 | 81.2668
[20 empty] | 2020-08-02 09:00 | 5122 | 8 | 2 | 10 | 223211.917 | 223.2119 | 242.489 | 55448.9 | 126.874 | 432.8941 | 0 | 0 | 0 | 924305 | -84.1888 | 253.38 | 55448.9 | 135.669 | 462.9026 | 0 | 0 | 0 | 997878 | -84.1336 | 265.928 | 55448.9 | 145.302 | 495.7704 | 0 | 0 | 0 | 1071120 | -84.163 | 19.2771 | 30.1681 | 42.7161
[20 empty] | 2020-08-02 10:00 | 5123 | 8 | 2 | 11 | 257161.175 | 257.1612 | 225.472 | 126659 | 122.182 | 416.885 | 0 | 0 | 0 | 874720 | -5.0414 | 236.417 | 126659 | 131.581 | 448.9544 | 0 | 0 | 0 | 954732 | -5.0397 | 249.26 | 126659 | 141.43 | 482.5592 | 0 | 0 | 0 | 1029990 | -5.0419 | -31.6892 | -20.7442 | -7.9012
[20 empty] | 2020-08-02 11:00 | 5124 | 8 | 2 | 12 | 275261.962 | 275.262 | 244.93 | 126659 | 128.79 | 439.4315 | 0 | 0 | 0 | 927684 | -12.573 | 255.8 | 126659 | 138.013 | 470.9004 | 0 | 0 | 0 | 1004410 | -12.5728 | 268.766 | 126659 | 147.967 | 504.8634 | 0 | 0 | 0 | 1079900 | -12.5731 | -30.332 | -19.462 | -6.496
[20 empty] | 2020-08-02 12:00 | 5125 | 8 | 2 | 13 | 277499.675 | 277.4997 | 208.344 | 86554.3 | 125.885 | 429.5196 | 0 | 0 | 0 | 899215 | -2.7199 | 219.46 | 86554.3 | 135.671 | 462.9095 | 0 | 0 | 0 | 978712 | -2.7192 | 232.329 | 86554.3 | 145.835 | 497.589 | 0 | 0 | 0 | 1058210 | -2.7199 | -69.1557 | -58.0397 | -45.1707
[20 empty] | 2020-08-02 13:00 | 5126 | 8 | 2 | 14 | 259141.529 | 259.1415 | 202.161 | 55375.5 | 125.37 | 427.7624 | 0 | 0 | 0 | 893336 | 0 | 213.452 | 55375.5 | 135.567 | 462.5546 | 0 | 0 | 0 | 975813 | 0 | 226.554 | 55375.5 | 146.142 | 498.6365 | 0 | 0 | 0 | 1059850 | 0 | -56.9805 | -45.6895 | -32.5875
[20 empty] | 2020-08-02 14:00 | 5127 | 8 | 2 | 15 | 227432.019 | 227.432 | 191.32 | 55448.9 | 119.543 | 407.8807 | 0 | 0 | 0 | 848686 | 0 | 202.767 | 55448.9 | 129.72 | 442.6046 | 0 | 0 | 0 | 930235 | 0 | 215.982 | 55448.9 | 140.535 | 479.5054 | 0 | 0 | 0 | 1015420 | 0 | -36.112 | -24.665 | -11.45
[20 empty] | 2020-08-02 15:00 | 5128 | 8 | 2 | 16 | 170303.926 | 170.3039 | 151.458 | 30597.4 | 109.476 | 373.5321 | 0 | 0 | 0 | 756485 | -217.757 | 163.614 | 30597.4 | 119.429 | 407.4917 | 0 | 0 | 0 | 828963 | -297.736 | 176.961 | 30597.4 | 130.89 | 446.5967 | 0 | 0 | 0 | 913003 | -400.036 | -18.8459 | -6.6899 | 6.6571
[20 empty] | 2020-08-02 16:00 | 5129 | 8 | 2 | 17 | 91588.586 | 91.5886 | 11.6555 | 30597.4 | 0 | 0 | 0 | 0 | 0 | 0 | 0 | 11.6555 | 30597.4 | 0 | 0 | 0 | 0 | 0 | 0 | 0 | 22.5989 | 30597.4 | 7.9535 | 27.1373 | 0 | 0 | 0 | 54688.1 | -2050.93 | -79.9331 | -79.9331 | -68.9897
[20 empty] | 2020-08-02 17:00 | 5130 | 8 | 2 | 18 | 56640.527 | 56.6405 | 12.2635 | 30890.8 | 0 | 0 | 0 | 0 | 0 | 0 | 0 | 22.3324 | 30890.8 | 7.3047 | 24.9235 | 0 | 0 | 0 | 52499.4 | -30.0393 | 23.2135 | 30890.8 | 7.9601 | 27.1598 | 0 | 0 | 0 | 57145 | -240.208 | -44.377 | -34.3081 | -33.427
[20 empty] | 2020-08-02 18:00 | 5131 | 8 | 2 | 19 | 8294.905 | 8.2949 | 8.8655 | 30964.1 | 0 | 0 | 0 | 0 | 0 | 0 | 0 | 18.7105 | 30964.1 | 7.0808 | 24.1597 | 0 | 0 | 0 | 51472.1 | -22.334 | 19.6968 | 30964.1 | 7.8413 | 26.7547 | 0 | 0 | 0 | 56996.6 | -35.1249 | 0.57061 | 10.4156 | 11.4019
[20 empty] | 2020-08-02 19:00 | 5132 | 8 | 2 | 20 | 0 | 0 | 22.9283 | 8602.46 | 10.3478 | 35.3067 | 0 | 0 | 0 | 75513.5 | 0 | 22.9283 | 8602.46 | 10.3478 | 35.3067 | 0 | 0 | 0 | 75513.4 | 0 | 32.4622 | 8602.46 | 18.1781 | 62.0237 | 0 | 0 | 0 | 132429 | 0 | 22.9283 | 22.9283 | 32.4622
[20 empty] | 2020-08-02 20:00 | 5133 | 8 | 2 | 21 | 0 | 0 | 8.8655 | 8675.79 | 0 | 0 | 0 | 0 | 0 | 0 | 0 | 8.8655 | 8675.79 | 0 | 0 | 0 | 0 | 0 | 0 | 0 | 8.8655 | 8675.79 | 0 | 0 | 0 | 0 | 0 | 0 | 0 | 8.8655 | 8.8655 | 8.8655
[20 empty] | 2020-08-02 21:00 | 5134 | 8 | 2 | 22 | 0 | 0 | 8.8655 | 8675.79 | 0 | 0 | 0 | 0 | 0 | 0 | 0 | 8.8655 | 8675.79 | 0 | 0 | 0 | 0 | 0 | 0 | 0 | 8.8655 | 8675.79 | 0 | 0 | 0 | 0 | 0 | 0 | 0 | 8.8655 | 8.8655 | 8.8655
[20 empty] | 2020-08-02 22:00 | 5135 | 8 | 2 | 23 | 0 | 0 | 8.8655 | 8675.79 | 0 | 0 | 0 | 0 | 0 | 0 | 0 | 8.8655 | 8675.79 | 0 | 0 | 0 | 0 | 0 | 0 | 0 | 8.8655 | 8675.79 | 0 | 0 | 0 | 0 | 0 | 0 | 0 | 8.8655 | 8.8655 | 8.8655
[20 empty] | 2020-08-02 23:00 | 5136 | 8 | 2 | 24 | 0 | 0 | 21.3009 | 8675.79 | 10.2396 | 34.9375 | 0 | 0 | 0 | 75449.8 | 0 | 21.3009 | 8675.79 | 10.2396 | 34.9375 | 0 | 0 | 0 | 75449.6 | 0 | 21.3009 | 8675.79 | 10.2396 | 34.9375 | 0 | 0 | 0 | 75449.6 | 0 | 21.3009 | 21.3009 | 21.3009
[20 empty] | 2020-08-03 | 5137 | 8 | 3 | 1 | 0 | 0 | 7.3463 | 8749.11 | 0 | 0 | 0 | 0 | 0 | 0 | 0 | 7.3463 | 8749.11 | 0 | 0 | 0 | 0 | 0 | 0 | 0 | 7.3463 | 8749.11 | 0 | 0 | 0 | 0 | 0 | 0 | 0 | 7.3463 | 7.3463 | 7.3463
[20 empty] | 2020-08-03 01:00 | 5138 | 8 | 3 | 2 | 0 | 0 | 7.3463 | 8749.11 | 0 | 0 | 0 | 0 | 0 | 0 | 0 | 7.3463 | 8749.11 | 0 | 0 | 0 | 0 | 0 | 0 | 0 | 7.3463 | 8749.11 | 0 | 0 | 0 | 0 | 0 | 0 | 0 | 7.3463 | 7.3463 | 7.3463
[20 empty] | 2020-08-03 02:00 | 5139 | 8 | 3 | 3 | 0 | 0 | 7.3463 | 8749.11 | 0 | 0 | 0 | 0 | 0 | 0 | 0 | 7.3463 | 8749.11 | 0 | 0 | 0 | 0 | 0 | 0 | 0 | 7.3463 | 8749.11 | 0 | 0 | 0 | 0 | 0 | 0 | 0 | 7.3463 | 7.3463 | 7.3463
[20 empty] | 2020-08-03 03:00 | 5140 | 8 | 3 | 4 | 0 | 0 | 21.1615 | 8749.11 | 10.1002 | 34.4619 | 0 | 0 | 0 | 75285.7 | 0 | 21.1615 | 8749.11 | 10.1002 | 34.4619 | 0 | 0 | 0 | 75285.5 | 0 | 21.1615 | 8749.11 | 10.1002 | 34.4619 | 0 | 0 | 0 | 75285.5 | 0 | 21.1615 | 21.1615 | 21.1615
[20 empty] | 2020-08-03 04:00 | 5141 | 8 | 3 | 5 | 0 | 0 | 8.8655 | 8749.11 | 0 | 0 | 0 | 0 | 0 | 0 | 0 | 8.8655 | 8749.11 | 0 | 0 | 0 | 0 | 0 | 0 | 0 | 8.8655 | 8749.11 | 0 | 0 | 0 | 0 | 0 | 0 | 0 | 8.8655 | 8.8655 | 8.8655
[20 empty] | 2020-08-03 05:00 | 5142 | 8 | 3 | 6 | 6702.098 | 6.7021 | 93.6839 | 31037.5 | 63.9552 | 218.2151 | 0 | 0 | 0 | 471173 | 0 | 100.494 | 31037.5 | 69.4236 | 236.8733 | 0 | 0 | 0 | 511525 | 0 | 107.928 | 31037.5 | 75.4269 | 257.3566 | 0 | 0 | 0 | 555736 | 0 | 86.9818 | 93.7919 | 101.2259
[20 empty] | 2020-08-03 06:00 | 5143 | 8 | 3 | 7 | 21912.967 | 21.913 | 185.755 | 80746.1 | 93.0461 | 317.4733 | 0 | 0 | 0 | 684632 | -5.6614 | 193.932 | 80746.1 | 101.234 | 345.4104 | 0 | 0 | 0 | 744843 | -5.661 | 201.139 | 80746.1 | 107.61 | 367.1653 | 0 | 0 | 0 | 792805 | -5.661 | 163.842 | 172.019 | 179.226
[20 empty] | 2020-08-03 07:00 | 5144 | 8 | 3 | 8 | 47050.197 | 47.0502 | 200.046 | 80746.1 | 94.5516 | 322.6101 | 0 | 0 | 0 | 697546 | -3.4566 | 207.327 | 80746.1 | 101.862 | 347.5531 | 0 | 0 | 0 | 753284 | -3.4567 | 215.095 | 80746.1 | 109.022 | 371.9831 | 0 | 0 | 0 | 808761 | -3.4564 | 152.9958 | 160.2768 | 168.0448
[20 empty] | 2020-08-03 08:00 | 5145 | 8 | 3 | 9 | 176306.981 | 176.307 | 234.501 | 55522.2 | 122.476 | 417.8881 | 0 | 0 | 0 | 905941 | -5.3924 | 242.804 | 55522.2 | 130.486 | 445.2182 | 0 | 0 | 0 | 971028 | -5.3924 | 251.885 | 55522.2 | 138.703 | 473.2546 | 0 | 0 | 0 | 1035180 | -5.3924 | 58.194 | 66.497 | 75.578
[20 empty] | 2020-08-03 09:00 | 5146 | 8 | 3 | 10 | 113370.511 | 113.3705 | 234.113 | 55522.2 | 120.602 | 411.494 | 0 | 0 | 0 | 875288 | -27.7565 | 242.56 | 55522.2 | 128.559 | 438.6433 | 0 | 0 | 0 | 936624 | -27.7619 | 251.679 | 55522.2 | 136.757 | 466.6149 | 0 | 0 | 0 | 998665 | -27.77 | 120.7425 | 129.1895 | 138.3085
[20 empty] | 2020-08-03 10:00 | 5147 | 8 | 3 | 11 | 255752.87 | 255.7529 | 216.302 | 126659 | 116.238 | 396.6041 | 0 | 0 | 0 | 828013 | 0 | 225.076 | 126659 | 124.363 | 424.3266 | 0 | 0 | 0 | 889763 | 0 | 234.477 | 126659 | 132.959 | 453.6561 | 0 | 0 | 0 | 954336 | 0 | -39.4509 | -30.6769 | -21.2759
[20 empty] | 2020-08-03 11:00 | 5148 | 8 | 3 | 12 | 273479.645 | 273.4796 | 252.185 | 126659 | 138.349 | 472.0468 | 0 | 0 | 0 | 1016350 | 0 | 261.565 | 126659 | 146.915 | 501.274 | 0 | 0 | 0 | 1081470 | 0 | 271.671 | 126659 | 156.041 | 532.4119 | 0 | 0 | 0 | 1148900 | 0 | -21.2946 | -11.9146 | -1.8086
[20 empty] | 2020-08-03 12:00 | 5149 | 8 | 3 | 13 | 273540.731 | 273.5407 | 219.86 | 86334.2 | 139.353 | 475.4724 | 0 | 0 | 0 | 1021480 | 0 | 229.694 | 86334.2 | 148.125 | 505.4025 | 0 | 0 | 0 | 1087300 | 0 | 240.193 | 86334.2 | 157.323 | 536.7861 | 0 | 0 | 0 | 1155600 | 0 | -53.6807 | -43.8467 | -33.3477
[20 empty] | 2020-08-03 13:00 | 5150 | 8 | 3 | 14 | 257935.087 | 257.9351 | 216.174 | 55228.8 | 140.098 | 478.0144 | 0 | 0 | 0 | 1019850 | 0 | 226.478 | 55228.8 | 148.713 | 507.4088 | 0 | 0 | 0 | 1082960 | 0 | 237.897 | 55228.8 | 158.566 | 541.0272 | 0 | 0 | 0 | 1156300 | 0 | -41.7611 | -31.4571 | -20.0381
[20 empty] | 2020-08-03 14:00 | 5151 | 8 | 3 | 15 | 225278.397 | 225.2784 | 208.081 | 55302.2 | 137.069 | 467.6794 | 0 | 0 | 0 | 1000140 | 0 | 219.077 | 55302.2 | 145.803 | 497.4798 | 0 | 0 | 0 | 1063870 | 0 | 230.919 | 55302.2 | 155.833 | 531.7022 | 0 | 0 | 0 | 1139550 | 0 | -17.1974 | -6.2014 | 5.6406
[20 empty] | 2020-08-03 15:00 | 5152 | 8 | 3 | 16 | 160577.174 | 160.5772 | 162.556 | 30597.4 | 121.756 | 415.4315 | 0 | 0 | 0 | 866914 | -144.33 | 173.841 | 30597.4 | 130.304 | 444.5972 | 0 | 0 | 0 | 928139 | -199.551 | 186.163 | 30597.4 | 139.928 | 477.4343 | 0 | 0 | 0 | 996876 | -284.602 | 1.9788 | 13.2638 | 25.5858
[20 empty] | 2020-08-03 16:00 | 5153 | 8 | 3 | 17 | 77330.64 | 77.3306 | 11.6555 | 30597.4 | 0 | 0 | 0 | 0 | 0 | 0 | 0 | 11.6555 | 30597.4 | 0 | 0 | 0 | 0 | 0 | 0 | 0 | 22.7189 | 30597.4 | 8.0735 | 27.5467 | 0 | 0 | 0 | 56005.7 | -1630.93 | -65.6751 | -65.6751 | -54.6117
[20 empty] | 2020-08-03 17:00 | 5154 | 8 | 3 | 18 | 53646.696 | 53.6467 | 12.2635 | 30817.4 | 0 | 0 | 0 | 0 | 0 | 0 | 0 | 12.2635 | 30817.4 | 0 | 0 | 0 | 0 | 0 | 0 | 0 | 23.4991 | 30817.4 | 8.2457 | 28.1344 | 0 | 0 | 0 | 58503.9 | -209.757 | -41.3832 | -41.3832 | -30.1476
[20 empty] | 2020-08-03 18:00 | 5155 | 8 | 3 | 19 | 8074.445 | 8.0744 | 8.8655 | 30890.8 | 0 | 0 | 0 | 0 | 0 | 0 | 0 | 17.9007 | 30890.8 | 7.4877 | 25.5481 | 0 | 0 | 0 | 54083 | 0 | 19.9392 | 30890.8 | 8.0837 | 27.5816 | 0 | 0 | 0 | 58073 | -25.2194 | 0.79107 | 9.8263 | 11.8648
[20 empty] | 2020-08-03 19:00 | 5156 | 8 | 3 | 20 | 0 | 0 | 23.0643 | 8529.14 | 10.4838 | 35.7707 | 0 | 0 | 0 | 76018.8 | 0 | 23.0643 | 8529.14 | 10.4838 | 35.7707 | 0 | 0 | 0 | 76019 | 0 | 23.0643 | 8529.14 | 10.4838 | 35.7707 | 0 | 0 | 0 | 76018.9 | 0 | 23.0643 | 23.0643 | 23.0643
[20 empty] | 2020-08-03 20:00 | 5157 | 8 | 3 | 21 | 0 | 0 | 8.8655 | 8529.14 | 0 | 0 | 0 | 0 | 0 | 0 | 0 | 8.8655 | 8529.14 | 0 | 0 | 0 | 0 | 0 | 0 | 0 | 8.8655 | 8529.14 | 0 | 0 | 0 | 0 | 0 | 0 | 0 | 8.8655 | 8.8655 | 8.8655
[20 empty] | 2020-08-03 21:00 | 5158 | 8 | 3 | 22 | 0 | 0 | 8.8655 | 8529.14 | 0 | 0 | 0 | 0 | 0 | 0 | 0 | 8.8655 | 8529.14 | 0 | 0 | 0 | 0 | 0 | 0 | 0 | 8.8655 | 8529.14 | 0 | 0 | 0 | 0 | 0 | 0 | 0 | 8.8655 | 8.8655 | 8.8655
[20 empty] | 2020-08-03 22:00 | 5159 | 8 | 3 | 23 | 0 | 0 | 8.8655 | 8529.14 | 0 | 0 | 0 | 0 | 0 | 0 | 0 | 8.8655 | 8529.14 | 0 | 0 | 0 | 0 | 0 | 0 | 0 | 8.8655 | 8529.14 | 0 | 0 | 0 | 0 | 0 | 0 | 0 | 8.8655 | 8.8655 | 8.8655
[20 empty] | 2020-08-03 23:00 | 5160 | 8 | 3 | 24 | 0 | 0 | 21.4694 | 8602.46 | 10.4081 | 35.5124 | 0 | 0 | 0 | 75925.8 | 0 | 21.4694 | 8602.46 | 10.4081 | 35.5124 | 0 | 0 | 0 | 75926.1 | 0 | 21.4694 | 8602.46 | 10.4081 | 35.5124 | 0 | 0 | 0 | 75926 | 0 | 21.4694 | 21.4694 | 21.4694
[20 empty] | 2020-08-04 | 5161 | 8 | 4 | 1 | 0 | 0 | 7.3463 | 8602.46 | 0 | 0 | 0 | 0 | 0 | 0 | 0 | 7.3463 | 8602.46 | 0 | 0 | 0 | 0 | 0 | 0 | 0 | 7.3463 | 8602.46 | 0 | 0 | 0 | 0 | 0 | 0 | 0 | 7.3463 | 7.3463 | 7.3463
[20 empty] | 2020-08-04 01:00 | 5162 | 8 | 4 | 2 | 0 | 0 | 7.3463 | 8602.46 | 0 | 0 | 0 | 0 | 0 | 0 | 0 | 7.3463 | 8602.46 | 0 | 0 | 0 | 0 | 0 | 0 | 0 | 7.3463 | 8602.46 | 0 | 0 | 0 | 0 | 0 | 0 | 0 | 7.3463 | 7.3463 | 7.3463
[20 empty] | 2020-08-04 02:00 | 5163 | 8 | 4 | 3 | 0 | 0 | 7.3463 | 8675.79 | 0 | 0 | 0 | 0 | 0 | 0 | 0 | 7.3463 | 8675.79 | 0 | 0 | 0 | 0 | 0 | 0 | 0 | 7.3463 | 8675.79 | 0 | 0 | 0 | 0 | 0 | 0 | 0 | 7.3463 | 7.3463 | 7.3463
[20 empty] | 2020-08-04 03:00 | 5164 | 8 | 4 | 4 | 0 | 0 | 21.3285 | 8675.79 | 10.2672 | 35.0317 | 0 | 0 | 0 | 75738.6 | 0 | 21.3285 | 8675.79 | 10.2672 | 35.0317 | 0 | 0 | 0 | 75738.9 | 0 | 21.3285 | 8675.79 | 10.2672 | 35.0317 | 0 | 0 | 0 | 75738.7 | 0 | 21.3285 | 21.3285 | 21.3285
[20 empty] | 2020-08-04 04:00 | 5165 | 8 | 4 | 5 | 0 | 0 | 8.8655 | 8675.79 | 0 | 0 | 0 | 0 | 0 | 0 | 0 | 8.8655 | 8675.79 | 0 | 0 | 0 | 0 | 0 | 0 | 0 | 8.8655 | 8675.79 | 0 | 0 | 0 | 0 | 0 | 0 | 0 | 8.8655 | 8.8655 | 8.8655
[20 empty] | 2020-08-04 05:00 | 5166 | 8 | 4 | 6 | 824.845 | 0.82485 | 90.9516 | 30964.1 | 62.2932 | 212.5444 | 0 | 0 | 0 | 455116 | 0 | 97.764 | 30964.1 | 68.1245 | 232.4408 | 0 | 0 | 0 | 497663 | 0 | 103.761 | 30964.1 | 73.1322 | 249.5271 | 0 | 0 | 0 | 534250 | 0 | 90.1268 | 96.9392 | 102.9362
[20 empty] | 2020-08-04 06:00 | 5167 | 8 | 4 | 7 | 37347.673 | 37.3477 | 211.987 | 80526 | 119.154 | 406.5534 | 0 | 0 | 0 | 874751 | -1.2617 | 220.076 | 80526 | 127.136 | 433.788 | 0 | 0 | 0 | 938790 | -1.2617 | 227.455 | 80526 | 134.707 | 459.6203 | 0 | 0 | 0 | 1001610 | -1.2618 | 174.6393 | 182.7283 | 190.1073
[20 empty] | 2020-08-04 07:00 | 5168 | 8 | 4 | 8 | 111287.348 | 111.2873 | 227.565 | 80526 | 122.342 | 417.4309 | 0 | 0 | 0 | 903980 | 0 | 235.891 | 80526 | 130.201 | 444.2458 | 0 | 0 | 0 | 966205 | 0 | 243.825 | 80526 | 137.84 | 470.3101 | 0 | 0 | 0 | 1025210 | 0 | 116.2777 | 124.6037 | 132.5377
[20 empty] | 2020-08-04 08:00 | 5169 | 8 | 4 | 9 | 167352.124 | 167.3521 | 255.026 | 55375.5 | 143.638 | 490.0929 | 0 | 0 | 0 | 1113450 | 0 | 264.615 | 55375.5 | 152.358 | 519.8455 | 0 | 0 | 0 | 1181860 | 0 | 273.752 | 55375.5 | 160.717 | 548.3664 | 0 | 0 | 0 | 1244590 | 0 | 87.6739 | 97.2629 | 106.3999
[20 empty] | 2020-08-04 09:00 | 5170 | 8 | 4 | 10 | 213863.676 | 213.8637 | 266.974 | 55228.8 | 151.582 | 517.1978 | 0 | 0 | 0 | 1176460 | -28.4805 | 277.509 | 55228.8 | 160.861 | 548.8577 | 0 | 0 | 0 | 1244890 | -28.4941 | 287.796 | 55228.8 | 169.999 | 580.0366 | 0 | 0 | 0 | 1312110 | -28.4824 | 53.1103 | 63.6453 | 73.9323
[20 empty] | 2020-08-04 10:00 | 5171 | 8 | 4 | 11 | 245620.725 | 245.6207 | 250.863 | 126659 | 148.871 | 507.9479 | 0 | 0 | 0 | 1127340 | 0 | 261.771 | 126659 | 158.131 | 539.543 | 0 | 0 | 0 | 1193560 | 0 | 272.525 | 126659 | 167.516 | 571.5646 | 0 | 0 | 0 | 1262720 | 0 | 5.2423 | 16.1503 | 26.9043
[20 empty] | 2020-08-04 11:00 | 5172 | 8 | 4 | 12 | 263101.09 | 263.1011 | 277.338 | 126659 | 161.646 | 551.5362 | 0 | 0 | 0 | 1266930 | 0 | 288.704 | 126659 | 171.327 | 584.5677 | 0 | 0 | 0 | 1336060 | 0 | 300.043 | 126659 | 181.096 | 617.8996 | 0 | 0 | 0 | 1407160 | 0 | 14.2369 | 25.6029 | 36.9419
[20 empty] | 2020-08-04 12:00 | 5173 | 8 | 4 | 13 | 264044.527 | 264.0445 | 238.089 | 85846.6 | 155.889 | 531.8933 | 0 | 0 | 0 | 1212830 | 0 | 249.965 | 85846.6 | 165.712 | 565.4093 | 0 | 0 | 0 | 1280470 | 0 | 261.56 | 85846.6 | 175.335 | 598.243 | 0 | 0 | 0 | 1351200 | 0 | -25.9555 | -14.0795 | -2.4845
[20 empty] | 2020-08-04 13:00 | 5174 | 8 | 4 | 14 | 244896.967 | 244.897 | 234.137 | 55155.5 | 156.38 | 533.5686 | 0 | 0 | 0 | 1210000 | 0 | 246.765 | 55155.5 | 166.468 | 567.9888 | 0 | 0 | 0 | 1280630 | 0 | 259.298 | 55155.5 | 176.609 | 602.5899 | 0 | 0 | 0 | 1354710 | 0 | -10.76 | 1.868 | 14.401
[20 empty] | 2020-08-04 14:00 | 5175 | 8 | 4 | 15 | 212192.757 | 212.1928 | 232.2 | 55155.5 | 159.222 | 543.2655 | 0 | 0 | 0 | 1245460 | 0 | 245.481 | 55155.5 | 169.713 | 579.0608 | 0 | 0 | 0 | 1320900 | 0 | 258.748 | 55155.5 | 180.102 | 614.508 | 0 | 0 | 0 | 1396610 | 0 | 20.0072 | 33.2882 | 46.5552
[20 empty] | 2020-08-04 15:00 | 5176 | 8 | 4 | 16 | 109889.513 | 109.8895 | 194.556 | 30230.7 | 151.684 | 517.5458 | 0 | 0 | 0 | 1135650 | -180.886 | 208.028 | 30230.7 | 162.346 | 553.9246 | 0 | 0 | 0 | 1215340 | -237.026 | 221.485 | 30230.7 | 172.702 | 589.2592 | 0 | 0 | 0 | 1290210 | -304.08 | 84.6665 | 98.1385 | 111.5955
[20 empty] | 2020-08-04 16:00 | 5177 | 8 | 4 | 17 | 112440.177 | 112.4402 | 11.6555 | 30230.7 | 0 | 0 | 0 | 0 | 0 | 0 | 0 | 11.6555 | 30230.7 | 0 | 0 | 0 | 0 | 0 | 0 | 0 | 23.3609 | 30230.7 | 8.7154 | 29.737 | 0 | 0 | 0 | 58032.5 | -1879.12 | -100.7847 | -100.7847 | -89.0793
[20 empty] | 2020-08-04 17:00 | 5178 | 8 | 4 | 18 | 51542.365 | 51.5424 | 12.2635 | 30597.4 | 0 | 0 | 0 | 0 | 0 | 0 | 0 | 23.0686 | 30597.4 | 8.0409 | 27.4357 | 0 | 0 | 0 | 55620.3 | -28.5512 | 24.075 | 30597.4 | 8.8216 | 30.0993 | 0 | 0 | 0 | 60425.2 | -179.673 | -39.2789 | -28.4738 | -27.4674
[20 empty] | 2020-08-04 18:00 | 5179 | 8 | 4 | 19 | 7098.698 | 7.0987 | 8.8655 | 30670.8 | 0 | 0 | 0 | 0 | 0 | 0 | 0 | 19.4359 | 30670.8 | 7.8062 | 26.6347 | 0 | 0 | 0 | 54143.8 | -16.6779 | 20.4852 | 30670.8 | 8.6298 | 29.4448 | 0 | 0 | 0 | 59847.2 | -30.5052 | 1.7668 | 12.3372 | 13.3865
[20 empty] | 2020-08-04 19:00 | 5180 | 8 | 4 | 20 | 0 | 0 | 23.3301 | 8309.16 | 10.7496 | 36.6776 | 0 | 0 | 0 | 75716.5 | 0 | 23.3302 | 8309.16 | 10.7496 | 36.6776 | 0 | 0 | 0 | 75716.8 | 0 | 35 | 8309.16 | 19.4296 | 66.2938 | 0 | 0 | 0 | 135900 | -1.4972 | 23.3301 | 23.3302 | 35
[20 empty] | 2020-08-04 20:00 | 5181 | 8 | 4 | 21 | 0 | 0 | 8.8655 | 8382.48 | 0 | 0 | 0 | 0 | 0 | 0 | 0 | 8.8655 | 8382.48 | 0 | 0 | 0 | 0 | 0 | 0 | 0 | 8.8655 | 8382.48 | 0 | 0 | 0 | 0 | 0 | 0 | 0 | 8.8655 | 8.8655 | 8.8655
[20 empty] | 2020-08-04 21:00 | 5182 | 8 | 4 | 22 | 0 | 0 | 8.8655 | 8455.81 | 0 | 0 | 0 | 0 | 0 | 0 | 0 | 8.8655 | 8455.81 | 0 | 0 | 0 | 0 | 0 | 0 | 0 | 8.8655 | 8455.81 | 0 | 0 | 0 | 0 | 0 | 0 | 0 | 8.8655 | 8.8655 | 8.8655
[20 empty] | 2020-08-04 22:00 | 5183 | 8 | 4 | 23 | 0 | 0 | 8.8655 | 8455.81 | 0 | 0 | 0 | 0 | 0 | 0 | 0 | 8.8655 | 8455.81 | 0 | 0 | 0 | 0 | 0 | 0 | 0 | 8.8655 | 8455.81 | 0 | 0 | 0 | 0 | 0 | 0 | 0 | 8.8655 | 8.8655 | 8.8655
[20 empty] | 2020-08-04 23:00 | 5184 | 8 | 4 | 24 | 0 | 0 | 21.6196 | 8529.14 | 10.5583 | 36.0249 | 0 | 0 | 0 | 76246.7 | 0 | 21.6196 | 8529.14 | 10.5583 | 36.0249 | 0 | 0 | 0 | 76246.9 | 0 | 21.6196 | 8529.14 | 10.5583 | 36.0249 | 0 | 0 | 0 | 76246.8 | 0 | 21.6196 | 21.6196 | 21.6196
[20 empty] | 2020-08-05 | 5185 | 8 | 5 | 1 | 0 | 0 | 7.3463 | 8602.46 | 0 | 0 | 0 | 0 | 0 | 0 | 0 | 7.3463 | 8602.46 | 0 | 0 | 0 | 0 | 0 | 0 | 0 | 7.3463 | 8602.46 | 0 | 0 | 0 | 0 | 0 | 0 | 0 | 7.3463 | 7.3463 | 7.3463
[20 empty] | 2020-08-05 01:00 | 5186 | 8 | 5 | 2 | 0 | 0 | 7.3463 | 8602.46 | 0 | 0 | 0 | 0 | 0 | 0 | 0 | 7.3463 | 8602.46 | 0 | 0 | 0 | 0 | 0 | 0 | 0 | 7.3463 | 8602.46 | 0 | 0 | 0 | 0 | 0 | 0 | 0 | 7.3463 | 7.3463 | 7.3463
[20 empty] | 2020-08-05 02:00 | 5187 | 8 | 5 | 3 | 0 | 0 | 7.3463 | 8529.14 | 0 | 0 | 0 | 0 | 0 | 0 | 0 | 7.3463 | 8529.14 | 0 | 0 | 0 | 0 | 0 | 0 | 0 | 7.3463 | 8529.14 | 0 | 0 | 0 | 0 | 0 | 0 | 0 | 7.3463 | 7.3463 | 7.3463
[20 empty] | 2020-08-05 03:00 | 5188 | 8 | 5 | 4 | 0 | 0 | 21.5926 | 8529.14 | 10.5313 | 35.9328 | 0 | 0 | 0 | 76051.9 | 0 | 21.5926 | 8529.14 | 10.5313 | 35.9328 | 0 | 0 | 0 | 76052.2 | 0 | 21.5926 | 8529.14 | 10.5313 | 35.9328 | 0 | 0 | 0 | 76052.2 | 0 | 21.5926 | 21.5926 | 21.5926
[20 empty] | 2020-08-05 04:00 | 5189 | 8 | 5 | 5 | 0 | 0 | 8.8655 | 8529.14 | 0 | 0 | 0 | 0 | 0 | 0 | 0 | 8.8655 | 8529.14 | 0 | 0 | 0 | 0 | 0 | 0 | 0 | 8.8655 | 8529.14 | 0 | 0 | 0 | 0 | 0 | 0 | 0 | 8.8655 | 8.8655 | 8.8655
[20 empty] | 2020-08-05 05:00 | 5190 | 8 | 5 | 6 | 5198.878 | 5.1989 | 103.152 | 30744.1 | 72.277 | 246.6091 | 0 | 0 | 0 | 512750 | 0 | 110.069 | 30744.1 | 77.9719 | 266.0401 | 0 | 0 | 0 | 552759 | 0 | 116.647 | 30744.1 | 83.5103 | 284.9371 | 0 | 0 | 0 | 592059 | 0 | 97.9531 | 104.8701 | 111.4481
[20 empty] | 2020-08-05 06:00 | 5191 | 8 | 5 | 7 | 47705.06 | 47.7051 | 243.749 | 80305.9 | 148.523 | 506.7605 | 0 | 0 | 0 | 1202430 | -34.7324 | 252.081 | 80305.9 | 157.924 | 538.8367 | 0 | 0 | 0 | 1282170 | 0 | 260.845 | 80305.9 | 166.534 | 568.214 | 0 | 0 | 0 | 1356350 | 0 | 196.0439 | 204.3759 | 213.1399
[20 empty] | 2020-08-05 07:00 | 5192 | 8 | 5 | 8 | 108347.977 | 108.348 | 262.925 | 80305.9 | 154.794 | 528.1571 | 0 | 0 | 0 | 1245300 | 0 | 272.483 | 80305.9 | 163.601 | 558.2066 | 0 | 0 | 0 | 1314040 | 0 | 281.564 | 80305.9 | 171.685 | 585.7892 | 0 | 0 | 0 | 1370480 | 0 | 154.577 | 164.135 | 173.216
[20 empty] | 2020-08-05 08:00 | 5193 | 8 | 5 | 9 | 166353.039 | 166.353 | 292.4 | 54788.7 | 177.649 | 606.1384 | 0 | 0 | 0 | 1403220 | 0 | 303.033 | 54788.7 | 187.129 | 638.4841 | 0 | 0 | 0 | 1469570 | 0 | 313.776 | 54788.7 | 196.12 | 669.1614 | 0 | 0 | 0 | 1528090 | 0 | 126.047 | 136.68 | 147.423
[20 empty] | 2020-08-05 09:00 | 5194 | 8 | 5 | 10 | 213877.059 | 213.8771 | 297.669 | 54788.7 | 179.239 | 611.5635 | 0 | 0 | 0 | 1422950 | -24.8945 | 309.008 | 54788.7 | 189.108 | 645.2365 | 0 | 0 | 0 | 1492470 | -24.8848 | 320.723 | 54788.7 | 198.626 | 677.7119 | 0 | 0 | 0 | 1556210 | -24.8555 | 83.7919 | 95.1309 | 106.8459
[20 empty] | 2020-08-05 10:00 | 5195 | 8 | 5 | 11 | 172354.112 | 172.3541 | 280.559 | 126659 | 175.678 | 599.4133 | 0 | 0 | 0 | 1366550 | 0 | 292.225 | 126659 | 185.655 | 633.4549 | 0 | 0 | 0 | 1436960 | 0 | 304.471 | 126659 | 195.353 | 666.5444 | 0 | 0 | 0 | 1502030 | 0 | 108.2049 | 119.8709 | 132.1169
[20 empty] | 2020-08-05 11:00 | 5196 | 8 | 5 | 12 | 84156.957 | 84.157 | 310.733 | 126659 | 192.747 | 657.6528 | 0 | 0 | 0 | 1501840 | 0 | 323.182 | 126659 | 203.568 | 694.574 | 0 | 0 | 0 | 1569890 | 0 | 336.2 | 126659 | 214.028 | 730.2635 | 0 | 0 | 0 | 1633800 | 0 | 226.576 | 239.025 | 252.043
[20 empty] | 2020-08-05 12:00 | 5197 | 8 | 5 | 13 | 266547.162 | 266.5472 | 272.394 | 84067.1 | 187.801 | 640.777 | 0 | 0 | 0 | 1438610 | 0 | 285.092 | 84067.1 | 198.702 | 677.9712 | 0 | 0 | 0 | 1507400 | 0 | 298.279 | 84067.1 | 208.691 | 712.0537 | 0 | 0 | 0 | 1570710 | 0 | 5.8468 | 18.5448 | 31.7318
[20 empty] | 2020-08-05 13:00 | 5198 | 8 | 5 | 14 | 251295.736 | 251.2957 | 269.779 | 54421.9 | 188.919 | 644.5916 | 0 | 0 | 0 | 1444790 | 0 | 283.311 | 54421.9 | 200.379 | 683.6931 | 0 | 0 | 0 | 1520110 | 0 | 297.932 | 54421.9 | 211.617 | 722.0372 | 0 | 0 | 0 | 1593170 | 0 | 18.4833 | 32.0153 | 46.6363
[20 empty] | 2020-08-05 14:00 | 5199 | 8 | 5 | 15 | 216928.851 | 216.9289 | 248.733 | 54568.6 | 173.532 | 592.0912 | 0 | 0 | 0 | 1284040 | 0 | 261.899 | 54568.6 | 184.051 | 627.982 | 0 | 0 | 0 | 1352860 | 0 | 276.261 | 54568.6 | 194.989 | 665.3025 | 0 | 0 | 0 | 1427110 | 0 | 31.8041 | 44.9701 | 59.3321
[20 empty] | 2020-08-05 15:00 | 5200 | 8 | 5 | 16 | 170400.4 | 170.4004 | 217.901 | 29570.7 | 171.689 | 585.8029 | 0 | 0 | 0 | 1228320 | -258.437 | 232.551 | 29570.7 | 183.539 | 626.2351 | 0 | 0 | 0 | 1313090 | -310.798 | 247.419 | 29570.7 | 194.814 | 664.7054 | 0 | 0 | 0 | 1388810 | -384.431 | 47.5006 | 62.1506 | 77.0186
[20 empty] | 2020-08-05 16:00 | 5201 | 8 | 5 | 17 | 113456.64 | 113.4566 | 11.6555 | 29570.7 | 0 | 0 | 0 | 0 | 0 | 0 | 0 | 22.9137 | 29570.7 | 8.4939 | 28.9813 | 0 | 0 | 0 | 50980.9 | -1314.3 | 24.1062 | 29570.7 | 9.4607 | 32.2799 | 0 | 0 | 0 | 56551.3 | -1528.66 | -101.8011 | -90.5429 | -89.3504
[20 empty] | 2020-08-05 17:00 | 5202 | 8 | 5 | 18 | 51358.175 | 51.3582 | 22.8714 | 29864 | 8.0502 | 27.4672 | 0 | 0 | 0 | 49306.9 | -30.5153 | 24.1462 | 29864 | 9.0691 | 30.9436 | 0 | 0 | 0 | 55155.1 | -195.615 | 46.0258 | 29864 | 27.6841 | 94.4581 | 0 | 0 | 0 | 169198 | -326.527 | -28.4868 | -27.212 | -5.3324
[20 empty] | 2020-08-05 18:00 | 5203 | 8 | 5 | 19 | 6776.781 | 6.7768 | 19.3365 | 29864 | 7.9132 | 26.9999 | 0 | 0 | 0 | 48201.6 | -25.0803 | 20.7242 | 29864 | 9.0328 | 30.8199 | 0 | 0 | 0 | 55009.5 | -68.7112 | 47.3736 | 29864 | 31.7051 | 108.1778 | 0 | 0 | 0 | 193697 | -141.005 | 12.5597 | 13.9474 | 40.5968
[20 empty] | 2020-08-05 19:00 | 5204 | 8 | 5 | 20 | 0 | 0 | 24.7642 | 7502.58 | 12.1837 | 41.5708 | 0 | 0 | 0 | 75297.1 | 0 | 36.4064 | 7502.58 | 21.0529 | 71.8325 | 0 | 0 | 0 | 129289 | -9.5352 | 37.8693 | 7502.58 | 22.2419 | 75.8894 | 0 | 0 | 0 | 136548 | -9.1044 | 24.7642 | 36.4064 | 37.8693
[20 empty] | 2020-08-05 20:00 | 5205 | 8 | 5 | 21 | 0 | 0 | 8.8655 | 8015.86 | 0 | 0 | 0 | 0 | 0 | 0 | 0 | 18.6873 | 8015.86 | 8.2743 | 28.2319 | 0 | 0 | 0 | 54693.7 | 0 | 19.7544 | 8015.86 | 9.1853 | 31.3402 | 0 | 0 | 0 | 60728.5 | 0 | 8.8655 | 18.6873 | 19.7544
[20 empty] | 2020-08-05 21:00 | 5206 | 8 | 5 | 22 | 0 | 0 | 8.8655 | 8015.86 | 0 | 0 | 0 | 0 | 0 | 0 | 0 | 8.8655 | 8015.86 | 0 | 0 | 0 | 0 | 0 | 0 | 0 | 19.6253 | 8015.86 | 9.0562 | 30.8996 | 0 | 0 | 0 | 59907.5 | 0 | 8.8655 | 8.8655 | 19.6253
[20 empty] | 2020-08-05 22:00 | 5207 | 8 | 5 | 23 | 0 | 0 | 23.9677 | 8015.86 | 11.3872 | 38.8531 | 0 | 0 | 0 | 75884.8 | 0 | 23.9677 | 8015.86 | 11.3872 | 38.8531 | 0 | 0 | 0 | 75884.8 | 0 | 34.6454 | 8015.86 | 20.3613 | 69.4728 | 0 | 0 | 0 | 135228 | 0 | 23.9677 | 23.9677 | 34.6454
[20 empty] | 2020-08-05 23:00 | 5208 | 8 | 5 | 24 | 0 | 0 | 7.3463 | 8162.51 | 0 | 0 | 0 | 0 | 0 | 0 | 0 | 7.3463 | 8162.51 | 0 | 0 | 0 | 0 | 0 | 0 | 0 | 7.3463 | 8162.51 | 0 | 0 | 0 | 0 | 0 | 0 | 0 | 7.3463 | 7.3463 | 7.3463
[20 empty] | 2020-08-06 | 5209 | 8 | 6 | 1 | 0 | 0 | 7.3463 | 8235.83 | 0 | 0 | 0 | 0 | 0 | 0 | 0 | 7.3463 | 8235.83 | 0 | 0 | 0 | 0 | 0 | 0 | 0 | 7.3463 | 8235.83 | 0 | 0 | 0 | 0 | 0 | 0 | 0 | 7.3463 | 7.3463 | 7.3463
[20 empty] | 2020-08-06 01:00 | 5210 | 8 | 6 | 2 | 0 | 0 | 7.3463 | 8235.83 | 0 | 0 | 0 | 0 | 0 | 0 | 0 | 7.3463 | 8235.83 | 0 | 0 | 0 | 0 | 0 | 0 | 0 | 7.3463 | 8235.83 | 0 | 0 | 0 | 0 | 0 | 0 | 0 | 7.3463 | 7.3463 | 7.3463
[20 empty] | 2020-08-06 02:00 | 5211 | 8 | 6 | 3 | 0 | 0 | 21.8435 | 8382.48 | 10.7822 | 36.7889 | 0 | 0 | 0 | 76133.5 | 0 | 21.8435 | 8382.48 | 10.7822 | 36.7889 | 0 | 0 | 0 | 76133.4 | 0 | 21.8435 | 8382.48 | 10.7822 | 36.7889 | 0 | 0 | 0 | 76133.6 | 0 | 21.8435 | 21.8435 | 21.8435
[20 empty] | 2020-08-06 03:00 | 5212 | 8 | 6 | 4 | 0 | 0 | 7.3463 | 8309.16 | 0 | 0 | 0 | 0 | 0 | 0 | 0 | 7.3463 | 8309.16 | 0 | 0 | 0 | 0 | 0 | 0 | 0 | 7.3463 | 8309.16 | 0 | 0 | 0 | 0 | 0 | 0 | 0 | 7.3463 | 7.3463 | 7.3463
[20 empty] | 2020-08-06 04:00 | 5213 | 8 | 6 | 5 | 0 | 0 | 8.8655 | 8309.16 | 0 | 0 | 0 | 0 | 0 | 0 | 0 | 8.8655 | 8309.16 | 0 | 0 | 0 | 0 | 0 | 0 | 0 | 8.8655 | 8309.16 | 0 | 0 | 0 | 0 | 0 | 0 | 0 | 8.8655 | 8.8655 | 8.8655
[20 empty] | 2020-08-06 05:00 | 5214 | 8 | 6 | 6 | 5341.201 | 5.3412 | 126.561 | 30597.4 | 89.5034 | 305.3856 | 0 | 0 | 0 | 617292 | 0 | 133.907 | 30597.4 | 95.6303 | 326.2906 | 0 | 0 | 0 | 659595 | 0 | 139.167 | 30597.4 | 100.185 | 341.8312 | 0 | 0 | 0 | 691749 | 0 | 121.2198 | 128.5658 | 133.8258
[20 empty] | 2020-08-06 06:00 | 5215 | 8 | 6 | 7 | 50609.483 | 50.6095 | 246.79 | 80232.5 | 148.521 | 506.7537 | 0 | 0 | 0 | 1191900 | 0 | 255.041 | 80232.5 | 155.807 | 531.6135 | 0 | 0 | 0 | 1246690 | 0 | 262.226 | 80232.5 | 162.52 | 554.5182 | 0 | 0 | 0 | 1287640 | 0 | 196.1805 | 204.4315 | 211.6165
[20 empty] | 2020-08-06 07:00 | 5216 | 8 | 6 | 8 | 114797.87 | 114.7979 | 265.902 | 80232.5 | 153.563 | 523.957 | 0 | 0 | 0 | 1224670 | 0 | 274.805 | 80232.5 | 161.021 | 549.4037 | 0 | 0 | 0 | 1276710 | 0 | 282.743 | 80232.5 | 168.11 | 573.5913 | 0 | 0 | 0 | 1319040 | 0 | 151.1041 | 160.0071 | 167.9451
[20 empty] | 2020-08-06 08:00 | 5217 | 8 | 6 | 9 | 170912.802 | 170.9128 | 275.364 | 55008.7 | 157.654 | 537.9154 | 0 | 0 | 0 | 1206070 | 0 | 285.055 | 55008.7 | 165.586 | 564.9794 | 0 | 0 | 0 | 1258740 | 0 | 294.181 | 55008.7 | 173.376 | 591.5589 | 0 | 0 | 0 | 1304650 | 0 | 104.4512 | 114.1422 | 123.2682
[20 empty] | 2020-08-06 09:00 | 5218 | 8 | 6 | 10 | 215443.721 | 215.4437 | 281.07 | 54862 | 159.854 | 545.4218 | 0 | 0 | 0 | 1196990 | -25.6816 | 291.644 | 54862 | 168.317 | 574.2976 | 0 | 0 | 0 | 1253600 | -25.6777 | 301.903 | 54862 | 176.798 | 603.2348 | 0 | 0 | 0 | 1305030 | -25.748 | 65.6263 | 76.2003 | 86.4593
[20 empty] | 2020-08-06 10:00 | 5219 | 8 | 6 | 11 | 246072.75 | 246.0728 | 264.162 | 126659 | 156.997 | 535.6738 | 0 | 0 | 0 | 1152310 | 0 | 274.96 | 126659 | 165.636 | 565.15 | 0 | 0 | 0 | 1210400 | 0 | 285.589 | 126659 | 174.359 | 594.9129 | 0 | 0 | 0 | 1264320 | 0 | 18.0892 | 28.8872 | 39.5162
[20 empty] | 2020-08-06 11:00 | 5220 | 8 | 6 | 12 | 261752.732 | 261.7527 | 286.288 | 126659 | 165.595 | 565.0101 | 0 | 0 | 0 | 1213260 | 0 | 297.786 | 126659 | 174.69 | 596.0423 | 0 | 0 | 0 | 1273180 | 0 | 309.206 | 126659 | 183.925 | 627.5521 | 0 | 0 | 0 | 1330000 | 0 | 24.5353 | 36.0333 | 47.4533
[20 empty] | 2020-08-06 12:00 | 5221 | 8 | 6 | 13 | 96007.077 | 96.0071 | 245.766 | 84567.6 | 160.031 | 546.0258 | 0 | 0 | 0 | 1144490 | 0 | 257.076 | 84567.6 | 168.997 | 576.6178 | 0 | 0 | 0 | 1202160 | 0 | 268.326 | 84567.6 | 177.974 | 607.2473 | 0 | 0 | 0 | 1255680 | 0 | 149.7589 | 161.0689 | 172.3189
[20 empty] | 2020-08-06 13:00 | 5222 | 8 | 6 | 14 | 35795.904 | 35.7959 | 239.153 | 54642 | 158.618 | 541.2046 | 0 | 0 | 0 | 1118870 | 0 | 249.545 | 54642 | 167.43 | 571.2712 | 0 | 0 | 0 | 1174680 | 0 | 260.649 | 54642 | 175.725 | 599.5737 | 0 | 0 | 0 | 1220650 | 0 | 203.3571 | 213.7491 | 224.8531
[20 empty] | 2020-08-06 14:00 | 5223 | 8 | 6 | 15 | 113566.322 | 113.5663 | 214.507 | 54862 | 140.126 | 478.1099 | 0 | 0 | 0 | 957019 | 0 | 224.387 | 54862 | 148.265 | 505.8802 | 0 | 0 | 0 | 1010870 | 0 | 235.612 | 54862 | 156.135 | 532.7326 | 0 | 0 | 0 | 1056360 | 0 | 100.9407 | 110.8207 | 122.0457
[20 empty] | 2020-08-06 15:00 | 5224 | 8 | 6 | 16 | 172316.573 | 172.3166 | 171.901 | 29937.4 | 126.604 | 431.9728 | 0 | 0 | 0 | 804043 | -369.159 | 182.421 | 29937.4 | 134.816 | 459.9922 | 0 | 0 | 0 | 857583 | -422.614 | 193.736 | 29937.4 | 142.954 | 487.759 | 0 | 0 | 0 | 905942 | -486.68 | -0.41557 | 10.1044 | 21.4194
[20 empty] | 2020-08-06 16:00 | 5225 | 8 | 6 | 17 | 73183.895 | 73.1839 | 11.6555 | 29937.4 | 0 | 0 | 0 | 0 | 0 | 0 | 0 | 11.6555 | 29937.4 | 0 | 0 | 0 | 0 | 0 | 0 | 0 | 11.6555 | 29937.4 | 0 | 0 | 0 | 0 | 0 | 0 | 0 | -61.5284 | -61.5284 | -61.5284
[20 empty] | 2020-08-06 17:00 | 5226 | 8 | 6 | 18 | 53801.726 | 53.8017 | 12.2635 | 30230.7 | 0 | 0 | 0 | 0 | 0 | 0 | 0 | 12.2635 | 30230.7 | 0 | 0 | 0 | 0 | 0 | 0 | 0 | 24.0688 | 30230.7 | 8.8153 | 30.0779 | 0 | 0 | 0 | 56539.6 | -38.8222 | -41.5382 | -41.5382 | -29.7329
[20 empty] | 2020-08-06 18:00 | 5227 | 8 | 6 | 19 | 5810.717 | 5.8107 | 8.8655 | 30450.7 | 0 | 0 | 0 | 0 | 0 | 0 | 0 | 18.1564 | 30450.7 | 7.7434 | 26.4205 | 0 | 0 | 0 | 51552.1 | 0 | 20.2635 | 30450.7 | 8.4081 | 28.6883 | 0 | 0 | 0 | 55890.5 | -79.1951 | 3.0548 | 12.3457 | 14.4528
[20 empty] | 2020-08-06 19:00 | 5228 | 8 | 6 | 20 | 0 | 0 | 23.9107 | 8089.18 | 11.3302 | 38.6586 | 0 | 0 | 0 | 75671.7 | 0 | 23.9107 | 8089.18 | 11.3302 | 38.6586 | 0 | 0 | 0 | 75671.7 | 0 | 35.2531 | 8089.18 | 19.6826 | 67.157 | 0 | 0 | 0 | 131192 | -1.8813 | 23.9107 | 23.9107 | 35.2531
[20 empty] | 2020-08-06 20:00 | 5229 | 8 | 6 | 21 | 0 | 0 | 8.8655 | 8382.48 | 0 | 0 | 0 | 0 | 0 | 0 | 0 | 8.8655 | 8382.48 | 0 | 0 | 0 | 0 | 0 | 0 | 0 | 8.8655 | 8382.48 | 0 | 0 | 0 | 0 | 0 | 0 | 0 | 8.8655 | 8.8655 | 8.8655
[20 empty] | 2020-08-06 21:00 | 5230 | 8 | 6 | 22 | 0 | 0 | 8.8655 | 8529.14 | 0 | 0 | 0 | 0 | 0 | 0 | 0 | 8.8655 | 8529.14 | 0 | 0 | 0 | 0 | 0 | 0 | 0 | 8.8655 | 8529.14 | 0 | 0 | 0 | 0 | 0 | 0 | 0 | 8.8655 | 8.8655 | 8.8655
[20 empty] | 2020-08-06 22:00 | 5231 | 8 | 6 | 23 | 0 | 0 | 23.1824 | 8529.14 | 10.6019 | 36.1737 | 0 | 0 | 0 | 76020.5 | 0 | 23.1824 | 8529.14 | 10.6019 | 36.1737 | 0 | 0 | 0 | 76020.6 | 0 | 23.1825 | 8529.14 | 10.602 | 36.174 | 0 | 0 | 0 | 76021.3 | 0 | 23.1824 | 23.1824 | 23.1825
[20 empty] | 2020-08-06 23:00 | 5232 | 8 | 6 | 24 | 0 | 0 | 7.7516 | 8822.44 | 0 | 0 | 0 | 0 | 0 | 0 | 0 | 7.7516 | 8822.44 | 0 | 0 | 0 | 0 | 0 | 0 | 0 | 7.7516 | 8822.44 | 0 | 0 | 0 | 0 | 0 | 0 | 0 | 7.7516 | 7.7516 | 7.7516
[20 empty] | 2020-08-07 | 5233 | 8 | 7 | 1 | 0 | 0 | 7.7516 | 9042.42 | 0 | 0 | 0 | 0 | 0 | 0 | 0 | 7.7516 | 9042.42 | 0 | 0 | 0 | 0 | 0 | 0 | 0 | 7.7516 | 9042.42 | 0 | 0 | 0 | 0 | 0 | 0 | 0 | 7.7516 | 7.7516 | 7.7516
[20 empty] | 2020-08-07 01:00 | 5234 | 8 | 7 | 2 | 0 | 0 | 7.7516 | 9042.42 | 0 | 0 | 0 | 0 | 0 | 0 | 0 | 7.7516 | 9042.42 | 0 | 0 | 0 | 0 | 0 | 0 | 0 | 7.7516 | 9042.42 | 0 | 0 | 0 | 0 | 0 | 0 | 0 | 7.7516 | 7.7516 | 7.7516
[20 empty] | 2020-08-07 02:00 | 5235 | 8 | 7 | 3 | 0 | 0 | 21.4864 | 9115.75 | 10.0198 | 34.1876 | 0 | 0 | 0 | 76495.6 | 0 | 21.4864 | 9115.75 | 10.0198 | 34.1876 | 0 | 0 | 0 | 76495.7 | 0 | 21.4865 | 9115.75 | 10.0199 | 34.1879 | 0 | 0 | 0 | 76496.4 | 0 | 21.4864 | 21.4864 | 21.4865
[20 empty] | 2020-08-07 03:00 | 5236 | 8 | 7 | 4 | 0 | 0 | 7.7516 | 9189.07 | 0 | 0 | 0 | 0 | 0 | 0 | 0 | 7.7516 | 9189.07 | 0 | 0 | 0 | 0 | 0 | 0 | 0 | 7.7516 | 9189.07 | 0 | 0 | 0 | 0 | 0 | 0 | 0 | 7.7516 | 7.7516 | 7.7516
[20 empty] | 2020-08-07 04:00 | 5237 | 8 | 7 | 5 | 0 | 0 | 7.7516 | 9189.07 | 0 | 0 | 0 | 0 | 0 | 0 | 0 | 7.7516 | 9189.07 | 0 | 0 | 0 | 0 | 0 | 0 | 0 | 7.7516 | 9189.07 | 0 | 0 | 0 | 0 | 0 | 0 | 0 | 7.7516 | 7.7516 | 7.7516
[20 empty] | 2020-08-07 05:00 | 5238 | 8 | 7 | 6 | 3629.852 | 3.6299 | 7.5903 | 9042.42 | 0 | 0 | 0 | 0 | 0 | 0 | 0 | 7.575 | 9042.42 | 0 | 0 | 0 | 0 | 0 | 0 | 0 | 7.5627 | 9042.42 | 0 | 0 | 0 | 0 | 0 | 0 | 0 | 3.9605 | 3.9451 | 3.9329
[20 empty] | 2020-08-07 06:00 | 5239 | 8 | 7 | 7 | 27745.089 | 27.7451 | 21.654 | 8602.46 | 10.4711 | 35.7274 | 0 | 0 | 0 | 76141.7 | 0 | 21.6541 | 8602.46 | 10.4712 | 35.7277 | 0 | 0 | 0 | 76141.8 | 0 | 21.6542 | 8602.46 | 10.4713 | 35.7281 | 0 | 0 | 0 | 76142.5 | 0 | -6.0911 | -6.091 | -6.0909
[20 empty] | 2020-08-07 07:00 | 5240 | 8 | 7 | 8 | 121733.289 | 121.7333 | 7.4679 | 8602.46 | 0 | 0 | 0 | 0 | 0 | 0 | 0 | 7.4679 | 8602.46 | 0 | 0 | 0 | 0 | 0 | 0 | 0 | 7.4679 | 8602.46 | 0 | 0 | 0 | 0 | 0 | 0 | 0 | -114.2654 | -114.2654 | -114.2654
[20 empty] | 2020-08-07 08:00 | 5241 | 8 | 7 | 9 | 179184.852 | 179.1849 | 7.4679 | 8309.16 | 0 | 0 | 0 | 0 | 0 | 0 | 0 | 7.4679 | 8309.16 | 0 | 0 | 0 | 0 | 0 | 0 | 0 | 7.4679 | 8309.16 | 0 | 0 | 0 | 0 | 0 | 0 | 0 | -171.717 | -171.717 | -171.717
[20 empty] | 2020-08-07 09:00 | 5242 | 8 | 7 | 10 | 226028.65 | 226.0286 | 7.4679 | 8162.51 | 0 | 0 | 0 | 0 | 0 | 0 | 0 | 7.4679 | 8162.51 | 0 | 0 | 0 | 0 | 0 | 0 | 0 | 7.4679 | 8162.51 | 0 | 0 | 0 | 0 | 0 | 0 | 0 | -218.5608 | -218.5608 | -218.5608
[20 empty] | 2020-08-07 10:00 | 5243 | 8 | 7 | 11 | 260060.473 | 260.0605 | 22.407 | 8162.51 | 11.2241 | 38.2966 | 0 | 0 | 0 | 75952.7 | 0 | 22.407 | 8162.51 | 11.2241 | 38.2966 | 0 | 0 | 0 | 75952.9 | 0 | 32.8777 | 8162.51 | 19.982 | 68.1786 | 0 | 0 | 0 | 135053 | 0 | -237.6535 | -237.6535 | -227.1828
[20 empty] | 2020-08-07 11:00 | 5244 | 8 | 7 | 12 | 279285.46 | 279.2855 | 7.4679 | 8015.86 | 0 | 0 | 0 | 0 | 0 | 0 | 0 | 7.4679 | 8015.86 | 0 | 0 | 0 | 0 | 0 | 0 | 0 | 29.8889 | 8015.86 | 17.6855 | 60.3429 | 0 | 0 | 0 | 116585 | -86.3041 | -271.8176 | -271.8176 | -249.3966
[20 empty] | 2020-08-07 12:00 | 5245 | 8 | 7 | 13 | 280022.899 | 280.0229 | 7.4679 | 8015.86 | 0 | 0 | 0 | 0 | 0 | 0 | 0 | 17.1781 | 8015.86 | 8.1498 | 27.8071 | 0 | 0 | 0 | 53658 | 0 | 36.2942 | 8015.86 | 23.0788 | 78.7449 | 0 | 0 | 0 | 152342 | -298.856 | -272.555 | -262.8448 | -243.7287
[20 empty] | 2020-08-07 13:00 | 5246 | 8 | 7 | 14 | 264312.987 | 264.313 | 7.4679 | 8015.86 | 0 | 0 | 0 | 0 | 0 | 0 | 0 | 17.2894 | 8015.86 | 8.277 | 28.2411 | 0 | 0 | 0 | 54585 | 0 | 48.5546 | 8015.86 | 33.3878 | 113.9192 | 0 | 0 | 0 | 220486 | -568.621 | -256.8451 | -247.0236 | -215.7584
[20 empty] | 2020-08-07 14:00 | 5247 | 8 | 7 | 15 | 230096.876 | 230.0969 | 22.4756 | 8089.18 | 11.2927 | 38.5307 | 0 | 0 | 0 | 75762.5 | 0 | 50.626 | 8089.18 | 33.9522 | 115.8449 | 0 | 0 | 0 | 227548 | -2.4609 | 63.7939 | 8089.18 | 44.9097 | 153.2319 | 0 | 0 | 0 | 300483 | -688.035 | -207.6213 | -179.4709 | -166.303
[20 empty] | 2020-08-07 15:00 | 5248 | 8 | 7 | 16 | 182662.64 | 182.6626 | 16.5498 | 8089.18 | 7.6431 | 26.0781 | 0 | 0 | 0 | 51149.2 | 0 | 45.8896 | 8089.18 | 31.2513 | 106.6294 | 0 | 0 | 0 | 209310 | -195.12 | 49.7601 | 8089.18 | 34.4374 | 117.5004 | 0 | 0 | 0 | 230331 | -388.417 | -166.1128 | -136.773 | -132.9025
[20 empty] | 2020-08-07 16:00 | 5249 | 8 | 7 | 17 | 122320.066 | 122.3201 | 17.8508 | 8089.18 | 7.7289 | 26.3709 | 0 | 0 | 0 | 51712.8 | -33.1948 | 46.7003 | 8089.18 | 31.8828 | 108.7841 | 0 | 0 | 0 | 213289 | -379.966 | 51.5673 | 8089.18 | 35.899 | 122.4874 | 0 | 0 | 0 | 240147 | -531.307 | -104.4693 | -75.6198 | -70.7528
[20 empty] | 2020-08-07 17:00 | 5250 | 8 | 7 | 18 | 53123.738 | 53.1237 | 28.1839 | 8309.16 | 16.3375 | 55.7435 | 0 | 0 | 0 | 113357 | -33.8542 | 45.9464 | 8309.16 | 31.1464 | 106.2715 | 0 | 0 | 0 | 215903 | -264.093 | 50.8925 | 8309.16 | 35.215 | 120.1536 | 0 | 0 | 0 | 244124 | -392.729 | -24.9398 | -7.1773 | -2.2312
[20 empty] | 2020-08-07 18:00 | 5251 | 8 | 7 | 19 | 5954.569 | 5.9546 | 17.5745 | 8382.48 | 7.4429 | 25.3951 | 0 | 0 | 0 | 52220.8 | -7.4 | 45.1755 | 8382.48 | 30.4479 | 103.8882 | 0 | 0 | 0 | 213650 | -32.6203 | 49.7101 | 8382.48 | 34.1847 | 116.6382 | 0 | 0 | 0 | 239892 | -51.1157 | 11.6199 | 39.2209 | 43.7555
[20 empty] | 2020-08-07 19:00 | 5252 | 8 | 7 | 20 | 0 | 0 | 30.9025 | 8382.48 | 17.9921 | 61.389 | 0 | 0 | 0 | 126480 | 0 | 32.0054 | 8382.48 | 18.9109 | 64.524 | 0 | 0 | 0 | 132931 | 0 | 63.0031 | 8382.48 | 43.7593 | 149.3067 | 0 | 0 | 0 | 307311 | 0 | 30.9025 | 32.0054 | 63.0031
[20 empty] | 2020-08-07 20:00 | 5253 | 8 | 7 | 21 | 0 | 0 | 16.1071 | 8529.14 | 6.9512 | 23.7176 | 0 | 0 | 0 | 49946.2 | 0 | 17.1139 | 8529.14 | 7.7896 | 26.5783 | 0 | 0 | 0 | 55973.7 | 0 | 18.1155 | 8529.14 | 8.6227 | 29.4205 | 0 | 0 | 0 | 61960.9 | 0 | 16.1071 | 17.1139 | 18.1155
[20 empty] | 2020-08-07 21:00 | 5254 | 8 | 7 | 22 | 0 | 0 | 7.7516 | 8529.14 | 0 | 0 | 0 | 0 | 0 | 0 | 0 | 16.9431 | 8529.14 | 7.644 | 26.0815 | 0 | 0 | 0 | 54934.5 | 0 | 17.8722 | 8529.14 | 8.4171 | 28.719 | 0 | 0 | 0 | 60490.7 | 0 | 7.7516 | 16.9431 | 17.8722
[20 empty] | 2020-08-07 22:00 | 5255 | 8 | 7 | 23 | 0 | 0 | 7.7516 | 8529.14 | 0 | 0 | 0 | 0 | 0 | 0 | 0 | 16.892 | 8529.14 | 7.593 | 25.9073 | 0 | 0 | 0 | 54563.8 | 0 | 17.8066 | 8529.14 | 8.3514 | 28.495 | 0 | 0 | 0 | 60014 | 0 | 7.7516 | 16.892 | 17.8066
[20 empty] | 2020-08-07 23:00 | 5256 | 8 | 7 | 24 | 0 | 0 | 21.8301 | 8602.46 | 10.3635 | 35.3603 | 0 | 0 | 0 | 75600.6 | 0 | 21.8301 | 8602.46 | 10.3635 | 35.3603 | 0 | 0 | 0 | 75600.7 | 0 | 21.8302 | 8602.46 | 10.3636 | 35.3606 | 0 | 0 | 0 | 75601.2 | 0 | 21.8301 | 21.8301 | 21.8302
[20 empty] | 2020-08-08 | 5257 | 8 | 8 | 1 | 0 | 0 | 7.7516 | 8675.79 | 0 | 0 | 0 | 0 | 0 | 0 | 0 | 7.7516 | 8675.79 | 0 | 0 | 0 | 0 | 0 | 0 | 0 | 7.7516 | 8675.79 | 0 | 0 | 0 | 0 | 0 | 0 | 0 | 7.7516 | 7.7516 | 7.7516
[20 empty] | 2020-08-08 01:00 | 5258 | 8 | 8 | 2 | 0 | 0 | 7.7516 | 8675.79 | 0 | 0 | 0 | 0 | 0 | 0 | 0 | 7.7516 | 8675.79 | 0 | 0 | 0 | 0 | 0 | 0 | 0 | 7.7516 | 8675.79 | 0 | 0 | 0 | 0 | 0 | 0 | 0 | 7.7516 | 7.7516 | 7.7516
[20 empty] | 2020-08-08 02:00 | 5259 | 8 | 8 | 3 | 0 | 0 | 7.7516 | 8822.44 | 0 | 0 | 0 | 0 | 0 | 0 | 0 | 7.7516 | 8822.44 | 0 | 0 | 0 | 0 | 0 | 0 | 0 | 7.7516 | 8822.44 | 0 | 0 | 0 | 0 | 0 | 0 | 0 | 7.7516 | 7.7516 | 7.7516
[20 empty] | 2020-08-08 03:00 | 5260 | 8 | 8 | 4 | 0 | 0 | 21.5762 | 8749.11 | 10.1096 | 34.494 | 0 | 0 | 0 | 75418.5 | 0 | 21.5763 | 8749.11 | 10.1097 | 34.4943 | 0 | 0 | 0 | 75418.7 | 0 | 21.5763 | 8749.11 | 10.1097 | 34.4943 | 0 | 0 | 0 | 75419.2 | 0 | 21.5762 | 21.5763 | 21.5763
[20 empty] | 2020-08-08 04:00 | 5261 | 8 | 8 | 5 | 0 | 0 | 7.7516 | 8749.11 | 0 | 0 | 0 | 0 | 0 | 0 | 0 | 7.7516 | 8749.11 | 0 | 0 | 0 | 0 | 0 | 0 | 0 | 7.7516 | 8749.11 | 0 | 0 | 0 | 0 | 0 | 0 | 0 | 7.7516 | 7.7516 | 7.7516
[20 empty] | 2020-08-08 05:00 | 5262 | 8 | 8 | 6 | 0 | 0 | 7.7516 | 8675.79 | 0 | 0 | 0 | 0 | 0 | 0 | 0 | 7.7516 | 8675.79 | 0 | 0 | 0 | 0 | 0 | 0 | 0 | 7.7516 | 8675.79 | 0 | 0 | 0 | 0 | 0 | 0 | 0 | 7.7516 | 7.7516 | 7.7516
[20 empty] | 2020-08-08 06:00 | 5263 | 8 | 8 | 7 | 21579.884 | 21.5799 | 7.4777 | 8602.46 | 0 | 0 | 0 | 0 | 0 | 0 | 0 | 7.4689 | 8602.46 | 0 | 0 | 0 | 0 | 0 | 0 | 0 | 7.4679 | 8602.46 | 0 | 0 | 0 | 0 | 0 | 0 | 0 | -14.1021 | -14.111 | -14.112
[20 empty] | 2020-08-08 07:00 | 5264 | 8 | 8 | 8 | 30089.216 | 30.0892 | 21.5032 | 8602.46 | 10.3203 | 35.2129 | 0 | 0 | 0 | 75255.1 | 0 | 21.5032 | 8602.46 | 10.3203 | 35.2129 | 0 | 0 | 0 | 75255.2 | 0 | 21.5032 | 8602.46 | 10.3203 | 35.2129 | 0 | 0 | 0 | 75255.7 | 0 | -8.586 | -8.586 | -8.586
[20 empty] | 2020-08-08 08:00 | 5265 | 8 | 8 | 9 | 106322.36 | 106.3224 | 7.4679 | 8309.16 | 0 | 0 | 0 | 0 | 0 | 0 | 0 | 7.4679 | 8309.16 | 0 | 0 | 0 | 0 | 0 | 0 | 0 | 7.4679 | 8309.16 | 0 | 0 | 0 | 0 | 0 | 0 | 0 | -98.8545 | -98.8545 | -98.8545
[20 empty] | 2020-08-08 09:00 | 5266 | 8 | 8 | 10 | 135826.035 | 135.826 | 7.4679 | 8015.86 | 0 | 0 | 0 | 0 | 0 | 0 | 0 | 7.4679 | 8015.86 | 0 | 0 | 0 | 0 | 0 | 0 | 0 | 7.4679 | 8015.86 | 0 | 0 | 0 | 0 | 0 | 0 | 0 | -128.3582 | -128.3582 | -128.3582
[20 empty] | 2020-08-08 10:00 | 5267 | 8 | 8 | 11 | 257263.571 | 257.2636 | 7.4679 | 8015.86 | 0 | 0 | 0 | 0 | 0 | 0 | 0 | 7.4679 | 8015.86 | 0 | 0 | 0 | 0 | 0 | 0 | 0 | 7.4679 | 8015.86 | 0 | 0 | 0 | 0 | 0 | 0 | 0 | -249.7957 | -249.7957 | -249.7957
[20 empty] | 2020-08-08 11:00 | 5268 | 8 | 8 | 12 | 274284.948 | 274.2849 | 7.4679 | 7869.21 | 0 | 0 | 0 | 0 | 0 | 0 | 0 | 7.4679 | 7869.21 | 0 | 0 | 0 | 0 | 0 | 0 | 0 | 14.2797 | 7869.21 | 5.8153 | 19.8417 | 0 | 0 | 0 | 38002.5 | 0 | -266.8171 | -266.8171 | -260.0052
[20 empty] | 2020-08-08 12:00 | 5269 | 8 | 8 | 13 | 274799.335 | 274.7993 | 22.9198 | 7795.88 | 11.7369 | 40.0463 | 0 | 0 | 0 | 75440.7 | 0 | 39.3704 | 7795.88 | 25.7374 | 87.816 | 0 | 0 | 0 | 165722 | 0 | 67.42 | 7795.88 | 48.5491 | 165.6495 | 0 | 0 | 0 | 312600 | -55.8843 | -251.8795 | -235.4289 | -207.3793
[20 empty] | 2020-08-08 13:00 | 5270 | 8 | 8 | 14 | 256186.271 | 256.1863 | 16.8539 | 7795.88 | 7.9796 | 27.2265 | 0 | 0 | 0 | 51448.5 | 0 | 48.1862 | 7795.88 | 33.6051 | 114.6606 | 0 | 0 | 0 | 215910 | -96.4299 | 51.7801 | 7795.88 | 36.6062 | 124.9004 | 0 | 0 | 0 | 233968 | -202.813 | -239.3324 | -208.0001 | -204.4062
[20 empty] | 2020-08-08 14:00 | 5271 | 8 | 8 | 15 | 223675.811 | 223.6758 | 45.0121 | 7942.53 | 30.901 | 105.4342 | 0 | 0 | 0 | 203106 | -16.6076 | 48.7157 | 7942.53 | 33.9349 | 115.7859 | 0 | 0 | 0 | 221973 | -112.321 | 53.8627 | 7942.53 | 38.2238 | 130.4196 | 0 | 0 | 0 | 249993 | -197.81 | -178.6637 | -174.9601 | -169.8131
[20 empty] | 2020-08-08 15:00 | 5272 | 8 | 8 | 16 | 176972.477 | 176.9725 | 44.6439 | 8015.86 | 30.4318 | 103.8333 | 0 | 0 | 0 | 201498 | -129.418 | 49.3635 | 8015.86 | 34.3348 | 117.1503 | 0 | 0 | 0 | 227287 | -205.713 | 54.7545 | 8015.86 | 38.8092 | 132.417 | 0 | 0 | 0 | 256931 | -324.972 | -132.3286 | -127.609 | -122.218
[20 empty] | 2020-08-08 16:00 | 5273 | 8 | 8 | 17 | 118088.485 | 118.0885 | 49.1896 | 8015.86 | 32.8799 | 112.1862 | 0 | 0 | 0 | 218101 | -146.79 | 65.3184 | 8015.86 | 46.3957 | 158.3021 | 0 | 0 | 0 | 307522 | -325.913 | 71.0541 | 8015.86 | 51.1528 | 174.5334 | 0 | 0 | 0 | 339039 | -470.736 | -68.8989 | -52.7701 | -47.0344
[20 empty] | 2020-08-08 17:00 | 5274 | 8 | 8 | 18 | 51376.651 | 51.3767 | 44.6433 | 8235.83 | 30.3389 | 103.5163 | 0 | 0 | 0 | 208500 | -83.6333 | 49.4203 | 8235.83 | 34.26 | 116.8951 | 0 | 0 | 0 | 234896 | -129.635 | 55.1936 | 8235.83 | 39.0285 | 133.1652 | 0 | 0 | 0 | 267622 | -174.544 | -6.7334 | -1.9564 | 3.8169
[20 empty] | 2020-08-08 18:00 | 5275 | 8 | 8 | 19 | 5341.319 | 5.3413 | 37.8679 | 8382.48 | 24.5282 | 83.6902 | 0 | 0 | 0 | 172243 | 0 | 47.6076 | 8382.48 | 32.6622 | 111.4434 | 0 | 0 | 0 | 229375 | -4.1274 | 52.8285 | 8382.48 | 36.9777 | 126.1679 | 0 | 0 | 0 | 259707 | -4.8081 | 32.5266 | 42.2663 | 47.4872
[20 empty] | 2020-08-08 19:00 | 5276 | 8 | 8 | 20 | 0 | 0 | 16.8496 | 8382.48 | 7.628 | 26.0269 | 0 | 0 | 0 | 53566.1 | 0 | 45.1748 | 8382.48 | 31.4532 | 107.3183 | 0 | 0 | 0 | 220901 | 0 | 49.6042 | 8382.48 | 35.1878 | 120.0608 | 0 | 0 | 0 | 247155 | 0 | 16.8496 | 45.1748 | 49.6042
[20 empty] | 2020-08-08 20:00 | 5277 | 8 | 8 | 21 | 0 | 0 | 30.9661 | 8382.48 | 18.0641 | 61.6347 | 0 | 0 | 0 | 127260 | 0 | 41.8044 | 8382.48 | 27.1932 | 92.7832 | 0 | 0 | 0 | 191389 | 0 | 56.2988 | 8382.48 | 39.3569 | 134.2857 | 0 | 0 | 0 | 276801 | 0 | 30.9661 | 41.8044 | 56.2988
[20 empty] | 2020-08-08 21:00 | 5278 | 8 | 8 | 22 | 0 | 0 | 16.2726 | 8529.14 | 7.1173 | 24.2843 | 0 | 0 | 0 | 51168.6 | 0 | 17.1593 | 8529.14 | 7.8576 | 26.8103 | 0 | 0 | 0 | 56491.6 | 0 | 18.2403 | 8529.14 | 8.7652 | 29.9069 | 0 | 0 | 0 | 63021.7 | 0 | 16.2726 | 17.1593 | 18.2403
[20 empty] | 2020-08-08 22:00 | 5279 | 8 | 8 | 23 | 0 | 0 | 7.7516 | 8455.81 | 0 | 0 | 0 | 0 | 0 | 0 | 0 | 17.2067 | 8455.81 | 7.9076 | 26.9807 | 0 | 0 | 0 | 56176.6 | 0 | 18.2044 | 8455.81 | 8.7493 | 29.8525 | 0 | 0 | 0 | 62160.7 | 0 | 7.7516 | 17.2067 | 18.2044
[20 empty] | 2020-08-08 23:00 | 5280 | 8 | 8 | 24 | 0 | 0 | 7.3463 | 8529.14 | 0 | 0 | 0 | 0 | 0 | 0 | 0 | 7.3463 | 8529.14 | 0 | 0 | 0 | 0 | 0 | 0 | 0 | 17.6113 | 8529.14 | 8.5614 | 29.2115 | 0 | 0 | 0 | 61548.2 | 0 | 7.3463 | 7.3463 | 17.6113
[20 empty] | 2020-08-09 | 5281 | 8 | 9 | 1 | 0 | 0 | 7.3463 | 8675.79 | 0 | 0 | 0 | 0 | 0 | 0 | 0 | 7.3463 | 8675.79 | 0 | 0 | 0 | 0 | 0 | 0 | 0 | 7.3463 | 8675.79 | 0 | 0 | 0 | 0 | 0 | 0 | 0 | 7.3463 | 7.3463 | 7.3463
[20 empty] | 2020-08-09 01:00 | 5282 | 8 | 9 | 2 | 0 | 0 | 21.2396 | 8675.79 | 10.1783 | 34.7284 | 0 | 0 | 0 | 75170.9 | 0 | 21.2396 | 8675.79 | 10.1783 | 34.7284 | 0 | 0 | 0 | 75170.8 | 0 | 21.2396 | 8675.79 | 10.1783 | 34.7284 | 0 | 0 | 0 | 75171 | 0 | 21.2396 | 21.2396 | 21.2396
[20 empty] | 2020-08-09 02:00 | 5283 | 8 | 9 | 3 | 0 | 0 | 7.3463 | 8675.79 | 0 | 0 | 0 | 0 | 0 | 0 | 0 | 7.3463 | 8675.79 | 0 | 0 | 0 | 0 | 0 | 0 | 0 | 7.3463 | 8675.79 | 0 | 0 | 0 | 0 | 0 | 0 | 0 | 7.3463 | 7.3463 | 7.3463
[20 empty] | 2020-08-09 03:00 | 5284 | 8 | 9 | 4 | 0 | 0 | 58.7088 | 8675.79 | 39.2458 | 133.9067 | 0 | 0 | 0 | 291245 | 0 | 61.8401 | 8675.79 | 41.7992 | 142.6189 | 0 | 0 | 0 | 309080 | 0 | 7.3463 | 8675.79 | 0 | 0 | 0 | 0 | 0 | 0 | 0 | 58.7088 | 61.8401 | 7.3463
[20 empty] | 2020-08-09 04:00 | 5285 | 8 | 9 | 5 | 0 | 0 | 92.9163 | 8675.79 | 63.1409 | 215.4368 | 0 | 0 | 0 | 470641 | 0 | 57.8767 | 8675.79 | 37.4666 | 127.836 | 0 | 0 | 0 | 275497 | 0 | 66.1249 | 8675.79 | 44.1123 | 150.5112 | 0 | 0 | 0 | 326208 | 0 | 92.9163 | 57.8767 | 66.1249
[20 empty] | 2020-08-09 05:00 | 5286 | 8 | 9 | 6 | 4030.184 | 4.0302 | 136.534 | 31037.5 | 94.7168 | 323.1737 | 0 | 0 | 0 | 700311 | 0 | 142.366 | 31037.5 | 99.8893 | 340.8223 | 0 | 0 | 0 | 737837 | 0 | 149.648 | 31037.5 | 105.877 | 361.2523 | 0 | 0 | 0 | 781136 | 0 | 132.5038 | 138.3358 | 145.6178
[20 empty] | 2020-08-09 06:00 | 5287 | 8 | 9 | 7 | 47761.05 | 47.7611 | 232.462 | 80746.1 | 132.414 | 451.7966 | 0 | 0 | 0 | 1114970 | -1061.25 | 238.354 | 80746.1 | 138.213 | 471.5828 | 0 | 0 | 0 | 1149380 | -1061.25 | 245.875 | 80746.1 | 145.068 | 494.972 | 0 | 0 | 0 | 1196670 | -1061.26 | 184.7009 | 190.593 | 198.1139
[20 empty] | 2020-08-09 07:00 | 5288 | 8 | 9 | 8 | 109076.112 | 109.0761 | 262.125 | 80672.8 | 146.883 | 501.1648 | 0 | 0 | 0 | 1243990 | -3.9526 | 267.834 | 80672.8 | 152.608 | 520.6985 | 0 | 0 | 0 | 1271700 | -3.9368 | 276.358 | 80672.8 | 160.082 | 546.1998 | 0 | 0 | 0 | 1320030 | -3.9345 | 153.0489 | 158.7579 | 167.2819
[20 empty] | 2020-08-09 08:00 | 5289 | 8 | 9 | 9 | 165862.74 | 165.8627 | 280.739 | 55448.9 | 160.995 | 549.3149 | 0 | 0 | 0 | 1358140 | 0 | 287.239 | 55448.9 | 167.241 | 570.6263 | 0 | 0 | 0 | 1388860 | 0 | 296.599 | 55448.9 | 175.171 | 597.6835 | 0 | 0 | 0 | 1440420 | 0 | 114.8763 | 121.3763 | 130.7363
[20 empty] | 2020-08-09 09:00 | 5290 | 8 | 9 | 10 | 210404.13 | 210.4041 | 286.907 | 55375.5 | 164.186 | 560.2026 | 0 | 0 | 0 | 1379210 | -80.7949 | 294.192 | 55375.5 | 170.86 | 582.9743 | 0 | 0 | 0 | 1414960 | -80.7988 | 304.404 | 55375.5 | 179.276 | 611.6897 | 0 | 0 | 0 | 1471860 | -80.8242 | 76.5029 | 83.7879 | 93.9999
[20 empty] | 2020-08-09 10:00 | 5291 | 8 | 9 | 11 | 240342.73 | 240.3427 | 269.221 | 126659 | 160.875 | 548.9055 | 0 | 0 | 0 | 1321290 | 0 | 276.816 | 126659 | 167.745 | 572.3459 | 0 | 0 | 0 | 1358840 | 0 | 287.369 | 126659 | 176.386 | 601.829 | 0 | 0 | 0 | 1417950 | 0 | 28.8783 | 36.4733 | 47.0263
[20 empty] | 2020-08-09 11:00 | 5292 | 8 | 9 | 12 | 259592.22 | 259.5922 | 302.379 | 126659 | 180.854 | 617.0738 | 0 | 0 | 0 | 1503080 | 0 | 311.49 | 126659 | 188.904 | 644.5404 | 0 | 0 | 0 | 1545200 | 0 | 323.34 | 126659 | 198.545 | 677.4355 | 0 | 0 | 0 | 1608180 | 0 | 42.7868 | 51.8978 | 63.7478
[20 empty] | 2020-08-09 12:00 | 5293 | 8 | 9 | 13 | 260346.431 | 260.3464 | 262.968 | 85765.5 | 175.801 | 599.833 | 0 | 0 | 0 | 1431210 | 0 | 272.245 | 85765.5 | 183.867 | 627.3542 | 0 | 0 | 0 | 1475390 | 0 | 284.179 | 85765.5 | 193.473 | 660.1299 | 0 | 0 | 0 | 1540190 | 0 | 2.6216 | 11.8986 | 23.8326
[20 empty] | 2020-08-09 13:00 | 5294 | 8 | 9 | 14 | 230087.233 | 230.0872 | 258.408 | 55008.7 | 176.211 | 601.2319 | 0 | 0 | 0 | 1431330 | 0 | 268.629 | 55008.7 | 184.954 | 631.063 | 0 | 0 | 0 | 1481090 | 0 | 281.199 | 55008.7 | 194.997 | 665.3298 | 0 | 0 | 0 | 1551030 | 0 | 28.3208 | 38.5418 | 51.1118
[20 empty] | 2020-08-09 14:00 | 5295 | 8 | 9 | 15 | 177100.684 | 177.1007 | 245.733 | 55155.5 | 169.529 | 578.4329 | 0 | 0 | 0 | 1376690 | 0 | 255.585 | 55155.5 | 177.822 | 606.7287 | 0 | 0 | 0 | 1428010 | 0 | 268.076 | 55155.5 | 187.772 | 640.6781 | 0 | 0 | 0 | 1498620 | 0 | 68.6323 | 78.4843 | 90.9753
[20 empty] | 2020-08-09 15:00 | 5296 | 8 | 9 | 16 | 148565.502 | 148.5655 | 195.48 | 30377.4 | 151.17 | 515.792 | 0 | 0 | 0 | 1142910 | -387.563 | 205.529 | 30377.4 | 159.443 | 544.0195 | 0 | 0 | 0 | 1194700 | -416.593 | 217.814 | 30377.4 | 169.373 | 577.9007 | 0 | 0 | 0 | 1266020 | -482.265 | 46.9145 | 56.9635 | 69.2485
[20 empty] | 2020-08-09 16:00 | 5297 | 8 | 9 | 17 | 107692.602 | 107.6926 | 11.6555 | 30377.4 | 0 | 0 | 0 | 0 | 0 | 0 | 0 | 11.6555 | 30377.4 | 0 | 0 | 0 | 0 | 0 | 0 | 0 | 23.1375 | 30377.4 | 8.4921 | 28.9749 | 0 | 0 | 0 | 57076.8 | -2259.85 | -96.0371 | -96.0371 | -84.5551
[20 empty] | 2020-08-09 17:00 | 5298 | 8 | 9 | 18 | 45008.881 | 45.0089 | 12.2635 | 30524.1 | 0 | 0 | 0 | 0 | 0 | 0 | 0 | 23.1194 | 30524.1 | 8.0917 | 27.6089 | 0 | 0 | 0 | 55016.4 | -38.0067 | 24.0906 | 30524.1 | 8.8372 | 30.1526 | 0 | 0 | 0 | 59784.9 | -306.65 | -32.7454 | -21.8895 | -20.9183
[20 empty] | 2020-08-09 18:00 | 5299 | 8 | 9 | 19 | 4071.202 | 4.0712 | 8.8655 | 30597.4 | 0 | 0 | 0 | 0 | 0 | 0 | 0 | 19.4925 | 30597.4 | 7.8628 | 26.8278 | 0 | 0 | 0 | 53876.7 | -17.7744 | 20.5447 | 30597.4 | 8.6892 | 29.6477 | 0 | 0 | 0 | 59528 | -37.7375 | 4.7943 | 15.4213 | 16.4735
[20 empty] | 2020-08-09 19:00 | 5300 | 8 | 9 | 20 | 0 | 0 | 23.491 | 8235.83 | 10.9104 | 37.2263 | 0 | 0 | 0 | 75666 | 0 | 23.491 | 8235.83 | 10.9104 | 37.2263 | 0 | 0 | 0 | 75666 | 0 | 35.1982 | 8235.83 | 19.6277 | 66.9697 | 0 | 0 | 0 | 135380 | -1.4506 | 23.491 | 23.491 | 35.1982
[20 empty] | 2020-08-09 20:00 | 5301 | 8 | 9 | 21 | 0 | 0 | 8.8655 | 8309.16 | 0 | 0 | 0 | 0 | 0 | 0 | 0 | 8.8655 | 8309.16 | 0 | 0 | 0 | 0 | 0 | 0 | 0 | 8.8655 | 8309.16 | 0 | 0 | 0 | 0 | 0 | 0 | 0 | 8.8655 | 8.8655 | 8.8655
[20 empty] | 2020-08-09 21:00 | 5302 | 8 | 9 | 22 | 0 | 0 | 8.8655 | 8162.51 | 0 | 0 | 0 | 0 | 0 | 0 | 0 | 8.8655 | 8162.51 | 0 | 0 | 0 | 0 | 0 | 0 | 0 | 8.8655 | 8162.51 | 0 | 0 | 0 | 0 | 0 | 0 | 0 | 8.8655 | 8.8655 | 8.8655
[20 empty] | 2020-08-09 22:00 | 5303 | 8 | 9 | 23 | 0 | 0 | 8.8655 | 8162.51 | 0 | 0 | 0 | 0 | 0 | 0 | 0 | 8.8655 | 8162.51 | 0 | 0 | 0 | 0 | 0 | 0 | 0 | 8.8655 | 8162.51 | 0 | 0 | 0 | 0 | 0 | 0 | 0 | 8.8655 | 8.8655 | 8.8655
[20 empty] | 2020-08-09 23:00 | 5304 | 8 | 9 | 24 | 0 | 0 | 21.9298 | 8309.16 | 10.8685 | 37.0833 | 0 | 0 | 0 | 75608.1 | 0 | 21.9298 | 8309.16 | 10.8685 | 37.0833 | 0 | 0 | 0 | 75608 | 0 | 21.9299 | 8309.16 | 10.8686 | 37.0837 | 0 | 0 | 0 | 75608.5 | 0 | 21.9298 | 21.9298 | 21.9299
[20 empty] | 2020-08-10 | 5305 | 8 | 10 | 1 | 0 | 0 | 7.3463 | 8382.48 | 0 | 0 | 0 | 0 | 0 | 0 | 0 | 7.3463 | 8382.48 | 0 | 0 | 0 | 0 | 0 | 0 | 0 | 7.3463 | 8382.48 | 0 | 0 | 0 | 0 | 0 | 0 | 0 | 7.3463 | 7.3463 | 7.3463
[20 empty] | 2020-08-10 01:00 | 5306 | 8 | 10 | 2 | 0 | 0 | 7.3463 | 8382.48 | 0 | 0 | 0 | 0 | 0 | 0 | 0 | 7.3463 | 8382.48 | 0 | 0 | 0 | 0 | 0 | 0 | 0 | 7.3463 | 8382.48 | 0 | 0 | 0 | 0 | 0 | 0 | 0 | 7.3463 | 7.3463 | 7.3463
[20 empty] | 2020-08-10 02:00 | 5307 | 8 | 10 | 3 | 0 | 0 | 7.3463 | 8309.16 | 0 | 0 | 0 | 0 | 0 | 0 | 0 | 7.3463 | 8309.16 | 0 | 0 | 0 | 0 | 0 | 0 | 0 | 7.3463 | 8309.16 | 0 | 0 | 0 | 0 | 0 | 0 | 0 | 7.3463 | 7.3463 | 7.3463
[20 empty] | 2020-08-10 03:00 | 5308 | 8 | 10 | 4 | 0 | 0 | 21.7641 | 8382.48 | 10.7028 | 36.518 | 0 | 0 | 0 | 75444.9 | 0 | 21.764 | 8382.48 | 10.7027 | 36.5176 | 0 | 0 | 0 | 75444.6 | 0 | 21.7641 | 8382.48 | 10.7028 | 36.518 | 0 | 0 | 0 | 75445.1 | 0 | 21.7641 | 21.764 | 21.7641
[20 empty] | 2020-08-10 04:00 | 5309 | 8 | 10 | 5 | 0 | 0 | 29.0896 | 8382.48 | 15.3282 | 52.2998 | 0 | 0 | 0 | 108031 | 0 | 8.8655 | 8382.48 | 0 | 0 | 0 | 0 | 0 | 0 | 0 | 39.2504 | 8382.48 | 24.1815 | 82.5073 | 0 | 0 | 0 | 170856 | 0 | 29.0896 | 8.8655 | 39.2504
[20 empty] | 2020-08-10 05:00 | 5310 | 8 | 10 | 6 | 1574.242 | 1.5742 | 121.822 | 30670.8 | 85.7509 | 292.5821 | 0 | 0 | 0 | 597145 | 0 | 129.189 | 30670.8 | 91.8914 | 313.5335 | 0 | 0 | 0 | 641167 | 0 | 132.152 | 30670.8 | 94.653 | 322.956 | 0 | 0 | 0 | 658946 | 0 | 120.2478 | 127.6148 | 130.5778
[20 empty] | 2020-08-10 06:00 | 5311 | 8 | 10 | 7 | 40195.918 | 40.1959 | 243.277 | 80159.2 | 145.777 | 497.3911 | 0 | 0 | 0 | 1131560 | 0 | 250.624 | 80159.2 | 152.501 | 520.3334 | 0 | 0 | 0 | 1176200 | 0 | 258.376 | 80159.2 | 158.829 | 541.9245 | 0 | 0 | 0 | 1209310 | -2.3633 | 203.0811 | 210.4281 | 218.1801
[20 empty] | 2020-08-10 07:00 | 5312 | 8 | 10 | 8 | 29602.068 | 29.6021 | 258.112 | 80232.5 | 146.68 | 500.4722 | 0 | 0 | 0 | 1136830 | 0 | 264.946 | 80232.5 | 153.047 | 522.1964 | 0 | 0 | 0 | 1171640 | 0 | 271.752 | 80232.5 | 159.565 | 544.4358 | 0 | 0 | 0 | 1202770 | 0 | 228.5099 | 235.3439 | 242.1499
[20 empty] | 2020-08-10 08:00 | 5313 | 8 | 10 | 9 | 94554.722 | 94.5547 | 268.943 | 55155.5 | 153.479 | 523.6703 | 0 | 0 | 0 | 1191490 | 0 | 276.323 | 55155.5 | 160.009 | 545.9507 | 0 | 0 | 0 | 1226340 | 0 | 283.906 | 55155.5 | 166.868 | 569.3536 | 0 | 0 | 0 | 1260570 | 0 | 174.3883 | 181.7683 | 189.3513
[20 empty] | 2020-08-10 09:00 | 5314 | 8 | 10 | 10 | 122652.769 | 122.6528 | 279.546 | 55082.1 | 161.387 | 550.6524 | 0 | 0 | 0 | 1274430 | -24.6543 | 287.464 | 55082.1 | 168.168 | 573.7892 | 0 | 0 | 0 | 1311470 | -24.6211 | 295.566 | 55082.1 | 175.335 | 598.243 | 0 | 0 | 0 | 1349610 | -24.6504 | 156.8932 | 164.8112 | 172.9132
[20 empty] | 2020-08-10 10:00 | 5315 | 8 | 10 | 11 | 173149.468 | 173.1495 | 262.37 | 126659 | 158.058 | 539.2939 | 0 | 0 | 0 | 1215990 | 0 | 270.806 | 126659 | 165.261 | 563.8705 | 0 | 0 | 0 | 1256770 | 0 | 279.492 | 126659 | 172.802 | 589.6004 | 0 | 0 | 0 | 1298080 | 0 | 89.2205 | 97.6565 | 106.3425
[20 empty] | 2020-08-10 11:00 | 5316 | 8 | 10 | 12 | 243232.157 | 243.2322 | 284.286 | 126659 | 166.271 | 567.3167 | 0 | 0 | 0 | 1257860 | 0 | 293.567 | 126659 | 174.27 | 594.6092 | 0 | 0 | 0 | 1305580 | 0 | 303.345 | 126659 | 182.205 | 621.6835 | 0 | 0 | 0 | 1347580 | 0 | 41.0538 | 50.3348 | 60.1128
[20 empty] | 2020-08-10 12:00 | 5317 | 8 | 10 | 13 | 243619.205 | 243.6192 | 244.026 | 85207.2 | 160.09 | 546.2271 | 0 | 0 | 0 | 1212750 | 0 | 253.625 | 85207.2 | 168.209 | 573.9291 | 0 | 0 | 0 | 1262900 | 0 | 263.864 | 85207.2 | 176.408 | 601.9041 | 0 | 0 | 0 | 1309860 | 0 | 0.4068 | 10.0058 | 20.2448
[20 empty] | 2020-08-10 13:00 | 5318 | 8 | 10 | 14 | 148987.851 | 148.9879 | 239.247 | 54935.4 | 160.054 | 546.1042 | 0 | 0 | 0 | 1203280 | 0 | 249.184 | 54935.4 | 168.567 | 575.1506 | 0 | 0 | 0 | 1258560 | 0 | 260.093 | 54935.4 | 176.979 | 603.8523 | 0 | 0 | 0 | 1307360 | 0 | 90.2591 | 100.1961 | 111.1051
[20 empty] | 2020-08-10 14:00 | 5319 | 8 | 10 | 15 | 118613.526 | 118.6135 | 231.68 | 55082.1 | 158.264 | 539.9968 | 0 | 0 | 0 | 1215260 | 0 | 241.685 | 55082.1 | 166.705 | 568.7975 | 0 | 0 | 0 | 1270380 | 0 | 252.698 | 55082.1 | 175.102 | 597.448 | 0 | 0 | 0 | 1320530 | 0 | 113.0665 | 123.0715 | 134.0845
[20 empty] | 2020-08-10 15:00 | 5320 | 8 | 10 | 16 | 62434.951 | 62.435 | 191.371 | 30157.4 | 148.551 | 506.856 | 0 | 0 | 0 | 1060150 | -359.646 | 201.822 | 30157.4 | 157.203 | 536.3766 | 0 | 0 | 0 | 1117200 | -404.603 | 212.38 | 30157.4 | 164.971 | 562.8811 | 0 | 0 | 0 | 1165480 | -456.629 | 128.936 | 139.387 | 149.945
[20 empty] | 2020-08-10 16:00 | 5321 | 8 | 10 | 17 | 85105.537 | 85.1055 | 11.6555 | 30157.4 | 0 | 0 | 0 | 0 | 0 | 0 | 0 | 11.6555 | 30157.4 | 0 | 0 | 0 | 0 | 0 | 0 | 0 | 11.6555 | 30157.4 | 0 | 0 | 0 | 0 | 0 | 0 | 0 | -73.45 | -73.45 | -73.45
[20 empty] | 2020-08-10 17:00 | 5322 | 8 | 10 | 18 | 44100.275 | 44.1003 | 12.2635 | 30524.1 | 0 | 0 | 0 | 0 | 0 | 0 | 0 | 12.2635 | 30524.1 | 0 | 0 | 0 | 0 | 0 | 0 | 0 | 24.2059 | 30524.1 | 8.9524 | 30.5457 | 0 | 0 | 0 | 60922.6 | -36.3344 | -31.8368 | -31.8368 | -19.8944
[20 empty] | 2020-08-10 18:00 | 5323 | 8 | 10 | 19 | 3643.603 | 3.6436 | 8.8655 | 30670.8 | 0 | 0 | 0 | 0 | 0 | 0 | 0 | 8.8655 | 30670.8 | 0 | 0 | 0 | 0 | 0 | 0 | 0 | 20.4896 | 30670.8 | 8.6341 | 29.4596 | 0 | 0 | 0 | 59878.1 | -32.1526 | 5.2219 | 5.2219 | 16.846
[20 empty] | 2020-08-10 19:00 | 5324 | 8 | 10 | 20 | 0 | 0 | 23.2934 | 8309.16 | 10.7129 | 36.5524 | 0 | 0 | 0 | 75196.3 | 0 | 23.2933 | 8309.16 | 10.7128 | 36.5521 | 0 | 0 | 0 | 75195.8 | 0 | 23.2933 | 8309.16 | 10.7128 | 36.5521 | 0 | 0 | 0 | 75196 | 0 | 23.2934 | 23.2933 | 23.2933
[20 empty] | 2020-08-10 20:00 | 5325 | 8 | 10 | 21 | 0 | 0 | 8.8655 | 8382.48 | 0 | 0 | 0 | 0 | 0 | 0 | 0 | 8.8655 | 8382.48 | 0 | 0 | 0 | 0 | 0 | 0 | 0 | 8.8655 | 8382.48 | 0 | 0 | 0 | 0 | 0 | 0 | 0 | 8.8655 | 8.8655 | 8.8655
[20 empty] | 2020-08-10 21:00 | 5326 | 8 | 10 | 22 | 0 | 0 | 8.8655 | 8382.48 | 0 | 0 | 0 | 0 | 0 | 0 | 0 | 8.8655 | 8382.48 | 0 | 0 | 0 | 0 | 0 | 0 | 0 | 8.8655 | 8382.48 | 0 | 0 | 0 | 0 | 0 | 0 | 0 | 8.8655 | 8.8655 | 8.8655
[20 empty] | 2020-08-10 22:00 | 5327 | 8 | 10 | 23 | 0 | 0 | 8.8655 | 8382.48 | 0 | 0 | 0 | 0 | 0 | 0 | 0 | 8.8655 | 8382.48 | 0 | 0 | 0 | 0 | 0 | 0 | 0 | 8.8655 | 8382.48 | 0 | 0 | 0 | 0 | 0 | 0 | 0 | 8.8655 | 8.8655 | 8.8655
[20 empty] | 2020-08-10 23:00 | 5328 | 8 | 10 | 24 | 0 | 0 | 21.8394 | 8382.48 | 10.7781 | 36.7749 | 0 | 0 | 0 | 76097.5 | 0 | 21.8393 | 8382.48 | 10.778 | 36.7745 | 0 | 0 | 0 | 76097 | 0 | 21.8393 | 8382.48 | 10.778 | 36.7745 | 0 | 0 | 0 | 76097.2 | 0 | 21.8394 | 21.8393 | 21.8393
[20 empty] | 2020-08-11 | 5329 | 8 | 11 | 1 | 0 | 0 | 7.3463 | 8455.81 | 0 | 0 | 0 | 0 | 0 | 0 | 0 | 7.3463 | 8455.81 | 0 | 0 | 0 | 0 | 0 | 0 | 0 | 7.3463 | 8455.81 | 0 | 0 | 0 | 0 | 0 | 0 | 0 | 7.3463 | 7.3463 | 7.3463
[20 empty] | 2020-08-11 01:00 | 5330 | 8 | 11 | 2 | 0 | 0 | 7.3463 | 8455.81 | 0 | 0 | 0 | 0 | 0 | 0 | 0 | 7.3463 | 8455.81 | 0 | 0 | 0 | 0 | 0 | 0 | 0 | 7.3463 | 8455.81 | 0 | 0 | 0 | 0 | 0 | 0 | 0 | 7.3463 | 7.3463 | 7.3463
[20 empty] | 2020-08-11 02:00 | 5331 | 8 | 11 | 3 | 0 | 0 | 7.3463 | 8309.16 | 0 | 0 | 0 | 0 | 0 | 0 | 0 | 7.3463 | 8309.16 | 0 | 0 | 0 | 0 | 0 | 0 | 0 | 7.3463 | 8309.16 | 0 | 0 | 0 | 0 | 0 | 0 | 0 | 7.3463 | 7.3463 | 7.3463
[20 empty] | 2020-08-11 03:00 | 5332 | 8 | 11 | 4 | 0 | 0 | 22.0784 | 8235.83 | 11.0171 | 37.5903 | 0 | 0 | 0 | 75916.8 | 0 | 22.0783 | 8235.83 | 11.017 | 37.59 | 0 | 0 | 0 | 75916.1 | 0 | 22.0783 | 8235.83 | 11.017 | 37.59 | 0 | 0 | 0 | 75916.4 | 0 | 22.0784 | 22.0783 | 22.0783
[20 empty] | 2020-08-11 04:00 | 5333 | 8 | 11 | 5 | 0 | 0 | 8.8655 | 8235.83 | 0 | 0 | 0 | 0 | 0 | 0 | 0 | 8.8655 | 8235.83 | 0 | 0 | 0 | 0 | 0 | 0 | 0 | 8.8655 | 8235.83 | 0 | 0 | 0 | 0 | 0 | 0 | 0 | 8.8655 | 8.8655 | 8.8655
[20 empty] | 2020-08-11 05:00 | 5334 | 8 | 11 | 6 | 1818.054 | 1.8181 | 115.201 | 30670.8 | 81.034 | 276.488 | 0 | 0 | 0 | 564821 | 0 | 121.757 | 30670.8 | 86.4945 | 295.1192 | 0 | 0 | 0 | 602954 | 0 | 126.626 | 30670.8 | 90.7804 | 309.7427 | 0 | 0 | 0 | 633265 | 0 | 113.3829 | 119.9389 | 124.8079
[20 empty] | 2020-08-11 06:00 | 5335 | 8 | 11 | 7 | 36396.916 | 36.3969 | 238.572 | 80232.5 | 143.065 | 488.1378 | 0 | 0 | 0 | 1117250 | 0 | 246.891 | 80232.5 | 150.828 | 514.6251 | 0 | 0 | 0 | 1169060 | 0 | 253.806 | 80232.5 | 157.549 | 537.5572 | 0 | 0 | 0 | 1212490 | 0 | 202.1751 | 210.4941 | 217.4091
[20 empty] | 2020-08-11 07:00 | 5336 | 8 | 11 | 8 | 95752.235 | 95.7522 | 258.245 | 80232.5 | 148.498 | 506.6752 | 0 | 0 | 0 | 1156610 | 0 | 266.801 | 80232.5 | 156.281 | 533.2308 | 0 | 0 | 0 | 1204610 | 0 | 274.368 | 80232.5 | 162.875 | 555.7295 | 0 | 0 | 0 | 1238930 | 0 | 162.4928 | 171.0488 | 178.6158
[20 empty] | 2020-08-11 08:00 | 5337 | 8 | 11 | 9 | 167103.746 | 167.1037 | 271.653 | 55155.5 | 156.402 | 533.6436 | 0 | 0 | 0 | 1222700 | 0 | 280.845 | 55155.5 | 164.517 | 561.332 | 0 | 0 | 0 | 1272120 | 0 | 289.411 | 55155.5 | 171.719 | 585.9052 | 0 | 0 | 0 | 1312710 | 0 | 104.5493 | 113.7413 | 122.3073
[20 empty] | 2020-08-11 09:00 | 5338 | 8 | 11 | 10 | 181037.667 | 181.0377 | 285.592 | 54862 | 167.008 | 569.8313 | 0 | 0 | 0 | 1287660 | -27.8184 | 295.876 | 54862 | 175.809 | 599.8603 | 0 | 0 | 0 | 1340950 | -27.7695 | 305.842 | 54862 | 183.659 | 626.6445 | 0 | 0 | 0 | 1385900 | -27.791 | 104.5543 | 114.8383 | 124.8043
[20 empty] | 2020-08-11 10:00 | 5339 | 8 | 11 | 11 | 243294.913 | 243.2949 | 269.102 | 126659 | 163.714 | 558.5922 | 0 | 0 | 0 | 1236600 | 0 | 279.605 | 126659 | 172.719 | 589.3172 | 0 | 0 | 0 | 1292530 | 0 | 290.158 | 126659 | 180.906 | 617.2513 | 0 | 0 | 0 | 1341510 | 0 | 25.8071 | 36.3101 | 46.8631
[20 empty] | 2020-08-11 11:00 | 5340 | 8 | 11 | 12 | 255582.037 | 255.582 | 286.239 | 126659 | 167.441 | 571.3087 | 0 | 0 | 0 | 1238140 | 0 | 297.205 | 126659 | 176.731 | 603.0062 | 0 | 0 | 0 | 1293670 | 0 | 308.551 | 126659 | 185.443 | 632.7315 | 0 | 0 | 0 | 1345640 | 0 | 30.657 | 41.623 | 52.969
[20 empty] | 2020-08-11 12:00 | 5341 | 8 | 11 | 13 | 81391.357 | 81.3914 | 252.848 | 84494.2 | 168.072 | 573.4617 | 0 | 0 | 0 | 1225820 | 0 | 264.036 | 84494.2 | 177.459 | 605.4901 | 0 | 0 | 0 | 1281910 | 0 | 275.811 | 84494.2 | 186.369 | 635.891 | 0 | 0 | 0 | 1335410 | 0 | 171.4566 | 182.6446 | 194.4196
[20 empty] | 2020-08-11 13:00 | 5342 | 8 | 11 | 14 | 75062.007 | 75.062 | 248.079 | 54568.6 | 168.118 | 573.6186 | 0 | 0 | 0 | 1217110 | 0 | 259.418 | 54568.6 | 177.629 | 606.0701 | 0 | 0 | 0 | 1274380 | 0 | 271.362 | 54568.6 | 186.504 | 636.3516 | 0 | 0 | 0 | 1328570 | 0 | 173.017 | 184.356 | 196.3
[20 empty] | 2020-08-11 14:00 | 5343 | 8 | 11 | 15 | 212775.491 | 212.7755 | 239.381 | 55008.7 | 165.397 | 564.3346 | 0 | 0 | 0 | 1290510 | 0 | 250.495 | 55008.7 | 174.766 | 596.3016 | 0 | 0 | 0 | 1352290 | 0 | 261.861 | 55008.7 | 182.949 | 624.222 | 0 | 0 | 0 | 1405540 | 0 | 26.6055 | 37.7195 | 49.0855
[20 empty] | 2020-08-11 15:00 | 5344 | 8 | 11 | 16 | 170215.969 | 170.216 | 186.078 | 30304.1 | 142.003 | 484.5142 | 0 | 0 | 0 | 1019850 | -338.666 | 197.399 | 30304.1 | 151.267 | 516.123 | 0 | 0 | 0 | 1082850 | -402.954 | 208.721 | 30304.1 | 159.485 | 544.1628 | 0 | 0 | 0 | 1137960 | -464.648 | 15.862 | 27.183 | 38.505
[20 empty] | 2020-08-11 16:00 | 5345 | 8 | 11 | 17 | 108585.571 | 108.5856 | 11.6555 | 30304.1 | 0 | 0 | 0 | 0 | 0 | 0 | 0 | 11.6555 | 30304.1 | 0 | 0 | 0 | 0 | 0 | 0 | 0 | 23.1396 | 30304.1 | 8.4941 | 28.9819 | 0 | 0 | 0 | 56453.7 | -1798.86 | -96.9301 | -96.9301 | -85.446
[20 empty] | 2020-08-11 17:00 | 5346 | 8 | 11 | 18 | 41572.693 | 41.5727 | 12.2635 | 30597.4 | 0 | 0 | 0 | 0 | 0 | 0 | 0 | 22.9301 | 30597.4 | 7.9024 | 26.9631 | 0 | 0 | 0 | 54400.1 | -31.5321 | 23.8604 | 30597.4 | 8.6069 | 29.3669 | 0 | 0 | 0 | 58913.9 | -197.394 | -29.3092 | -18.6426 | -17.7123
[20 empty] | 2020-08-11 18:00 | 5347 | 8 | 11 | 19 | 3148.037 | 3.148 | 8.8655 | 30744.1 | 0 | 0 | 0 | 0 | 0 | 0 | 0 | 8.8655 | 30744.1 | 0 | 0 | 0 | 0 | 0 | 0 | 0 | 20.2376 | 30744.1 | 8.3821 | 28.5999 | 0 | 0 | 0 | 58795.3 | -31.795 | 5.7175 | 5.7175 | 17.0896
[20 empty] | 2020-08-11 19:00 | 5348 | 8 | 11 | 20 | 0 | 0 | 23.2326 | 8382.48 | 10.6521 | 36.345 | 0 | 0 | 0 | 75517.4 | 0 | 23.2326 | 8382.48 | 10.652 | 36.3446 | 0 | 0 | 0 | 75517.1 | 0 | 23.2326 | 8382.48 | 10.6521 | 36.345 | 0 | 0 | 0 | 75517.4 | 0 | 23.2326 | 23.2326 | 23.2326
[20 empty] | 2020-08-11 20:00 | 5349 | 8 | 11 | 21 | 0 | 0 | 8.8655 | 8455.81 | 0 | 0 | 0 | 0 | 0 | 0 | 0 | 8.8655 | 8455.81 | 0 | 0 | 0 | 0 | 0 | 0 | 0 | 8.8655 | 8455.81 | 0 | 0 | 0 | 0 | 0 | 0 | 0 | 8.8655 | 8.8655 | 8.8655
[20 empty] | 2020-08-11 21:00 | 5350 | 8 | 11 | 22 | 0 | 0 | 8.8655 | 8455.81 | 0 | 0 | 0 | 0 | 0 | 0 | 0 | 8.8655 | 8455.81 | 0 | 0 | 0 | 0 | 0 | 0 | 0 | 8.8655 | 8455.81 | 0 | 0 | 0 | 0 | 0 | 0 | 0 | 8.8655 | 8.8655 | 8.8655
[20 empty] | 2020-08-11 22:00 | 5351 | 8 | 11 | 23 | 0 | 0 | 23.2132 | 8455.81 | 10.6326 | 36.2784 | 0 | 0 | 0 | 75799.1 | 0 | 23.2131 | 8455.81 | 10.6326 | 36.2784 | 0 | 0 | 0 | 75798.8 | 0 | 23.2132 | 8455.81 | 10.6326 | 36.2784 | 0 | 0 | 0 | 75799.1 | 0 | 23.2132 | 23.2131 | 23.2132
[20 empty] | 2020-08-11 23:00 | 5352 | 8 | 11 | 24 | 0 | 0 | 7.3463 | 8529.14 | 0 | 0 | 0 | 0 | 0 | 0 | 0 | 7.3463 | 8529.14 | 0 | 0 | 0 | 0 | 0 | 0 | 0 | 7.3463 | 8529.14 | 0 | 0 | 0 | 0 | 0 | 0 | 0 | 7.3463 | 7.3463 | 7.3463
[20 empty] | 2020-08-12 | 5353 | 8 | 12 | 1 | 0 | 0 | 7.3463 | 8602.46 | 0 | 0 | 0 | 0 | 0 | 0 | 0 | 7.3463 | 8602.46 | 0 | 0 | 0 | 0 | 0 | 0 | 0 | 7.3463 | 8602.46 | 0 | 0 | 0 | 0 | 0 | 0 | 0 | 7.3463 | 7.3463 | 7.3463
[20 empty] | 2020-08-12 01:00 | 5354 | 8 | 12 | 2 | 0 | 0 | 7.3463 | 8602.46 | 0 | 0 | 0 | 0 | 0 | 0 | 0 | 7.3463 | 8602.46 | 0 | 0 | 0 | 0 | 0 | 0 | 0 | 7.3463 | 8602.46 | 0 | 0 | 0 | 0 | 0 | 0 | 0 | 7.3463 | 7.3463 | 7.3463
[20 empty] | 2020-08-12 02:00 | 5355 | 8 | 12 | 3 | 0 | 0 | 21.3703 | 8675.79 | 10.309 | 35.1743 | 0 | 0 | 0 | 76050.3 | 0 | 21.3703 | 8675.79 | 10.309 | 35.1743 | 0 | 0 | 0 | 76050 | 0 | 21.3703 | 8675.79 | 10.309 | 35.1743 | 0 | 0 | 0 | 76050.3 | 0 | 21.3703 | 21.3703 | 21.3703
[20 empty] | 2020-08-12 03:00 | 5356 | 8 | 12 | 4 | 0 | 0 | 7.3463 | 8675.79 | 0 | 0 | 0 | 0 | 0 | 0 | 0 | 7.3463 | 8675.79 | 0 | 0 | 0 | 0 | 0 | 0 | 0 | 7.3463 | 8675.79 | 0 | 0 | 0 | 0 | 0 | 0 | 0 | 7.3463 | 7.3463 | 7.3463
[20 empty] | 2020-08-12 04:00 | 5357 | 8 | 12 | 5 | 0 | 0 | 8.8655 | 8675.79 | 0 | 0 | 0 | 0 | 0 | 0 | 0 | 8.8655 | 8675.79 | 0 | 0 | 0 | 0 | 0 | 0 | 0 | 8.8655 | 8675.79 | 0 | 0 | 0 | 0 | 0 | 0 | 0 | 8.8655 | 8.8655 | 8.8655
[20 empty] | 2020-08-12 05:00 | 5358 | 8 | 12 | 6 | 0 | 0 | 105.425 | 31037.5 | 72.8008 | 248.3963 | 0 | 0 | 0 | 537536 | 0 | 110.902 | 31037.5 | 77.3722 | 263.9939 | 0 | 0 | 0 | 571288 | 0 | 115.611 | 31037.5 | 81.4929 | 278.0538 | 0 | 0 | 0 | 601738 | 0 | 105.425 | 110.902 | 115.611
[20 empty] | 2020-08-12 06:00 | 5359 | 8 | 12 | 7 | 16252.452 | 16.2525 | 211.516 | 80746.1 | 116.111 | 396.1707 | 0 | 0 | 0 | 883472 | 0 | 217.772 | 80746.1 | 122.413 | 417.6732 | 0 | 0 | 0 | 928894 | 0 | 223.178 | 80746.1 | 128.241 | 437.5583 | 0 | 0 | 0 | 974536 | 0 | 195.2635 | 201.5195 | 206.9255
[20 empty] | 2020-08-12 07:00 | 5360 | 8 | 12 | 8 | 21473.386 | 21.4734 | 226.579 | 80746.1 | 117.622 | 401.3263 | 0 | 0 | 0 | 895268 | 0 | 231.763 | 80746.1 | 123.036 | 419.7988 | 0 | 0 | 0 | 930685 | 0 | 236.402 | 80746.1 | 127.951 | 436.5688 | 0 | 0 | 0 | 964623 | 0 | 205.1056 | 210.2896 | 214.9286
[20 empty] | 2020-08-12 08:00 | 5361 | 8 | 12 | 9 | 39556.775 | 39.5568 | 235.172 | 55742.3 | 122.79 | 418.9595 | 0 | 0 | 0 | 938936 | 0 | 240.702 | 55742.3 | 128.295 | 437.7425 | 0 | 0 | 0 | 973620 | 0 | 245.323 | 55742.3 | 133.165 | 454.359 | 0 | 0 | 0 | 1007250 | 0 | 195.6152 | 201.1452 | 205.7662
[20 empty] | 2020-08-12 09:00 | 5362 | 8 | 12 | 10 | 63861.111 | 63.8611 | 236.096 | 55742.3 | 121.986 | 416.2162 | 0 | 0 | 0 | 928235 | -28.5234 | 241.825 | 55742.3 | 127.472 | 434.9345 | 0 | 0 | 0 | 963293 | -28.5488 | 246.773 | 55742.3 | 132.351 | 451.5816 | 0 | 0 | 0 | 996467 | -28.5234 | 172.2349 | 177.9639 | 182.9119
[20 empty] | 2020-08-12 10:00 | 5363 | 8 | 12 | 11 | 61155.705 | 61.1557 | 214.769 | 126659 | 115.139 | 392.8543 | 0 | 0 | 0 | 859378 | 0 | 219.762 | 126659 | 119.933 | 409.2114 | 0 | 0 | 0 | 893275 | 0 | 224.462 | 126659 | 124.555 | 424.9817 | 0 | 0 | 0 | 926670 | 0 | 153.6133 | 158.6063 | 163.3063
[20 empty] | 2020-08-12 11:00 | 5364 | 8 | 12 | 12 | 35955.353 | 35.9554 | 221.673 | 126659 | 109.241 | 372.7303 | 0 | 0 | 0 | 802641 | 0 | 226.19 | 126659 | 113.632 | 387.7124 | 0 | 0 | 0 | 832857 | 0 | 230.266 | 126659 | 117.53 | 401.0124 | 0 | 0 | 0 | 859992 | 0 | 185.7176 | 190.2346 | 194.3106
[20 empty] | 2020-08-12 12:00 | 5365 | 8 | 12 | 13 | 59653.401 | 59.6534 | 182.062 | 87615.8 | 103.981 | 354.7832 | 0 | 0 | 0 | 759051 | 0 | 186.839 | 87615.8 | 108.686 | 370.8366 | 0 | 0 | 0 | 791577 | 0 | 190.929 | 87615.8 | 112.288 | 383.1267 | 0 | 0 | 0 | 816671 | 0 | 122.4086 | 127.1856 | 131.2756
[20 empty] | 2020-08-12 13:00 | 5366 | 8 | 12 | 14 | 37965.908 | 37.9659 | 172.285 | 55742.3 | 99.4061 | 339.1736 | 0 | 0 | 0 | 720958 | 0 | 176.319 | 55742.3 | 103.634 | 353.5992 | 0 | 0 | 0 | 749867 | 0 | 180.187 | 55742.3 | 107.445 | 366.6023 | 0 | 0 | 0 | 776291 | 0 | 134.3191 | 138.3531 | 142.2211
[20 empty] | 2020-08-12 14:00 | 5367 | 8 | 12 | 15 | 13441.81 | 13.4418 | 164.335 | 55742.3 | 96.1927 | 328.2095 | 0 | 0 | 0 | 696707 | 0 | 167.262 | 55742.3 | 99.7606 | 340.3832 | 0 | 0 | 0 | 720849 | 0 | 170.451 | 55742.3 | 102.859 | 350.9549 | 0 | 0 | 0 | 743126 | 0 | 150.8932 | 153.8202 | 157.0092
[20 empty] | 2020-08-12 15:00 | 5368 | 8 | 12 | 16 | 30717.964 | 30.718 | 118.102 | 30964.1 | 82.7622 | 282.3846 | 0 | 0 | 0 | 604926 | -98.4778 | 121.301 | 30964.1 | 85.5898 | 292.0324 | 0 | 0 | 0 | 625501 | -118.964 | 124.501 | 30964.1 | 88.5185 | 302.0251 | 0 | 0 | 0 | 646822 | -152.268 | 87.384 | 90.583 | 93.783
[20 empty] | 2020-08-12 16:00 | 5369 | 8 | 12 | 17 | 41402.788 | 41.4028 | 11.6555 | 30964.1 | 0 | 0 | 0 | 0 | 0 | 0 | 0 | 11.6555 | 30964.1 | 0 | 0 | 0 | 0 | 0 | 0 | 0 | 11.6555 | 30964.1 | 0 | 0 | 0 | 0 | 0 | 0 | 0 | -29.7473 | -29.7473 | -29.7473
[20 empty] | 2020-08-12 17:00 | 5370 | 8 | 12 | 18 | 9449.319 | 9.4493 | 12.2635 | 31037.5 | 0 | 0 | 0 | 0 | 0 | 0 | 0 | 12.2635 | 31037.5 | 0 | 0 | 0 | 0 | 0 | 0 | 0 | 12.2635 | 31037.5 | 0 | 0 | 0 | 0 | 0 | 0 | 0 | 2.8142 | 2.8142 | 2.8142
[20 empty] | 2020-08-12 18:00 | 5371 | 8 | 12 | 19 | 0 | 0 | 8.8655 | 31110.8 | 0 | 0 | 0 | 0 | 0 | 0 | 0 | 8.8655 | 31110.8 | 0 | 0 | 0 | 0 | 0 | 0 | 0 | 8.8655 | 31110.8 | 0 | 0 | 0 | 0 | 0 | 0 | 0 | 8.8655 | 8.8655 | 8.8655
[20 empty] | 2020-08-12 19:00 | 5372 | 8 | 12 | 20 | 0 | 0 | 22.7924 | 8749.11 | 10.2118 | 34.8427 | 0 | 0 | 0 | 76401.3 | 0 | 22.7924 | 8749.11 | 10.2119 | 34.843 | 0 | 0 | 0 | 76401.7 | 0 | 22.7924 | 8749.11 | 10.2118 | 34.8427 | 0 | 0 | 0 | 76401.5 | 0 | 22.7924 | 22.7924 | 22.7924
[20 empty] | 2020-08-12 20:00 | 5373 | 8 | 12 | 21 | 0 | 0 | 8.8655 | 8822.44 | 0 | 0 | 0 | 0 | 0 | 0 | 0 | 8.8655 | 8822.44 | 0 | 0 | 0 | 0 | 0 | 0 | 0 | 8.8655 | 8822.44 | 0 | 0 | 0 | 0 | 0 | 0 | 0 | 8.8655 | 8.8655 | 8.8655
[20 empty] | 2020-08-12 21:00 | 5374 | 8 | 12 | 22 | 0 | 0 | 8.8655 | 8822.44 | 0 | 0 | 0 | 0 | 0 | 0 | 0 | 8.8655 | 8822.44 | 0 | 0 | 0 | 0 | 0 | 0 | 0 | 8.8655 | 8822.44 | 0 | 0 | 0 | 0 | 0 | 0 | 0 | 8.8655 | 8.8655 | 8.8655
[20 empty] | 2020-08-12 22:00 | 5375 | 8 | 12 | 23 | 0 | 0 | 8.8655 | 8822.44 | 0 | 0 | 0 | 0 | 0 | 0 | 0 | 8.8655 | 8822.44 | 0 | 0 | 0 | 0 | 0 | 0 | 0 | 8.8655 | 8822.44 | 0 | 0 | 0 | 0 | 0 | 0 | 0 | 8.8655 | 8.8655 | 8.8655
[20 empty] | 2020-08-12 23:00 | 5376 | 8 | 12 | 24 | 0 | 0 | 21.0943 | 8895.77 | 10.033 | 34.2326 | 0 | 0 | 0 | 76577.6 | 0 | 21.0943 | 8895.77 | 10.033 | 34.2326 | 0 | 0 | 0 | 76577.9 | 0 | 21.0943 | 8895.77 | 10.033 | 34.2326 | 0 | 0 | 0 | 76577.6 | 0 | 21.0943 | 21.0943 | 21.0943
[20 empty] | 2020-08-13 | 5377 | 8 | 13 | 1 | 0 | 0 | 7.3463 | 8895.77 | 0 | 0 | 0 | 0 | 0 | 0 | 0 | 7.3463 | 8895.77 | 0 | 0 | 0 | 0 | 0 | 0 | 0 | 7.3463 | 8895.77 | 0 | 0 | 0 | 0 | 0 | 0 | 0 | 7.3463 | 7.3463 | 7.3463
[20 empty] | 2020-08-13 01:00 | 5378 | 8 | 13 | 2 | 0 | 0 | 7.3463 | 8895.77 | 0 | 0 | 0 | 0 | 0 | 0 | 0 | 7.3463 | 8895.77 | 0 | 0 | 0 | 0 | 0 | 0 | 0 | 7.3463 | 8895.77 | 0 | 0 | 0 | 0 | 0 | 0 | 0 | 7.3463 | 7.3463 | 7.3463
[20 empty] | 2020-08-13 02:00 | 5379 | 8 | 13 | 3 | 0 | 0 | 7.3463 | 8895.77 | 0 | 0 | 0 | 0 | 0 | 0 | 0 | 7.3463 | 8895.77 | 0 | 0 | 0 | 0 | 0 | 0 | 0 | 7.3463 | 8895.77 | 0 | 0 | 0 | 0 | 0 | 0 | 0 | 7.3463 | 7.3463 | 7.3463
[20 empty] | 2020-08-13 03:00 | 5380 | 8 | 13 | 4 | 0 | 0 | 21.0708 | 8895.77 | 10.0095 | 34.1524 | 0 | 0 | 0 | 76381.9 | 0 | 21.0709 | 8895.77 | 10.0096 | 34.1528 | 0 | 0 | 0 | 76382.1 | 0 | 21.0708 | 8895.77 | 10.0095 | 34.1524 | 0 | 0 | 0 | 76381.8 | 0 | 21.0708 | 21.0709 | 21.0708
[20 empty] | 2020-08-13 04:00 | 5381 | 8 | 13 | 5 | 0 | 0 | 8.8655 | 8895.77 | 0 | 0 | 0 | 0 | 0 | 0 | 0 | 8.8655 | 8895.77 | 0 | 0 | 0 | 0 | 0 | 0 | 0 | 8.8655 | 8895.77 | 0 | 0 | 0 | 0 | 0 | 0 | 0 | 8.8655 | 8.8655 | 8.8655
[20 empty] | 2020-08-13 05:00 | 5382 | 8 | 13 | 6 | 0 | 0 | 20.4564 | 31330.8 | 7.2268 | 24.6577 | 0 | 0 | 0 | 55155.6 | 0 | 21.1072 | 31330.8 | 7.8444 | 26.7652 | 0 | 0 | 0 | 59867.2 | 0 | 21.8175 | 31330.8 | 8.521 | 29.0736 | 0 | 0 | 0 | 65027 | 0 | 20.4564 | 21.1072 | 21.8175
[20 empty] | 2020-08-13 06:00 | 5383 | 8 | 13 | 7 | 29059.829 | 29.0598 | 143.165 | 80966.3 | 56.1922 | 191.7278 | 0 | 0 | 0 | 428793 | 0 | 144.205 | 80966.3 | 57.6937 | 196.8509 | 0 | 0 | 0 | 440248 | 0 | 147.018 | 80966.3 | 59.7022 | 203.7039 | 0 | 0 | 0 | 455573 | -24.7965 | 114.1052 | 115.1452 | 117.9582
[20 empty] | 2020-08-13 07:00 | 5384 | 8 | 13 | 8 | 62743.363 | 62.7434 | 151.963 | 80966.3 | 52.0891 | 177.728 | 0 | 0 | 0 | 397443 | -5.1642 | 153.063 | 80966.3 | 53.4791 | 182.4707 | 0 | 0 | 0 | 408049 | -9.6205 | 154.481 | 80966.3 | 55.1609 | 188.209 | 0 | 0 | 0 | 420881 | -53.4546 | 89.2196 | 90.3196 | 91.7376
[20 empty] | 2020-08-13 08:00 | 5385 | 8 | 13 | 9 | 122410.973 | 122.411 | 166.526 | 55668.9 | 60.8953 | 207.7748 | 0 | 0 | 0 | 432314 | -33.0684 | 168.231 | 55668.9 | 62.507 | 213.2739 | 0 | 0 | 0 | 443756 | -128.723 | 170.011 | 55668.9 | 64.1836 | 218.9944 | 0 | 0 | 0 | 455659 | -190.115 | 44.115 | 45.82 | 47.6
[20 empty] | 2020-08-13 09:00 | 5386 | 8 | 13 | 10 | 230441.738 | 230.4417 | 182.023 | 55595.6 | 73.2792 | 250.0286 | 0 | 0 | 0 | 514899 | -43.1613 | 185.095 | 55595.6 | 76.0204 | 259.3816 | 0 | 0 | 0 | 534079 | -86.7548 | 188.547 | 55595.6 | 79.0771 | 269.8111 | 0 | 0 | 0 | 555466 | -135.387 | -48.4187 | -45.3467 | -41.8947
[20 empty] | 2020-08-13 10:00 | 5387 | 8 | 13 | 11 | 262218.985 | 262.219 | 166.972 | 126659 | 70.0365 | 238.9645 | 0 | 0 | 0 | 490968 | -3.8268 | 170.619 | 126659 | 73.2057 | 249.7778 | 0 | 0 | 0 | 513178 | -10.9987 | 175.011 | 126659 | 76.9096 | 262.4156 | 0 | 0 | 0 | 539137 | -30.0145 | -95.247 | -91.6 | -87.208
[20 empty] | 2020-08-13 11:00 | 5388 | 8 | 13 | 12 | 279170.551 | 279.1706 | 191.336 | 126659 | 80.4574 | 274.5206 | 0 | 0 | 0 | 557820 | -5.2566 | 196.347 | 126659 | 84.5856 | 288.6061 | 0 | 0 | 0 | 586405 | -5.2567 | 201.741 | 126659 | 89.0391 | 303.8014 | 0 | 0 | 0 | 617271 | -5.2566 | -87.8346 | -82.8236 | -77.4296
[20 empty] | 2020-08-13 12:00 | 5389 | 8 | 13 | 13 | 278077.262 | 278.0773 | 163.151 | 86905.5 | 85.7607 | 292.6155 | 0 | 0 | 0 | 588479 | -1.9359 | 169.35 | 86905.5 | 90.7223 | 309.5445 | 0 | 0 | 0 | 622420 | -1.9354 | 176.165 | 86905.5 | 96.1622 | 328.1054 | 0 | 0 | 0 | 659637 | -1.9359 | -114.9263 | -108.7273 | -101.9123
[20 empty] | 2020-08-13 13:00 | 5390 | 8 | 13 | 14 | 261350.769 | 261.3508 | 158.364 | 55448.9 | 85.6992 | 292.4057 | 0 | 0 | 0 | 587662 | -6.4087 | 165.685 | 55448.9 | 91.4595 | 312.0598 | 0 | 0 | 0 | 627086 | -6.4083 | 173.694 | 55448.9 | 97.7163 | 333.408 | 0 | 0 | 0 | 669910 | -6.4087 | -102.9868 | -95.6658 | -87.6568
[20 empty] | 2020-08-13 14:00 | 5391 | 8 | 13 | 15 | 227149.63 | 227.1496 | 152.636 | 55522.2 | 85.0052 | 290.0377 | 0 | 0 | 0 | 589802 | -2.0476 | 160.715 | 55522.2 | 91.252 | 311.3518 | 0 | 0 | 0 | 633068 | -2.0475 | 169.292 | 55522.2 | 97.8637 | 333.9109 | 0 | 0 | 0 | 678863 | -2.0476 | -74.5136 | -66.4346 | -57.8576
[20 empty] | 2020-08-13 15:00 | 5392 | 8 | 13 | 16 | 179369.096 | 179.3691 | 108.683 | 30744.1 | 71.8336 | 245.0962 | 0 | 0 | 0 | 504450 | -29.9414 | 116.475 | 30744.1 | 77.664 | 264.9896 | 0 | 0 | 0 | 545327 | -53.6077 | 124.588 | 30744.1 | 83.7489 | 285.7512 | 0 | 0 | 0 | 587983 | -89.9097 | -70.6861 | -62.8941 | -54.7811
[20 empty] | 2020-08-13 16:00 | 5393 | 8 | 13 | 17 | 118087.187 | 118.0872 | 11.6555 | 30744.1 | 0 | 0 | 0 | 0 | 0 | 0 | 0 | 11.6555 | 30744.1 | 0 | 0 | 0 | 0 | 0 | 0 | 0 | 11.6555 | 30744.1 | 0 | 0 | 0 | 0 | 0 | 0 | 0 | -106.4317 | -106.4317 | -106.4317
[20 empty] | 2020-08-13 17:00 | 5394 | 8 | 13 | 18 | 48372.986 | 48.373 | 12.2635 | 30964.1 | 0 | 0 | 0 | 0 | 0 | 0 | 0 | 12.2635 | 30964.1 | 0 | 0 | 0 | 0 | 0 | 0 | 0 | 22.9032 | 30964.1 | 7.6497 | 26.1009 | 0 | 0 | 0 | 55607.6 | -30.2511 | -36.1095 | -36.1095 | -25.4698
[20 empty] | 2020-08-13 18:00 | 5395 | 8 | 13 | 19 | 1961.725 | 1.9617 | 8.8655 | 31110.8 | 0 | 0 | 0 | 0 | 0 | 0 | 0 | 17.226 | 31110.8 | 6.813 | 23.2459 | 0 | 0 | 0 | 50746.4 | 0 | 19.1354 | 31110.8 | 7.28 | 24.8393 | 0 | 0 | 0 | 54208 | -61.1949 | 6.9038 | 15.2643 | 17.1737
[20 empty] | 2020-08-13 19:00 | 5396 | 8 | 13 | 20 | 0 | 0 | 22.9437 | 8749.11 | 10.3632 | 35.3592 | 0 | 0 | 0 | 77267 | 0 | 22.9437 | 8749.11 | 10.3632 | 35.3592 | 0 | 0 | 0 | 77267.1 | 0 | 22.9437 | 8749.11 | 10.3631 | 35.3589 | 0 | 0 | 0 | 77266.8 | 0 | 22.9437 | 22.9437 | 22.9437
[20 empty] | 2020-08-13 20:00 | 5397 | 8 | 13 | 21 | 0 | 0 | 8.8655 | 8895.77 | 0 | 0 | 0 | 0 | 0 | 0 | 0 | 8.8655 | 8895.77 | 0 | 0 | 0 | 0 | 0 | 0 | 0 | 8.8655 | 8895.77 | 0 | 0 | 0 | 0 | 0 | 0 | 0 | 8.8655 | 8.8655 | 8.8655
[20 empty] | 2020-08-13 21:00 | 5398 | 8 | 13 | 22 | 0 | 0 | 8.8655 | 8895.77 | 0 | 0 | 0 | 0 | 0 | 0 | 0 | 8.8655 | 8895.77 | 0 | 0 | 0 | 0 | 0 | 0 | 0 | 8.8655 | 8895.77 | 0 | 0 | 0 | 0 | 0 | 0 | 0 | 8.8655 | 8.8655 | 8.8655
[20 empty] | 2020-08-13 22:00 | 5399 | 8 | 13 | 23 | 0 | 0 | 22.5497 | 8895.77 | 9.9691 | 34.0147 | 0 | 0 | 0 | 76066.1 | 0 | 22.5497 | 8895.77 | 9.9691 | 34.0147 | 0 | 0 | 0 | 76066.1 | 0 | 22.5496 | 8895.77 | 9.9691 | 34.0146 | 0 | 0 | 0 | 76065.9 | 0 | 22.5497 | 22.5497 | 22.5496
[20 empty] | 2020-08-13 23:00 | 5400 | 8 | 13 | 24 | 0 | 0 | 7.7516 | 9042.42 | 0 | 0 | 0 | 0 | 0 | 0 | 0 | 7.7516 | 9042.42 | 0 | 0 | 0 | 0 | 0 | 0 | 0 | 7.7516 | 9042.42 | 0 | 0 | 0 | 0 | 0 | 0 | 0 | 7.7516 | 7.7516 | 7.7516
[20 empty] | 2020-08-14 | 5401 | 8 | 14 | 1 | 0 | 0 | 7.7516 | 9115.75 | 0 | 0 | 0 | 0 | 0 | 0 | 0 | 7.7516 | 9115.75 | 0 | 0 | 0 | 0 | 0 | 0 | 0 | 7.7516 | 9115.75 | 0 | 0 | 0 | 0 | 0 | 0 | 0 | 7.7516 | 7.7516 | 7.7516
[20 empty] | 2020-08-14 01:00 | 5402 | 8 | 14 | 2 | 0 | 0 | 7.7516 | 9115.75 | 0 | 0 | 0 | 0 | 0 | 0 | 0 | 7.7516 | 9115.75 | 0 | 0 | 0 | 0 | 0 | 0 | 0 | 7.7516 | 9115.75 | 0 | 0 | 0 | 0 | 0 | 0 | 0 | 7.7516 | 7.7516 | 7.7516
[20 empty] | 2020-08-14 02:00 | 5403 | 8 | 14 | 3 | 0 | 0 | 21.4694 | 9262.4 | 10.0027 | 34.1292 | 0 | 0 | 0 | 76322.3 | 0 | 21.4693 | 9262.4 | 10.0027 | 34.1292 | 0 | 0 | 0 | 76322.1 | 0 | 21.4693 | 9262.4 | 10.0027 | 34.1292 | 0 | 0 | 0 | 76322.1 | 0 | 21.4694 | 21.4693 | 21.4693
[20 empty] | 2020-08-14 03:00 | 5404 | 8 | 14 | 4 | 0 | 0 | 7.7516 | 9409.05 | 0 | 0 | 0 | 0 | 0 | 0 | 0 | 7.7516 | 9409.05 | 0 | 0 | 0 | 0 | 0 | 0 | 0 | 7.7516 | 9409.05 | 0 | 0 | 0 | 0 | 0 | 0 | 0 | 7.7516 | 7.7516 | 7.7516
[20 empty] | 2020-08-14 04:00 | 5405 | 8 | 14 | 5 | 0 | 0 | 7.7516 | 9409.05 | 0 | 0 | 0 | 0 | 0 | 0 | 0 | 7.7516 | 9409.05 | 0 | 0 | 0 | 0 | 0 | 0 | 0 | 7.7516 | 9409.05 | 0 | 0 | 0 | 0 | 0 | 0 | 0 | 7.7516 | 7.7516 | 7.7516
[20 empty] | 2020-08-14 05:00 | 5406 | 8 | 14 | 6 | 1729.74 | 1.7297 | 7.5725 | 9335.73 | 0 | 0 | 0 | 0 | 0 | 0 | 0 | 7.5502 | 9335.73 | 0 | 0 | 0 | 0 | 0 | 0 | 0 | 7.5408 | 9335.73 | 0 | 0 | 0 | 0 | 0 | 0 | 0 | 5.8428 | 5.8204 | 5.811
[20 empty] | 2020-08-14 06:00 | 5407 | 8 | 14 | 7 | 49961.701 | 49.9617 | 21.1671 | 8969.09 | 9.9796 | 34.0504 | 0 | 0 | 0 | 76145 | 0 | 21.1625 | 8969.09 | 9.9796 | 34.0503 | 0 | 0 | 0 | 76144.8 | 0 | 21.1625 | 8969.09 | 9.9796 | 34.0503 | 0 | 0 | 0 | 76144.8 | 0 | -28.7946 | -28.7992 | -28.7992
[20 empty] | 2020-08-14 07:00 | 5408 | 8 | 14 | 8 | 123767.143 | 123.7671 | 7.4679 | 8969.09 | 0 | 0 | 0 | 0 | 0 | 0 | 0 | 7.4679 | 8969.09 | 0 | 0 | 0 | 0 | 0 | 0 | 0 | 7.4679 | 8969.09 | 0 | 0 | 0 | 0 | 0 | 0 | 0 | -116.2993 | -116.2993 | -116.2993
[20 empty] | 2020-08-14 08:00 | 5409 | 8 | 14 | 9 | 173484.434 | 173.4844 | 7.4679 | 8529.14 | 0 | 0 | 0 | 0 | 0 | 0 | 0 | 7.4679 | 8529.14 | 0 | 0 | 0 | 0 | 0 | 0 | 0 | 7.4679 | 8529.14 | 0 | 0 | 0 | 0 | 0 | 0 | 0 | -166.0166 | -166.0166 | -166.0166
[20 empty] | 2020-08-14 09:00 | 5410 | 8 | 14 | 10 | 234687.841 | 234.6878 | 7.4679 | 8529.14 | 0 | 0 | 0 | 0 | 0 | 0 | 0 | 7.4679 | 8529.14 | 0 | 0 | 0 | 0 | 0 | 0 | 0 | 7.4679 | 8529.14 | 0 | 0 | 0 | 0 | 0 | 0 | 0 | -227.22 | -227.22 | -227.22
[20 empty] | 2020-08-14 10:00 | 5411 | 8 | 14 | 11 | 266214.359 | 266.2144 | 21.7532 | 8529.14 | 10.5703 | 36.0659 | 0 | 0 | 0 | 75957.1 | 0 | 21.7532 | 8529.14 | 10.5703 | 36.0659 | 0 | 0 | 0 | 75957 | 0 | 21.7532 | 8529.14 | 10.5703 | 36.0659 | 0 | 0 | 0 | 75957 | 0 | -244.4612 | -244.4612 | -244.4612
[20 empty] | 2020-08-14 11:00 | 5412 | 8 | 14 | 12 | 257513.118 | 257.5131 | 7.4679 | 8382.48 | 0 | 0 | 0 | 0 | 0 | 0 | 0 | 7.4679 | 8382.48 | 0 | 0 | 0 | 0 | 0 | 0 | 0 | 7.4679 | 8382.48 | 0 | 0 | 0 | 0 | 0 | 0 | 0 | -250.0452 | -250.0452 | -250.0452
[20 empty] | 2020-08-14 12:00 | 5413 | 8 | 14 | 13 | 257720.295 | 257.7203 | 7.4679 | 8382.48 | 0 | 0 | 0 | 0 | 0 | 0 | 0 | 7.4679 | 8382.48 | 0 | 0 | 0 | 0 | 0 | 0 | 0 | 7.4679 | 8382.48 | 0 | 0 | 0 | 0 | 0 | 0 | 0 | -250.2524 | -250.2524 | -250.2524
[20 empty] | 2020-08-14 13:00 | 5414 | 8 | 14 | 14 | 241922.241 | 241.9222 | 7.4679 | 8382.48 | 0 | 0 | 0 | 0 | 0 | 0 | 0 | 7.4679 | 8382.48 | 0 | 0 | 0 | 0 | 0 | 0 | 0 | 7.4679 | 8382.48 | 0 | 0 | 0 | 0 | 0 | 0 | 0 | -234.4544 | -234.4544 | -234.4544
[20 empty] | 2020-08-14 14:00 | 5415 | 8 | 14 | 15 | 215410.869 | 215.4109 | 7.4679 | 8455.81 | 0 | 0 | 0 | 0 | 0 | 0 | 0 | 7.4679 | 8455.81 | 0 | 0 | 0 | 0 | 0 | 0 | 0 | 17.3018 | 8455.81 | 8.1303 | 27.7407 | 0 | 0 | 0 | 57759.1 | 0 | -207.943 | -207.943 | -198.1091
[20 empty] | 2020-08-14 15:00 | 5416 | 8 | 14 | 16 | 181767.889 | 181.7679 | 21.8979 | 8455.81 | 10.715 | 36.5596 | 0 | 0 | 0 | 76102.3 | 0 | 30.7632 | 8455.81 | 18.0328 | 61.5279 | 0 | 0 | 0 | 128072 | 0 | 32.8555 | 8455.81 | 18.6827 | 63.7454 | 0 | 0 | 0 | 132635 | -70.823 | -159.87 | -151.0047 | -148.9124
[20 empty] | 2020-08-14 16:00 | 5417 | 8 | 14 | 17 | 119705.011 | 119.705 | 15.5032 | 8455.81 | 6.6316 | 22.6271 | 0 | 0 | 0 | 47070.6 | 0 | 17.8061 | 8455.81 | 7.489 | 25.5525 | 0 | 0 | 0 | 53130.9 | -24.4516 | 29.6534 | 8455.81 | 17.2866 | 58.9819 | 0 | 0 | 0 | 122725 | -53.1988 | -104.2018 | -101.8989 | -90.0516
[20 empty] | 2020-08-14 17:00 | 5418 | 8 | 14 | 18 | 48258.689 | 48.2587 | 16.4613 | 8675.79 | 6.3982 | 21.8307 | 0 | 0 | 0 | 47068.3 | -14.0554 | 17.7841 | 8675.79 | 7.4255 | 25.3359 | 0 | 0 | 0 | 54625 | -34.74 | 19.128 | 8675.79 | 8.4685 | 28.8945 | 0 | 0 | 0 | 62299.8 | -56.7665 | -31.7974 | -30.4746 | -29.1307
[20 empty] | 2020-08-14 18:00 | 5419 | 8 | 14 | 19 | 1775.082 | 1.7751 | 16.3479 | 8749.11 | 6.2485 | 21.3199 | 0 | 0 | 0 | 46529.7 | -6.4054 | 17.6276 | 8749.11 | 7.2465 | 24.7252 | 0 | 0 | 0 | 53963.1 | -19.3887 | 28.8038 | 8749.11 | 16.4206 | 56.0271 | 0 | 0 | 0 | 122343 | -35.1665 | 14.5728 | 15.8525 | 27.0287
[20 empty] | 2020-08-14 19:00 | 5420 | 8 | 14 | 20 | 0 | 0 | 21.6357 | 8749.11 | 10.1691 | 34.697 | 0 | 0 | 0 | 75776.9 | 0 | 30.1371 | 8749.11 | 17.102 | 58.352 | 0 | 0 | 0 | 127404 | 0 | 31.2486 | 8749.11 | 18.0146 | 61.4658 | 0 | 0 | 0 | 134202 | 0 | 21.6357 | 30.1371 | 31.2486
[20 empty] | 2020-08-14 20:00 | 5421 | 8 | 14 | 21 | 0 | 0 | 7.7516 | 8895.77 | 0 | 0 | 0 | 0 | 0 | 0 | 0 | 15.9752 | 8895.77 | 6.6761 | 22.7789 | 0 | 0 | 0 | 50942.8 | 0 | 16.8703 | 8895.77 | 7.4151 | 25.3004 | 0 | 0 | 0 | 56581 | 0 | 7.7516 | 15.9752 | 16.8703
[20 empty] | 2020-08-14 21:00 | 5422 | 8 | 14 | 22 | 0 | 0 | 7.7516 | 8822.44 | 0 | 0 | 0 | 0 | 0 | 0 | 0 | 7.7516 | 8822.44 | 0 | 0 | 0 | 0 | 0 | 0 | 0 | 16.9233 | 8822.44 | 7.4681 | 25.4813 | 0 | 0 | 0 | 56294.9 | 0 | 7.7516 | 7.7516 | 16.9233
[20 empty] | 2020-08-14 22:00 | 5423 | 8 | 14 | 23 | 0 | 0 | 7.7516 | 8822.44 | 0 | 0 | 0 | 0 | 0 | 0 | 0 | 7.7516 | 8822.44 | 0 | 0 | 0 | 0 | 0 | 0 | 0 | 7.7516 | 8822.44 | 0 | 0 | 0 | 0 | 0 | 0 | 0 | 7.7516 | 7.7516 | 7.7516
[20 empty] | 2020-08-14 23:00 | 5424 | 8 | 14 | 24 | 0 | 0 | 21.4918 | 8822.44 | 10.0252 | 34.206 | 0 | 0 | 0 | 75589.7 | 0 | 21.4917 | 8822.44 | 10.0251 | 34.2056 | 0 | 0 | 0 | 75589.6 | 0 | 21.4917 | 8822.44 | 10.0251 | 34.2056 | 0 | 0 | 0 | 75589.6 | 0 | 21.4918 | 21.4917 | 21.4917
[20 empty] | 2020-08-15 | 5425 | 8 | 15 | 1 | 0 | 0 | 7.7516 | 8822.44 | 0 | 0 | 0 | 0 | 0 | 0 | 0 | 7.7516 | 8822.44 | 0 | 0 | 0 | 0 | 0 | 0 | 0 | 7.7516 | 8822.44 | 0 | 0 | 0 | 0 | 0 | 0 | 0 | 7.7516 | 7.7516 | 7.7516
[20 empty] | 2020-08-15 01:00 | 5426 | 8 | 15 | 2 | 0 | 0 | 7.7516 | 8822.44 | 0 | 0 | 0 | 0 | 0 | 0 | 0 | 7.7516 | 8822.44 | 0 | 0 | 0 | 0 | 0 | 0 | 0 | 7.7516 | 8822.44 | 0 | 0 | 0 | 0 | 0 | 0 | 0 | 7.7516 | 7.7516 | 7.7516
[20 empty] | 2020-08-15 02:00 | 5427 | 8 | 15 | 3 | 0 | 0 | 7.7516 | 8895.77 | 0 | 0 | 0 | 0 | 0 | 0 | 0 | 7.7516 | 8895.77 | 0 | 0 | 0 | 0 | 0 | 0 | 0 | 7.7516 | 8895.77 | 0 | 0 | 0 | 0 | 0 | 0 | 0 | 7.7516 | 7.7516 | 7.7516
[20 empty] | 2020-08-15 03:00 | 5428 | 8 | 15 | 4 | 0 | 0 | 21.3499 | 8895.77 | 9.8833 | 33.7219 | 0 | 0 | 0 | 75420.1 | 0 | 21.3499 | 8895.77 | 9.8833 | 33.7219 | 0 | 0 | 0 | 75420 | 0 | 21.3499 | 8895.77 | 9.8833 | 33.7219 | 0 | 0 | 0 | 75420 | 0 | 21.3499 | 21.3499 | 21.3499
[20 empty] | 2020-08-15 04:00 | 5429 | 8 | 15 | 5 | 0 | 0 | 7.7516 | 8895.77 | 0 | 0 | 0 | 0 | 0 | 0 | 0 | 7.7516 | 8895.77 | 0 | 0 | 0 | 0 | 0 | 0 | 0 | 7.7516 | 8895.77 | 0 | 0 | 0 | 0 | 0 | 0 | 0 | 7.7516 | 7.7516 | 7.7516
[20 empty] | 2020-08-15 05:00 | 5430 | 8 | 15 | 6 | 2127.225 | 2.1272 | 7.5949 | 8895.77 | 0 | 0 | 0 | 0 | 0 | 0 | 0 | 7.5774 | 8895.77 | 0 | 0 | 0 | 0 | 0 | 0 | 0 | 7.567 | 8895.77 | 0 | 0 | 0 | 0 | 0 | 0 | 0 | 5.4677 | 5.4502 | 5.4398
[20 empty] | 2020-08-15 06:00 | 5431 | 8 | 15 | 7 | 46509.142 | 46.5091 | 7.4679 | 8602.46 | 0 | 0 | 0 | 0 | 0 | 0 | 0 | 7.4679 | 8602.46 | 0 | 0 | 0 | 0 | 0 | 0 | 0 | 7.4679 | 8602.46 | 0 | 0 | 0 | 0 | 0 | 0 | 0 | -39.0413 | -39.0413 | -39.0413
[20 empty] | 2020-08-15 07:00 | 5432 | 8 | 15 | 8 | 113249.319 | 113.2493 | 7.4679 | 8602.46 | 0 | 0 | 0 | 0 | 0 | 0 | 0 | 7.4679 | 8602.46 | 0 | 0 | 0 | 0 | 0 | 0 | 0 | 7.4679 | 8602.46 | 0 | 0 | 0 | 0 | 0 | 0 | 0 | -105.7814 | -105.7814 | -105.7814
[20 empty] | 2020-08-15 08:00 | 5433 | 8 | 15 | 9 | 140162.034 | 140.162 | 21.9287 | 8382.48 | 10.7458 | 36.6647 | 0 | 0 | 0 | 75599.3 | 0 | 21.9287 | 8382.48 | 10.7458 | 36.6647 | 0 | 0 | 0 | 75599.5 | 0 | 21.9287 | 8382.48 | 10.7458 | 36.6647 | 0 | 0 | 0 | 75599.5 | 0 | -118.2333 | -118.2333 | -118.2333
[20 empty] | 2020-08-15 09:00 | 5434 | 8 | 15 | 10 | 106564.484 | 106.5645 | 7.4679 | 8382.48 | 0 | 0 | 0 | 0 | 0 | 0 | 0 | 7.4679 | 8382.48 | 0 | 0 | 0 | 0 | 0 | 0 | 0 | 7.4679 | 8382.48 | 0 | 0 | 0 | 0 | 0 | 0 | 0 | -99.0966 | -99.0966 | -99.0966
[20 empty] | 2020-08-15 10:00 | 5435 | 8 | 15 | 11 | 86003.258 | 86.0033 | 7.4679 | 8382.48 | 0 | 0 | 0 | 0 | 0 | 0 | 0 | 7.4679 | 8382.48 | 0 | 0 | 0 | 0 | 0 | 0 | 0 | 7.4679 | 8382.48 | 0 | 0 | 0 | 0 | 0 | 0 | 0 | -78.5354 | -78.5354 | -78.5354
[20 empty] | 2020-08-15 11:00 | 5436 | 8 | 15 | 12 | 48356.628 | 48.3566 | 7.4679 | 8382.48 | 0 | 0 | 0 | 0 | 0 | 0 | 0 | 7.4679 | 8382.48 | 0 | 0 | 0 | 0 | 0 | 0 | 0 | 7.4679 | 8382.48 | 0 | 0 | 0 | 0 | 0 | 0 | 0 | -40.8887 | -40.8887 | -40.8887
[20 empty] | 2020-08-15 12:00 | 5437 | 8 | 15 | 13 | 70408.558 | 70.4086 | 22.0116 | 8309.16 | 10.8287 | 36.9475 | 0 | 0 | 0 | 75299 | 0 | 22.0116 | 8309.16 | 10.8287 | 36.9475 | 0 | 0 | 0 | 75299.1 | 0 | 22.0116 | 8309.16 | 10.8287 | 36.9475 | 0 | 0 | 0 | 75299.2 | 0 | -48.397 | -48.397 | -48.397
[20 empty] | 2020-08-15 13:00 | 5438 | 8 | 15 | 14 | 107392.445 | 107.3924 | 7.4679 | 8309.16 | 0 | 0 | 0 | 0 | 0 | 0 | 0 | 7.4679 | 8309.16 | 0 | 0 | 0 | 0 | 0 | 0 | 0 | 7.4679 | 8309.16 | 0 | 0 | 0 | 0 | 0 | 0 | 0 | -99.9246 | -99.9246 | -99.9246
[20 empty] | 2020-08-15 14:00 | 5439 | 8 | 15 | 15 | 43960.694 | 43.9607 | 7.4679 | 8382.48 | 0 | 0 | 0 | 0 | 0 | 0 | 0 | 7.4679 | 8382.48 | 0 | 0 | 0 | 0 | 0 | 0 | 0 | 7.4679 | 8382.48 | 0 | 0 | 0 | 0 | 0 | 0 | 0 | -36.4928 | -36.4928 | -36.4928
[20 empty] | 2020-08-15 15:00 | 5440 | 8 | 15 | 16 | 30447.349 | 30.4473 | 7.4679 | 8455.81 | 0 | 0 | 0 | 0 | 0 | 0 | 0 | 7.4679 | 8455.81 | 0 | 0 | 0 | 0 | 0 | 0 | 0 | 7.4679 | 8455.81 | 0 | 0 | 0 | 0 | 0 | 0 | 0 | -22.9795 | -22.9795 | -22.9795
[20 empty] | 2020-08-15 16:00 | 5441 | 8 | 15 | 17 | 3887.43 | 3.8874 | 21.7932 | 8455.81 | 10.55 | 35.9966 | 0 | 0 | 0 | 75130.1 | 0 | 21.7576 | 8455.81 | 10.55 | 35.9966 | 0 | 0 | 0 | 75130.3 | 0 | 21.7456 | 8455.81 | 10.55 | 35.9966 | 0 | 0 | 0 | 75130.3 | 0 | 17.9058 | 17.8702 | 17.8582
[20 empty] | 2020-08-15 17:00 | 5442 | 8 | 15 | 18 | 4782.51 | 4.7825 | 7.6088 | 8529.14 | 0 | 0 | 0 | 0 | 0 | 0 | 0 | 7.5858 | 8529.14 | 0 | 0 | 0 | 0 | 0 | 0 | 0 | 7.5665 | 8529.14 | 0 | 0 | 0 | 0 | 0 | 0 | 0 | 2.8263 | 2.8033 | 2.784
[20 empty] | 2020-08-15 18:00 | 5443 | 8 | 15 | 19 | 0 | 0 | 7.6712 | 8602.46 | 0 | 0 | 0 | 0 | 0 | 0 | 0 | 7.6579 | 8602.46 | 0 | 0 | 0 | 0 | 0 | 0 | 0 | 7.6468 | 8602.46 | 0 | 0 | 0 | 0 | 0 | 0 | 0 | 7.6712 | 7.6579 | 7.6468
[20 empty] | 2020-08-15 19:00 | 5444 | 8 | 15 | 20 | 0 | 0 | 7.7516 | 8602.46 | 0 | 0 | 0 | 0 | 0 | 0 | 0 | 7.7516 | 8602.46 | 0 | 0 | 0 | 0 | 0 | 0 | 0 | 7.7516 | 8602.46 | 0 | 0 | 0 | 0 | 0 | 0 | 0 | 7.7516 | 7.7516 | 7.7516
[20 empty] | 2020-08-15 20:00 | 5445 | 8 | 15 | 21 | 0 | 0 | 21.7463 | 8602.46 | 10.2797 | 35.0743 | 0 | 0 | 0 | 74980.6 | 0 | 21.7463 | 8602.46 | 10.2797 | 35.0743 | 0 | 0 | 0 | 74980.7 | 0 | 21.7463 | 8602.46 | 10.2797 | 35.0743 | 0 | 0 | 0 | 74980.8 | 0 | 21.7463 | 21.7463 | 21.7463
[20 empty] | 2020-08-15 21:00 | 5446 | 8 | 15 | 22 | 0 | 0 | 7.7516 | 8675.79 | 0 | 0 | 0 | 0 | 0 | 0 | 0 | 7.7516 | 8675.79 | 0 | 0 | 0 | 0 | 0 | 0 | 0 | 7.7516 | 8675.79 | 0 | 0 | 0 | 0 | 0 | 0 | 0 | 7.7516 | 7.7516 | 7.7516
[20 empty] | 2020-08-15 22:00 | 5447 | 8 | 15 | 23 | 0 | 0 | 7.7516 | 8602.46 | 0 | 0 | 0 | 0 | 0 | 0 | 0 | 7.7516 | 8602.46 | 0 | 0 | 0 | 0 | 0 | 0 | 0 | 7.7516 | 8602.46 | 0 | 0 | 0 | 0 | 0 | 0 | 0 | 7.7516 | 7.7516 | 7.7516
[20 empty] | 2020-08-15 23:00 | 5448 | 8 | 15 | 24 | 0 | 0 | 7.3463 | 8749.11 | 0 | 0 | 0 | 0 | 0 | 0 | 0 | 7.3463 | 8749.11 | 0 | 0 | 0 | 0 | 0 | 0 | 0 | 7.3463 | 8749.11 | 0 | 0 | 0 | 0 | 0 | 0 | 0 | 7.3463 | 7.3463 | 7.3463
[20 empty] | 2020-08-16 | 5449 | 8 | 16 | 1 | 0 | 0 | 7.3463 | 8822.44 | 0 | 0 | 0 | 0 | 0 | 0 | 0 | 7.3463 | 8822.44 | 0 | 0 | 0 | 0 | 0 | 0 | 0 | 7.3463 | 8822.44 | 0 | 0 | 0 | 0 | 0 | 0 | 0 | 7.3463 | 7.3463 | 7.3463
[20 empty] | 2020-08-16 01:00 | 5450 | 8 | 16 | 2 | 0 | 0 | 21.0231 | 8822.44 | 9.9618 | 33.9896 | 0 | 0 | 0 | 75177.8 | 0 | 21.0231 | 8822.44 | 9.9618 | 33.9896 | 0 | 0 | 0 | 75177.9 | 0 | 21.0231 | 8822.44 | 9.9618 | 33.9896 | 0 | 0 | 0 | 75177.9 | 0 | 21.0231 | 21.0231 | 21.0231
[20 empty] | 2020-08-16 02:00 | 5451 | 8 | 16 | 3 | 0 | 0 | 7.3463 | 8602.46 | 0 | 0 | 0 | 0 | 0 | 0 | 0 | 7.3463 | 8602.46 | 0 | 0 | 0 | 0 | 0 | 0 | 0 | 7.3463 | 8602.46 | 0 | 0 | 0 | 0 | 0 | 0 | 0 | 7.3463 | 7.3463 | 7.3463
[20 empty] | 2020-08-16 03:00 | 5452 | 8 | 16 | 4 | 0 | 0 | 7.3463 | 8602.46 | 0 | 0 | 0 | 0 | 0 | 0 | 0 | 7.3463 | 8602.46 | 0 | 0 | 0 | 0 | 0 | 0 | 0 | 7.3463 | 8602.46 | 0 | 0 | 0 | 0 | 0 | 0 | 0 | 7.3463 | 7.3463 | 7.3463
[20 empty] | 2020-08-16 04:00 | 5453 | 8 | 16 | 5 | 0 | 0 | 8.8655 | 8602.46 | 0 | 0 | 0 | 0 | 0 | 0 | 0 | 8.8655 | 8602.46 | 0 | 0 | 0 | 0 | 0 | 0 | 0 | 8.8655 | 8602.46 | 0 | 0 | 0 | 0 | 0 | 0 | 0 | 8.8655 | 8.8655 | 8.8655
[20 empty] | 2020-08-16 05:00 | 5454 | 8 | 16 | 6 | 1628.553 | 1.6286 | 107.867 | 31037.5 | 75.0085 | 255.929 | 0 | 0 | 0 | 553583 | 0 | 118.074 | 31037.5 | 82.9932 | 283.1728 | 0 | 0 | 0 | 612596 | 0 | 127.383 | 31037.5 | 90.3161 | 308.1585 | 0 | 0 | 0 | 666853 | 0 | 106.2384 | 116.4454 | 125.7544
[20 empty] | 2020-08-16 06:00 | 5455 | 8 | 16 | 7 | 43695.241 | 43.6952 | 216.793 | 80599.4 | 125.848 | 429.3934 | 0 | 0 | 0 | 991068 | -1056.76 | 227.622 | 80599.4 | 134.976 | 460.5381 | 0 | 0 | 0 | 1073290 | -1056.77 | 238.111 | 80599.4 | 143.78 | 490.5774 | 0 | 0 | 0 | 1144500 | -1056.76 | 173.0978 | 183.9268 | 194.4158
[20 empty] | 2020-08-16 07:00 | 5456 | 8 | 16 | 8 | 46375.591 | 46.3756 | 236.409 | 80599.4 | 131.573 | 448.9271 | 0 | 0 | 0 | 1016230 | -2.0579 | 248.204 | 80599.4 | 141.779 | 483.7499 | 0 | 0 | 0 | 1108450 | -2.0572 | 259.191 | 80599.4 | 150.781 | 514.4648 | 0 | 0 | 0 | 1183520 | -2.0579 | 190.0334 | 201.8284 | 212.8154
[20 empty] | 2020-08-16 08:00 | 5457 | 8 | 16 | 9 | 53700.278 | 53.7003 | 249.027 | 55595.6 | 139.081 | 474.5444 | 0 | 0 | 0 | 1099300 | -3.24 | 260.464 | 55595.6 | 149.183 | 509.0124 | 0 | 0 | 0 | 1188810 | -3.2395 | 271.423 | 55595.6 | 158.16 | 539.6419 | 0 | 0 | 0 | 1262730 | -3.24 | 195.3267 | 206.7637 | 217.7227
[20 empty] | 2020-08-16 09:00 | 5458 | 8 | 16 | 10 | 87540.236 | 87.5402 | 258.151 | 55448.9 | 146.672 | 500.4449 | 0 | 0 | 0 | 1165670 | -87.3479 | 269.871 | 55448.9 | 157.184 | 536.3118 | 0 | 0 | 0 | 1259480 | -87.3561 | 281.622 | 55448.9 | 166.845 | 569.2751 | 0 | 0 | 0 | 1335950 | -87.3498 | 170.6108 | 182.3308 | 194.0818
[20 empty] | 2020-08-16 10:00 | 5459 | 8 | 16 | 11 | 68519.999 | 68.52 | 240.444 | 126659 | 142.704 | 486.906 | 0 | 0 | 0 | 1092920 | 0 | 251.841 | 126659 | 153.124 | 522.4591 | 0 | 0 | 0 | 1186130 | 0 | 263.638 | 126659 | 163.294 | 557.1591 | 0 | 0 | 0 | 1270190 | 0 | 171.924 | 183.321 | 195.118
[20 empty] | 2020-08-16 11:00 | 5460 | 8 | 16 | 12 | 110584.947 | 110.5849 | 256.925 | 126659 | 145.271 | 495.6647 | 0 | 0 | 0 | 1134250 | -5.4069 | 268.366 | 126659 | 155.585 | 530.856 | 0 | 0 | 0 | 1224180 | -5.4067 | 280.165 | 126659 | 165.632 | 565.1364 | 0 | 0 | 0 | 1304810 | -5.4069 | 146.3401 | 157.7811 | 169.5801
[20 empty] | 2020-08-16 12:00 | 5461 | 8 | 16 | 13 | 174367.313 | 174.3673 | 234.391 | 86478.3 | 155.881 | 531.866 | 0 | 0 | 0 | 1224570 | -3.1384 | 246.7 | 86478.3 | 167.192 | 570.4591 | 0 | 0 | 0 | 1324910 | -3.1381 | 259.488 | 86478.3 | 178.488 | 609.0011 | 0 | 0 | 0 | 1418430 | -3.1384 | 60.0237 | 72.3327 | 85.1207
[20 empty] | 2020-08-16 13:00 | 5462 | 8 | 16 | 14 | 207516.84 | 207.5168 | 231.989 | 55155.5 | 157.53 | 537.4924 | 0 | 0 | 0 | 1222490 | -10.1405 | 244.827 | 55155.5 | 169.283 | 577.5936 | 0 | 0 | 0 | 1325070 | -10.1404 | 257.812 | 55155.5 | 180.997 | 617.5618 | 0 | 0 | 0 | 1420630 | -10.1405 | 24.4722 | 37.3102 | 50.2952
[20 empty] | 2020-08-16 14:00 | 5463 | 8 | 16 | 15 | 75018.477 | 75.0185 | 213.084 | 55375.5 | 144.557 | 493.2285 | 0 | 0 | 0 | 1098450 | -1.8379 | 225.215 | 55375.5 | 155.651 | 531.0812 | 0 | 0 | 0 | 1190770 | -1.8311 | 237.197 | 55375.5 | 166.65 | 568.6098 | 0 | 0 | 0 | 1282750 | -1.8311 | 138.0655 | 150.1965 | 162.1785
[20 empty] | 2020-08-16 15:00 | 5464 | 8 | 16 | 16 | 45276.44 | 45.2764 | 164.084 | 30597.4 | 126.903 | 432.993 | 0 | 0 | 0 | 923650 | -112.518 | 174.716 | 30597.4 | 135.954 | 463.875 | 0 | 0 | 0 | 986856 | -199.524 | 186.455 | 30597.4 | 146.736 | 500.6632 | 0 | 0 | 0 | 1065840 | -284.591 | 118.8076 | 129.4396 | 141.1786
[20 empty] | 2020-08-16 16:00 | 5465 | 8 | 16 | 17 | 96103.368 | 96.1034 | 11.6555 | 30670.8 | 0 | 0 | 0 | 0 | 0 | 0 | 0 | 11.6555 | 30670.8 | 0 | 0 | 0 | 0 | 0 | 0 | 0 | 11.6555 | 30670.8 | 0 | 0 | 0 | 0 | 0 | 0 | 0 | -84.4479 | -84.4479 | -84.4479
[20 empty] | 2020-08-16 17:00 | 5466 | 8 | 16 | 18 | 20194.237 | 20.1942 | 12.2635 | 30597.4 | 0 | 0 | 0 | 0 | 0 | 0 | 0 | 12.2635 | 30597.4 | 0 | 0 | 0 | 0 | 0 | 0 | 0 | 12.2635 | 30597.4 | 0 | 0 | 0 | 0 | 0 | 0 | 0 | -7.9307 | -7.9307 | -7.9307
[20 empty] | 2020-08-16 18:00 | 5467 | 8 | 16 | 19 | 0 | 0 | 8.8655 | 30744.1 | 0 | 0 | 0 | 0 | 0 | 0 | 0 | 8.8655 | 30744.1 | 0 | 0 | 0 | 0 | 0 | 0 | 0 | 8.8655 | 30744.1 | 0 | 0 | 0 | 0 | 0 | 0 | 0 | 8.8655 | 8.8655 | 8.8655
[20 empty] | 2020-08-16 19:00 | 5468 | 8 | 16 | 20 | 0 | 0 | 23.1896 | 8382.48 | 10.6091 | 36.1982 | 0 | 0 | 0 | 75654.6 | 0 | 23.1896 | 8382.48 | 10.6091 | 36.1982 | 0 | 0 | 0 | 75654.5 | 0 | 23.1897 | 8382.48 | 10.6091 | 36.1982 | 0 | 0 | 0 | 75654.8 | 0 | 23.1896 | 23.1896 | 23.1897
[20 empty] | 2020-08-16 20:00 | 5469 | 8 | 16 | 21 | 0 | 0 | 8.8655 | 8455.81 | 0 | 0 | 0 | 0 | 0 | 0 | 0 | 8.8655 | 8455.81 | 0 | 0 | 0 | 0 | 0 | 0 | 0 | 8.8655 | 8455.81 | 0 | 0 | 0 | 0 | 0 | 0 | 0 | 8.8655 | 8.8655 | 8.8655
[20 empty] | 2020-08-16 21:00 | 5470 | 8 | 16 | 22 | 0 | 0 | 8.8655 | 8455.81 | 0 | 0 | 0 | 0 | 0 | 0 | 0 | 8.8655 | 8455.81 | 0 | 0 | 0 | 0 | 0 | 0 | 0 | 8.8655 | 8455.81 | 0 | 0 | 0 | 0 | 0 | 0 | 0 | 8.8655 | 8.8655 | 8.8655
[20 empty] | 2020-08-16 22:00 | 5471 | 8 | 16 | 23 | 0 | 0 | 8.8655 | 8455.81 | 0 | 0 | 0 | 0 | 0 | 0 | 0 | 8.8655 | 8455.81 | 0 | 0 | 0 | 0 | 0 | 0 | 0 | 8.8655 | 8455.81 | 0 | 0 | 0 | 0 | 0 | 0 | 0 | 8.8655 | 8.8655 | 8.8655
[20 empty] | 2020-08-16 23:00 | 5472 | 8 | 16 | 24 | 0 | 0 | 21.5324 | 8529.14 | 10.4711 | 35.7274 | 0 | 0 | 0 | 75603.9 | 0 | 21.5324 | 8529.14 | 10.4711 | 35.7274 | 0 | 0 | 0 | 75604 | 0 | 21.5325 | 8529.14 | 10.4712 | 35.7277 | 0 | 0 | 0 | 75604.2 | 0 | 21.5324 | 21.5324 | 21.5325
[20 empty] | 2020-08-17 | 5473 | 8 | 17 | 1 | 0 | 0 | 7.3463 | 8455.81 | 0 | 0 | 0 | 0 | 0 | 0 | 0 | 7.3463 | 8455.81 | 0 | 0 | 0 | 0 | 0 | 0 | 0 | 7.3463 | 8455.81 | 0 | 0 | 0 | 0 | 0 | 0 | 0 | 7.3463 | 7.3463 | 7.3463
[20 empty] | 2020-08-17 01:00 | 5474 | 8 | 17 | 2 | 0 | 0 | 7.3463 | 8455.81 | 0 | 0 | 0 | 0 | 0 | 0 | 0 | 7.3463 | 8455.81 | 0 | 0 | 0 | 0 | 0 | 0 | 0 | 7.3463 | 8455.81 | 0 | 0 | 0 | 0 | 0 | 0 | 0 | 7.3463 | 7.3463 | 7.3463
[20 empty] | 2020-08-17 02:00 | 5475 | 8 | 17 | 3 | 0 | 0 | 7.3463 | 8529.14 | 0 | 0 | 0 | 0 | 0 | 0 | 0 | 7.3463 | 8529.14 | 0 | 0 | 0 | 0 | 0 | 0 | 0 | 7.3463 | 8529.14 | 0 | 0 | 0 | 0 | 0 | 0 | 0 | 7.3463 | 7.3463 | 7.3463
[20 empty] | 2020-08-17 03:00 | 5476 | 8 | 17 | 4 | 0 | 0 | 21.3923 | 8602.46 | 10.331 | 35.2494 | 0 | 0 | 0 | 75442.5 | 0 | 21.3923 | 8602.46 | 10.331 | 35.2494 | 0 | 0 | 0 | 75442.5 | 0 | 21.3923 | 8602.46 | 10.331 | 35.2494 | 0 | 0 | 0 | 75442.8 | 0 | 21.3923 | 21.3923 | 21.3923
[20 empty] | 2020-08-17 04:00 | 5477 | 8 | 17 | 5 | 0 | 0 | 8.8655 | 8602.46 | 0 | 0 | 0 | 0 | 0 | 0 | 0 | 8.8655 | 8602.46 | 0 | 0 | 0 | 0 | 0 | 0 | 0 | 8.8655 | 8602.46 | 0 | 0 | 0 | 0 | 0 | 0 | 0 | 8.8655 | 8.8655 | 8.8655
[20 empty] | 2020-08-17 05:00 | 5478 | 8 | 17 | 6 | 768.908 | 0.76891 | 79.9488 | 30964.1 | 53.9299 | 184.0088 | 0 | 0 | 0 | 394923 | 0 | 86.2858 | 30964.1 | 59.815 | 204.0888 | 0 | 0 | 0 | 437886 | 0 | 91.9869 | 30964.1 | 64.5935 | 220.393 | 0 | 0 | 0 | 472574 | 0 | 79.1799 | 85.5169 | 91.218
[20 empty] | 2020-08-17 06:00 | 5479 | 8 | 17 | 7 | 42215.32 | 42.2153 | 209.653 | 80379.3 | 119.617 | 408.1332 | 0 | 0 | 0 | 870185 | 0 | 219.837 | 80379.3 | 128.881 | 439.742 | 0 | 0 | 0 | 938721 | -27.98 | 229.083 | 80379.3 | 138.466 | 472.446 | 0 | 0 | 0 | 1014310 | -1.1572 | 167.4377 | 177.6217 | 186.8677
[20 empty] | 2020-08-17 07:00 | 5480 | 8 | 17 | 8 | 101967 | 101.967 | 229.888 | 80379.3 | 124.436 | 424.5756 | 0 | 0 | 0 | 914140 | -1.421 | 239.204 | 80379.3 | 133.457 | 455.3553 | 0 | 0 | 0 | 982186 | -1.4212 | 248.617 | 80379.3 | 142.707 | 486.9163 | 0 | 0 | 0 | 1054530 | -1.421 | 127.921 | 137.237 | 146.65
[20 empty] | 2020-08-17 08:00 | 5481 | 8 | 17 | 9 | 157932.354 | 157.9324 | 249.44 | 55155.5 | 137.337 | 468.5938 | 0 | 0 | 0 | 1017390 | -3.8937 | 259.547 | 55155.5 | 146.672 | 500.4449 | 0 | 0 | 0 | 1084240 | -3.8939 | 269.822 | 55155.5 | 156.401 | 533.6402 | 0 | 0 | 0 | 1154560 | -3.8937 | 91.5076 | 101.6146 | 111.8896
[20 empty] | 2020-08-17 09:00 | 5482 | 8 | 17 | 10 | 203384.573 | 203.3846 | 261.131 | 54862 | 145.7 | 497.1284 | 0 | 0 | 0 | 1047880 | -26.4004 | 272.099 | 54862 | 155.331 | 529.9894 | 0 | 0 | 0 | 1113190 | -26.3691 | 282.955 | 54862 | 165.291 | 563.9729 | 0 | 0 | 0 | 1180280 | -26.3535 | 57.7464 | 68.7144 | 79.5704
[20 empty] | 2020-08-17 10:00 | 5483 | 8 | 17 | 11 | 204656.642 | 204.6566 | 246.367 | 126659 | 144.204 | 492.024 | 0 | 0 | 0 | 1015850 | 0 | 257.584 | 126659 | 153.348 | 523.2234 | 0 | 0 | 0 | 1077670 | 0 | 268.92 | 126659 | 163.395 | 557.5037 | 0 | 0 | 0 | 1144980 | 0 | 41.7104 | 52.9274 | 64.2634
[20 empty] | 2020-08-17 11:00 | 5484 | 8 | 17 | 12 | 207314.846 | 207.3148 | 261.024 | 126659 | 144.696 | 493.7028 | 0 | 0 | 0 | 1012080 | 0 | 272.684 | 126659 | 154.449 | 526.98 | 0 | 0 | 0 | 1075570 | 0 | 284.202 | 126659 | 164.612 | 561.6561 | 0 | 0 | 0 | 1143040 | 0 | 53.7092 | 65.3692 | 76.8872
[20 empty] | 2020-08-17 12:00 | 5485 | 8 | 17 | 13 | 177911.074 | 177.9111 | 229.013 | 84855.8 | 146.422 | 499.5919 | 0 | 0 | 0 | 1029550 | 0 | 241.133 | 84855.8 | 155.977 | 532.1935 | 0 | 0 | 0 | 1089750 | 0 | 253.104 | 84855.8 | 165.936 | 566.1736 | 0 | 0 | 0 | 1155430 | 0 | 51.1019 | 63.2219 | 75.1929
[20 empty] | 2020-08-17 13:00 | 5486 | 8 | 17 | 14 | 192845.419 | 192.8454 | 226.677 | 54788.7 | 148.049 | 505.1432 | 0 | 0 | 0 | 1037680 | 0 | 239.594 | 54788.7 | 157.934 | 538.8708 | 0 | 0 | 0 | 1099850 | 0 | 252.655 | 54788.7 | 168.438 | 574.7105 | 0 | 0 | 0 | 1167850 | 0 | 33.8316 | 46.7486 | 59.8096
[20 empty] | 2020-08-17 14:00 | 5487 | 8 | 17 | 15 | 194389.69 | 194.3897 | 224.102 | 54715.3 | 149.776 | 511.0357 | 0 | 0 | 0 | 1041100 | 0 | 237.671 | 54715.3 | 160.038 | 546.0497 | 0 | 0 | 0 | 1106660 | 0 | 251.501 | 54715.3 | 170.744 | 582.5785 | 0 | 0 | 0 | 1175220 | 0 | 29.7123 | 43.2813 | 57.1113
[20 empty] | 2020-08-17 15:00 | 5488 | 8 | 17 | 16 | 142544.541 | 142.5445 | 181.484 | 30230.7 | 138.784 | 473.531 | 0 | 0 | 0 | 977401 | -177.145 | 194.051 | 30230.7 | 148.457 | 506.5353 | 0 | 0 | 0 | 1047540 | -235.793 | 206.929 | 30230.7 | 158.396 | 540.4472 | 0 | 0 | 0 | 1118640 | -307.343 | 38.9395 | 51.5065 | 64.3845
[20 empty] | 2020-08-17 16:00 | 5489 | 8 | 17 | 17 | 85080.529 | 85.0805 | 11.6555 | 30230.7 | 0 | 0 | 0 | 0 | 0 | 0 | 0 | 11.6555 | 30230.7 | 0 | 0 | 0 | 0 | 0 | 0 | 0 | 11.6555 | 30230.7 | 0 | 0 | 0 | 0 | 0 | 0 | 0 | -73.425 | -73.425 | -73.425
[20 empty] | 2020-08-17 17:00 | 5490 | 8 | 17 | 18 | 36043.108 | 36.0431 | 12.2635 | 30377.4 | 0 | 0 | 0 | 0 | 0 | 0 | 0 | 12.2635 | 30377.4 | 0 | 0 | 0 | 0 | 0 | 0 | 0 | 24.55 | 30377.4 | 9.2965 | 31.7198 | 0 | 0 | 0 | 62021.8 | -32.6621 | -23.7796 | -23.7796 | -11.4931
[20 empty] | 2020-08-17 18:00 | 5491 | 8 | 17 | 19 | 1385.194 | 1.3852 | 8.8655 | 30597.4 | 0 | 0 | 0 | 0 | 0 | 0 | 0 | 8.8655 | 30597.4 | 0 | 0 | 0 | 0 | 0 | 0 | 0 | 20.7278 | 30597.4 | 8.8723 | 30.2723 | 0 | 0 | 0 | 60829.1 | -3.4242 | 7.4803 | 7.4803 | 19.3426
[20 empty] | 2020-08-17 19:00 | 5492 | 8 | 17 | 20 | 0 | 0 | 23.4026 | 8235.83 | 10.822 | 36.9247 | 0 | 0 | 0 | 75298.8 | 0 | 23.4026 | 8235.83 | 10.822 | 36.9247 | 0 | 0 | 0 | 75298.8 | 0 | 23.4026 | 8235.83 | 10.822 | 36.9247 | 0 | 0 | 0 | 75298.9 | 0 | 23.4026 | 23.4026 | 23.4026
[20 empty] | 2020-08-17 20:00 | 5493 | 8 | 17 | 21 | 0 | 0 | 8.8655 | 8382.48 | 0 | 0 | 0 | 0 | 0 | 0 | 0 | 8.8655 | 8382.48 | 0 | 0 | 0 | 0 | 0 | 0 | 0 | 8.8655 | 8382.48 | 0 | 0 | 0 | 0 | 0 | 0 | 0 | 8.8655 | 8.8655 | 8.8655
[20 empty] | 2020-08-17 21:00 | 5494 | 8 | 17 | 22 | 0 | 0 | 8.8655 | 8162.51 | 0 | 0 | 0 | 0 | 0 | 0 | 0 | 8.8655 | 8162.51 | 0 | 0 | 0 | 0 | 0 | 0 | 0 | 8.8655 | 8162.51 | 0 | 0 | 0 | 0 | 0 | 0 | 0 | 8.8655 | 8.8655 | 8.8655
[20 empty] | 2020-08-17 22:00 | 5495 | 8 | 17 | 23 | 0 | 0 | 8.8655 | 8162.51 | 0 | 0 | 0 | 0 | 0 | 0 | 0 | 8.8655 | 8162.51 | 0 | 0 | 0 | 0 | 0 | 0 | 0 | 8.8655 | 8162.51 | 0 | 0 | 0 | 0 | 0 | 0 | 0 | 8.8655 | 8.8655 | 8.8655
[20 empty] | 2020-08-17 23:00 | 5496 | 8 | 17 | 24 | 0 | 0 | 22.161 | 8235.83 | 11.0997 | 37.8722 | 0 | 0 | 0 | 76107 | 0 | 22.161 | 8235.83 | 11.0997 | 37.8722 | 0 | 0 | 0 | 76107 | 0 | 22.161 | 8235.83 | 11.0997 | 37.8722 | 0 | 0 | 0 | 76107.1 | 0 | 22.161 | 22.161 | 22.161
[20 empty] | 2020-08-18 | 5497 | 8 | 18 | 1 | 0 | 0 | 7.3463 | 8382.48 | 0 | 0 | 0 | 0 | 0 | 0 | 0 | 7.3463 | 8382.48 | 0 | 0 | 0 | 0 | 0 | 0 | 0 | 7.3463 | 8382.48 | 0 | 0 | 0 | 0 | 0 | 0 | 0 | 7.3463 | 7.3463 | 7.3463
[20 empty] | 2020-08-18 01:00 | 5498 | 8 | 18 | 2 | 0 | 0 | 7.3463 | 8382.48 | 0 | 0 | 0 | 0 | 0 | 0 | 0 | 7.3463 | 8382.48 | 0 | 0 | 0 | 0 | 0 | 0 | 0 | 7.3463 | 8382.48 | 0 | 0 | 0 | 0 | 0 | 0 | 0 | 7.3463 | 7.3463 | 7.3463
[20 empty] | 2020-08-18 02:00 | 5499 | 8 | 18 | 3 | 0 | 0 | 7.3463 | 8602.46 | 0 | 0 | 0 | 0 | 0 | 0 | 0 | 7.3463 | 8602.46 | 0 | 0 | 0 | 0 | 0 | 0 | 0 | 7.3463 | 8602.46 | 0 | 0 | 0 | 0 | 0 | 0 | 0 | 7.3463 | 7.3463 | 7.3463
[20 empty] | 2020-08-18 03:00 | 5500 | 8 | 18 | 4 | 0 | 0 | 21.3703 | 8675.79 | 10.309 | 35.1743 | 0 | 0 | 0 | 75916.8 | 0 | 21.3703 | 8675.79 | 10.309 | 35.1743 | 0 | 0 | 0 | 75916.8 | 0 | 21.3703 | 8675.79 | 10.309 | 35.1743 | 0 | 0 | 0 | 75916.7 | 0 | 21.3703 | 21.3703 | 21.3703
[20 empty] | 2020-08-18 04:00 | 5501 | 8 | 18 | 5 | 0 | 0 | 8.8655 | 8675.79 | 0 | 0 | 0 | 0 | 0 | 0 | 0 | 8.8655 | 8675.79 | 0 | 0 | 0 | 0 | 0 | 0 | 0 | 8.8655 | 8675.79 | 0 | 0 | 0 | 0 | 0 | 0 | 0 | 8.8655 | 8.8655 | 8.8655
[20 empty] | 2020-08-18 05:00 | 5502 | 8 | 18 | 6 | 0 | 0 | 96.4744 | 31037.5 | 65.5714 | 223.7296 | 0 | 0 | 0 | 483355 | 0 | 103.86 | 31037.5 | 71.692 | 244.6131 | 0 | 0 | 0 | 528468 | 0 | 109.005 | 31037.5 | 76.0377 | 259.4406 | 0 | 0 | 0 | 560528 | 0 | 96.4744 | 103.86 | 109.005
[20 empty] | 2020-08-18 06:00 | 5503 | 8 | 18 | 7 | 24523.176 | 24.5232 | 186.041 | 80672.8 | 92.185 | 314.5352 | 0 | 0 | 0 | 669784 | 0 | 193.412 | 80672.8 | 99.3671 | 339.0405 | 0 | 0 | 0 | 721945 | 0 | 198.917 | 80672.8 | 105.286 | 359.2358 | 0 | 0 | 0 | 764946 | 0 | 161.5178 | 168.8888 | 174.3938
[20 empty] | 2020-08-18 07:00 | 5504 | 8 | 18 | 8 | 11208.197 | 11.2082 | 202.48 | 80672.8 | 93.9607 | 320.5939 | 0 | 0 | 0 | 684472 | 0 | 208.395 | 80672.8 | 100.048 | 341.3638 | 0 | 0 | 0 | 728727 | 0 | 212.874 | 80672.8 | 104.896 | 357.9052 | 0 | 0 | 0 | 763989 | 0 | 191.2718 | 197.1868 | 201.6658
[20 empty] | 2020-08-18 08:00 | 5505 | 8 | 18 | 9 | 40718.775 | 40.7188 | 210.523 | 55595.6 | 98.4197 | 335.808 | 0 | 0 | 0 | 696637 | 0 | 216.427 | 55595.6 | 104.277 | 355.7931 | 0 | 0 | 0 | 737739 | 0 | 220.727 | 55595.6 | 108.759 | 371.0857 | 0 | 0 | 0 | 769178 | 0 | 169.8042 | 175.7082 | 180.0082
[20 empty] | 2020-08-18 09:00 | 5506 | 8 | 18 | 10 | 66861.008 | 66.861 | 208.751 | 55595.6 | 94.4566 | 322.2859 | 0 | 0 | 0 | 666129 | -28.4512 | 214.517 | 55595.6 | 100.172 | 341.7869 | 0 | 0 | 0 | 706203 | -28.4395 | 218.866 | 55595.6 | 104.442 | 356.3561 | 0 | 0 | 0 | 736141 | -28.4355 | 141.89 | 147.656 | 152.005
[20 empty] | 2020-08-18 10:00 | 5507 | 8 | 18 | 11 | 151168.609 | 151.1686 | 189.163 | 126659 | 88.7673 | 302.874 | 0 | 0 | 0 | 622957 | 0 | 195.33 | 126659 | 94.5472 | 322.595 | 0 | 0 | 0 | 663470 | 0 | 200.232 | 126659 | 98.9583 | 337.6457 | 0 | 0 | 0 | 694391 | 0 | 37.9944 | 44.1614 | 49.0634
[20 empty] | 2020-08-18 11:00 | 5508 | 8 | 18 | 12 | 154626.521 | 154.6265 | 221.579 | 126659 | 107.485 | 366.7388 | 0 | 0 | 0 | 748403 | 0 | 228.901 | 126659 | 114.219 | 389.7152 | 0 | 0 | 0 | 794729 | 0 | 235.102 | 126659 | 119.641 | 408.2151 | 0 | 0 | 0 | 831700 | 0 | 66.9525 | 74.2745 | 80.4755
[20 empty] | 2020-08-18 12:00 | 5509 | 8 | 18 | 13 | 193907.041 | 193.907 | 198.084 | 86908.2 | 117.71 | 401.6265 | 0 | 0 | 0 | 853982 | 0 | 206.828 | 86908.2 | 125.349 | 427.6908 | 0 | 0 | 0 | 905592 | 0 | 214.513 | 86908.2 | 131.93 | 450.1452 | 0 | 0 | 0 | 950184 | 0 | 4.177 | 12.921 | 20.606
[20 empty] | 2020-08-18 13:00 | 5510 | 8 | 18 | 14 | 201442.493 | 201.4425 | 192.834 | 55522.2 | 117.474 | 400.8213 | 0 | 0 | 0 | 842005 | 0 | 202.251 | 55522.2 | 125.46 | 428.0695 | 0 | 0 | 0 | 896704 | 0 | 210.622 | 55522.2 | 132.202 | 451.0732 | 0 | 0 | 0 | 943184 | 0 | -8.6085 | 0.80851 | 9.1795
[20 empty] | 2020-08-18 14:00 | 5511 | 8 | 18 | 15 | 142862.004 | 142.862 | 188.817 | 55595.6 | 118.765 | 405.2262 | 0 | 0 | 0 | 866804 | 0 | 198.691 | 55595.6 | 127.009 | 433.3547 | 0 | 0 | 0 | 924661 | 0 | 207.864 | 55595.6 | 134.309 | 458.2623 | 0 | 0 | 0 | 974120 | 0 | 45.955 | 55.829 | 65.002
[20 empty] | 2020-08-18 15:00 | 5512 | 8 | 18 | 16 | 80259.024 | 80.259 | 154.871 | 30597.4 | 115.017 | 392.438 | 0 | 0 | 0 | 810901 | -121.635 | 163.928 | 30597.4 | 122.158 | 416.8031 | 0 | 0 | 0 | 860586 | -164.73 | 172.953 | 30597.4 | 129.328 | 441.2671 | 0 | 0 | 0 | 910308 | -216.792 | 74.612 | 83.669 | 92.694
[20 empty] | 2020-08-18 16:00 | 5513 | 8 | 18 | 17 | 23521.214 | 23.5212 | 11.6555 | 30597.4 | 0 | 0 | 0 | 0 | 0 | 0 | 0 | 11.6555 | 30597.4 | 0 | 0 | 0 | 0 | 0 | 0 | 0 | 11.6555 | 30597.4 | 0 | 0 | 0 | 0 | 0 | 0 | 0 | -11.8657 | -11.8657 | -11.8657
[20 empty] | 2020-08-18 17:00 | 5514 | 8 | 18 | 18 | 15869.136 | 15.8691 | 12.2635 | 30890.8 | 0 | 0 | 0 | 0 | 0 | 0 | 0 | 12.2635 | 30890.8 | 0 | 0 | 0 | 0 | 0 | 0 | 0 | 12.2635 | 30890.8 | 0 | 0 | 0 | 0 | 0 | 0 | 0 | -3.6056 | -3.6056 | -3.6056
[20 empty] | 2020-08-18 18:00 | 5515 | 8 | 18 | 19 | 0 | 0 | 8.8655 | 30964.1 | 0 | 0 | 0 | 0 | 0 | 0 | 0 | 8.8655 | 30964.1 | 0 | 0 | 0 | 0 | 0 | 0 | 0 | 8.8655 | 30964.1 | 0 | 0 | 0 | 0 | 0 | 0 | 0 | 8.8655 | 8.8655 | 8.8655
[20 empty] | 2020-08-18 19:00 | 5516 | 8 | 18 | 20 | 0 | 0 | 23.033 | 8602.46 | 10.4525 | 35.6639 | 0 | 0 | 0 | 76480.7 | 0 | 23.033 | 8602.46 | 10.4525 | 35.6639 | 0 | 0 | 0 | 76481 | 0 | 23.033 | 8602.46 | 10.4525 | 35.6639 | 0 | 0 | 0 | 76481 | 0 | 23.033 | 23.033 | 23.033
[20 empty] | 2020-08-18 20:00 | 5517 | 8 | 18 | 21 | 0 | 0 | 8.8655 | 8675.79 | 0 | 0 | 0 | 0 | 0 | 0 | 0 | 8.8655 | 8675.79 | 0 | 0 | 0 | 0 | 0 | 0 | 0 | 8.8655 | 8675.79 | 0 | 0 | 0 | 0 | 0 | 0 | 0 | 8.8655 | 8.8655 | 8.8655
[20 empty] | 2020-08-18 21:00 | 5518 | 8 | 18 | 22 | 0 | 0 | 8.8655 | 8675.79 | 0 | 0 | 0 | 0 | 0 | 0 | 0 | 8.8655 | 8675.79 | 0 | 0 | 0 | 0 | 0 | 0 | 0 | 8.8655 | 8675.79 | 0 | 0 | 0 | 0 | 0 | 0 | 0 | 8.8655 | 8.8655 | 8.8655
[20 empty] | 2020-08-18 22:00 | 5519 | 8 | 18 | 23 | 0 | 0 | 8.8655 | 8675.79 | 0 | 0 | 0 | 0 | 0 | 0 | 0 | 8.8655 | 8675.79 | 0 | 0 | 0 | 0 | 0 | 0 | 0 | 8.8655 | 8675.79 | 0 | 0 | 0 | 0 | 0 | 0 | 0 | 8.8655 | 8.8655 | 8.8655
[20 empty] | 2020-08-18 23:00 | 5520 | 8 | 18 | 24 | 0 | 0 | 21.3014 | 8749.11 | 10.2401 | 34.9392 | 0 | 0 | 0 | 76371.9 | 0 | 21.3014 | 8749.11 | 10.2401 | 34.9392 | 0 | 0 | 0 | 76372 | 0 | 21.3014 | 8749.11 | 10.2401 | 34.9392 | 0 | 0 | 0 | 76372.1 | 0 | 21.3014 | 21.3014 | 21.3014
[20 empty] | 2020-08-19 | 5521 | 8 | 19 | 1 | 0 | 0 | 7.3463 | 8822.44 | 0 | 0 | 0 | 0 | 0 | 0 | 0 | 7.3463 | 8822.44 | 0 | 0 | 0 | 0 | 0 | 0 | 0 | 7.3463 | 8822.44 | 0 | 0 | 0 | 0 | 0 | 0 | 0 | 7.3463 | 7.3463 | 7.3463
[20 empty] | 2020-08-19 01:00 | 5522 | 8 | 19 | 2 | 0 | 0 | 7.3463 | 8822.44 | 0 | 0 | 0 | 0 | 0 | 0 | 0 | 7.3463 | 8822.44 | 0 | 0 | 0 | 0 | 0 | 0 | 0 | 7.3463 | 8822.44 | 0 | 0 | 0 | 0 | 0 | 0 | 0 | 7.3463 | 7.3463 | 7.3463
[20 empty] | 2020-08-19 02:00 | 5523 | 8 | 19 | 3 | 0 | 0 | 7.3463 | 8895.77 | 0 | 0 | 0 | 0 | 0 | 0 | 0 | 7.3463 | 8895.77 | 0 | 0 | 0 | 0 | 0 | 0 | 0 | 7.3463 | 8895.77 | 0 | 0 | 0 | 0 | 0 | 0 | 0 | 7.3463 | 7.3463 | 7.3463
[20 empty] | 2020-08-19 03:00 | 5524 | 8 | 19 | 4 | 0 | 0 | 21.0414 | 8969.09 | 9.9801 | 34.0521 | 0 | 0 | 0 | 76180.1 | 0 | 21.0414 | 8969.09 | 9.9801 | 34.0521 | 0 | 0 | 0 | 76180.1 | 0 | 21.0414 | 8969.09 | 9.9801 | 34.0522 | 0 | 0 | 0 | 76180.2 | 0 | 21.0414 | 21.0414 | 21.0414
[20 empty] | 2020-08-19 04:00 | 5525 | 8 | 19 | 5 | 0 | 0 | 8.8655 | 8969.09 | 0 | 0 | 0 | 0 | 0 | 0 | 0 | 8.8655 | 8969.09 | 0 | 0 | 0 | 0 | 0 | 0 | 0 | 8.8655 | 8969.09 | 0 | 0 | 0 | 0 | 0 | 0 | 0 | 8.8655 | 8.8655 | 8.8655
[20 empty] | 2020-08-19 05:00 | 5526 | 8 | 19 | 6 | 991.289 | 0.99129 | 75.9842 | 31330.8 | 49.7018 | 169.5825 | 0 | 0 | 0 | 379577 | 0 | 79.9309 | 31330.8 | 53.4479 | 182.3642 | 0 | 0 | 0 | 408176 | 0 | 83.3892 | 31330.8 | 56.7906 | 193.7695 | 0 | 0 | 0 | 433696 | 0 | 74.9929 | 78.9396 | 82.3979
[20 empty] | 2020-08-19 06:00 | 5527 | 8 | 19 | 7 | 43543.493 | 43.5435 | 179.371 | 80746.1 | 88.7709 | 302.8863 | 0 | 0 | 0 | 655587 | 0 | 184.642 | 80746.1 | 94.1475 | 321.2313 | 0 | 0 | 0 | 695131 | 0 | 190.429 | 80746.1 | 98.9178 | 337.5075 | 0 | 0 | 0 | 730220 | -11.6445 | 135.8275 | 141.0985 | 146.8855
[20 empty] | 2020-08-19 07:00 | 5528 | 8 | 19 | 8 | 112166.809 | 112.1668 | 197.917 | 80746.1 | 93.2793 | 318.269 | 0 | 0 | 0 | 690345 | 0 | 204.061 | 80746.1 | 99.0614 | 337.9975 | 0 | 0 | 0 | 732981 | 0 | 210.103 | 80746.1 | 104.679 | 357.1647 | 0 | 0 | 0 | 774418 | 0 | 85.7502 | 91.8942 | 97.9362
[20 empty] | 2020-08-19 08:00 | 5529 | 8 | 19 | 9 | 173318.91 | 173.3189 | 222.383 | 55228.8 | 110.674 | 377.6197 | 0 | 0 | 0 | 758941 | 0 | 229.825 | 55228.8 | 116.802 | 398.5284 | 0 | 0 | 0 | 799882 | 0 | 237.451 | 55228.8 | 123.211 | 420.3959 | 0 | 0 | 0 | 841942 | 0 | 49.0641 | 56.5061 | 64.1321
[20 empty] | 2020-08-19 09:00 | 5530 | 8 | 19 | 10 | 216793.163 | 216.7932 | 230.917 | 55228.8 | 115.268 | 393.2944 | 0 | 0 | 0 | 794006 | -27.5508 | 239.661 | 55228.8 | 122.355 | 417.4753 | 0 | 0 | 0 | 841754 | -27.5742 | 248.447 | 55228.8 | 129.525 | 441.9393 | 0 | 0 | 0 | 888889 | -27.5488 | 14.1238 | 22.8678 | 31.6538
[20 empty] | 2020-08-19 10:00 | 5531 | 8 | 19 | 11 | 249004.357 | 249.0044 | 215.461 | 126659 | 113.065 | 385.7778 | 0 | 0 | 0 | 765464 | 0 | 224.53 | 126659 | 120.343 | 410.6103 | 0 | 0 | 0 | 814589 | 0 | 233.891 | 126659 | 127.771 | 435.9547 | 0 | 0 | 0 | 863692 | 0 | -33.5434 | -24.4744 | -15.1134
[20 empty] | 2020-08-19 11:00 | 5532 | 8 | 19 | 12 | 266174.418 | 266.1744 | 242.113 | 126659 | 125.406 | 427.8853 | 0 | 0 | 0 | 862393 | 0 | 252.455 | 126659 | 133.561 | 455.7101 | 0 | 0 | 0 | 914763 | 0 | 263.33 | 126659 | 142.139 | 484.9783 | 0 | 0 | 0 | 969372 | 0 | -24.0614 | -13.7194 | -2.8444
[20 empty] | 2020-08-19 12:00 | 5533 | 8 | 19 | 13 | 266043.522 | 266.0435 | 206.396 | 85773.3 | 123.38 | 420.9726 | 0 | 0 | 0 | 835106 | 0 | 217.429 | 85773.3 | 131.901 | 450.0462 | 0 | 0 | 0 | 890516 | 0 | 228.992 | 85773.3 | 140.821 | 480.4813 | 0 | 0 | 0 | 948091 | 0 | -59.6475 | -48.6145 | -37.0515
[20 empty] | 2020-08-19 13:00 | 5534 | 8 | 19 | 14 | 251199.866 | 251.1999 | 202.689 | 55082.1 | 124.006 | 423.1085 | 0 | 0 | 0 | 839440 | 0 | 214.61 | 55082.1 | 133.081 | 454.0724 | 0 | 0 | 0 | 898708 | 0 | 227.174 | 55082.1 | 142.607 | 486.5751 | 0 | 0 | 0 | 961525 | 0 | -48.5109 | -36.5899 | -24.0259
[20 empty] | 2020-08-19 14:00 | 5535 | 8 | 19 | 15 | 220127.819 | 220.1278 | 196.096 | 55082.1 | 122.258 | 417.1443 | 0 | 0 | 0 | 823081 | 0 | 208.533 | 55082.1 | 131.592 | 448.9919 | 0 | 0 | 0 | 884965 | 0 | 221.483 | 55082.1 | 141.292 | 482.0883 | 0 | 0 | 0 | 949615 | 0 | -24.0318 | -11.5948 | 1.3552
[20 empty] | 2020-08-19 15:00 | 5536 | 8 | 19 | 16 | 172795.708 | 172.7957 | 150.645 | 30304.1 | 107.639 | 367.2643 | 0 | 0 | 0 | 708099 | -162.327 | 162.733 | 30304.1 | 116.656 | 398.0303 | 0 | 0 | 0 | 768044 | -213.62 | 175.221 | 30304.1 | 125.977 | 429.8335 | 0 | 0 | 0 | 829795 | -276.614 | -22.1507 | -10.0627 | 2.4253
[20 empty] | 2020-08-19 16:00 | 5537 | 8 | 19 | 17 | 109299.536 | 109.2995 | 11.6555 | 30304.1 | 0 | 0 | 0 | 0 | 0 | 0 | 0 | 11.6555 | 30304.1 | 0 | 0 | 0 | 0 | 0 | 0 | 0 | 22.8782 | 30304.1 | 8.2328 | 28.0902 | 0 | 0 | 0 | 53821.4 | -1597.11 | -97.644 | -97.644 | -86.4213
[20 empty] | 2020-08-19 17:00 | 5538 | 8 | 19 | 18 | 40778.926 | 40.7789 | 12.2635 | 30670.8 | 0 | 0 | 0 | 0 | 0 | 0 | 0 | 22.7201 | 30670.8 | 7.6924 | 26.2466 | 0 | 0 | 0 | 53355.6 | -30.3974 | 23.8424 | 30670.8 | 8.5435 | 29.1504 | 0 | 0 | 0 | 59127.4 | -137.718 | -28.5154 | -18.0588 | -16.9365
[20 empty] | 2020-08-19 18:00 | 5539 | 8 | 19 | 19 | 792.766 | 0.79277 | 8.8655 | 30817.4 | 0 | 0 | 0 | 0 | 0 | 0 | 0 | 19.0079 | 30817.4 | 7.3782 | 25.1744 | 0 | 0 | 0 | 52367.7 | -6.9498 | 20.1188 | 30817.4 | 8.2398 | 28.1143 | 0 | 0 | 0 | 58476.1 | -29.6592 | 8.0727 | 18.2151 | 19.326
[20 empty] | 2020-08-19 19:00 | 5540 | 8 | 19 | 20 | 0 | 0 | 23.3143 | 8455.81 | 10.7337 | 36.6234 | 0 | 0 | 0 | 76538 | 0 | 23.3143 | 8455.81 | 10.7337 | 36.6234 | 0 | 0 | 0 | 76538 | 0 | 33.1775 | 8455.81 | 18.8934 | 64.4643 | 0 | 0 | 0 | 134445 | 0 | 23.3143 | 23.3143 | 33.1775
[20 empty] | 2020-08-19 20:00 | 5541 | 8 | 19 | 21 | 0 | 0 | 8.8655 | 8529.14 | 0 | 0 | 0 | 0 | 0 | 0 | 0 | 8.8655 | 8529.14 | 0 | 0 | 0 | 0 | 0 | 0 | 0 | 8.8655 | 8529.14 | 0 | 0 | 0 | 0 | 0 | 0 | 0 | 8.8655 | 8.8655 | 8.8655
[20 empty] | 2020-08-19 21:00 | 5542 | 8 | 19 | 22 | 0 | 0 | 8.8655 | 8602.46 | 0 | 0 | 0 | 0 | 0 | 0 | 0 | 8.8655 | 8602.46 | 0 | 0 | 0 | 0 | 0 | 0 | 0 | 8.8655 | 8602.46 | 0 | 0 | 0 | 0 | 0 | 0 | 0 | 8.8655 | 8.8655 | 8.8655
[20 empty] | 2020-08-19 22:00 | 5543 | 8 | 19 | 23 | 0 | 0 | 8.8655 | 8602.46 | 0 | 0 | 0 | 0 | 0 | 0 | 0 | 8.8655 | 8602.46 | 0 | 0 | 0 | 0 | 0 | 0 | 0 | 8.8655 | 8602.46 | 0 | 0 | 0 | 0 | 0 | 0 | 0 | 8.8655 | 8.8655 | 8.8655
[20 empty] | 2020-08-19 23:00 | 5544 | 8 | 19 | 24 | 0 | 0 | 21.4407 | 8675.79 | 10.3794 | 35.4145 | 0 | 0 | 0 | 76577 | 0 | 21.4407 | 8675.79 | 10.3794 | 35.4145 | 0 | 0 | 0 | 76577.1 | 0 | 21.4407 | 8675.79 | 10.3794 | 35.4145 | 0 | 0 | 0 | 76577.1 | 0 | 21.4407 | 21.4407 | 21.4407
[20 empty] | 2020-08-20 | 5545 | 8 | 20 | 1 | 0 | 0 | 7.3463 | 8675.79 | 0 | 0 | 0 | 0 | 0 | 0 | 0 | 7.3463 | 8675.79 | 0 | 0 | 0 | 0 | 0 | 0 | 0 | 7.3463 | 8675.79 | 0 | 0 | 0 | 0 | 0 | 0 | 0 | 7.3463 | 7.3463 | 7.3463
[20 empty] | 2020-08-20 01:00 | 5546 | 8 | 20 | 2 | 0 | 0 | 7.3463 | 8675.79 | 0 | 0 | 0 | 0 | 0 | 0 | 0 | 7.3463 | 8675.79 | 0 | 0 | 0 | 0 | 0 | 0 | 0 | 7.3463 | 8675.79 | 0 | 0 | 0 | 0 | 0 | 0 | 0 | 7.3463 | 7.3463 | 7.3463
[20 empty] | 2020-08-20 02:00 | 5547 | 8 | 20 | 3 | 0 | 0 | 7.3463 | 8675.79 | 0 | 0 | 0 | 0 | 0 | 0 | 0 | 7.3463 | 8675.79 | 0 | 0 | 0 | 0 | 0 | 0 | 0 | 7.3463 | 8675.79 | 0 | 0 | 0 | 0 | 0 | 0 | 0 | 7.3463 | 7.3463 | 7.3463
[20 empty] | 2020-08-20 03:00 | 5548 | 8 | 20 | 4 | 0 | 0 | 21.5484 | 8602.46 | 10.4871 | 35.782 | 0 | 0 | 0 | 76385.8 | 0 | 21.5484 | 8602.46 | 10.4871 | 35.782 | 0 | 0 | 0 | 76385.8 | 0 | 21.5484 | 8602.46 | 10.4871 | 35.782 | 0 | 0 | 0 | 76385.9 | 0 | 21.5484 | 21.5484 | 21.5484
[20 empty] | 2020-08-20 04:00 | 5549 | 8 | 20 | 5 | 0 | 0 | 8.8655 | 8602.46 | 0 | 0 | 0 | 0 | 0 | 0 | 0 | 8.8655 | 8602.46 | 0 | 0 | 0 | 0 | 0 | 0 | 0 | 8.8655 | 8602.46 | 0 | 0 | 0 | 0 | 0 | 0 | 0 | 8.8655 | 8.8655 | 8.8655
[20 empty] | 2020-08-20 05:00 | 5550 | 8 | 20 | 6 | 609.907 | 0.60991 | 96.5658 | 30890.8 | 65.8857 | 224.802 | 0 | 0 | 0 | 473710 | 0 | 103.173 | 30890.8 | 71.8464 | 245.1399 | 0 | 0 | 0 | 516825 | 0 | 109.118 | 30890.8 | 76.9082 | 262.4108 | 0 | 0 | 0 | 553272 | 0 | 95.9559 | 102.5631 | 108.5081
[20 empty] | 2020-08-20 06:00 | 5551 | 8 | 20 | 7 | 42041.544 | 42.0415 | 216.978 | 80232.5 | 120.986 | 412.8042 | 0 | 0 | 0 | 845877 | -6.3533 | 224.529 | 80232.5 | 127.842 | 436.1969 | 0 | 0 | 0 | 892074 | -60.4224 | 232.08 | 80232.5 | 135.225 | 461.3877 | 0 | 0 | 0 | 944288 | -49.3184 | 174.9365 | 182.4875 | 190.0385
[20 empty] | 2020-08-20 07:00 | 5552 | 8 | 20 | 8 | 105184.726 | 105.1847 | 233.903 | 80232.5 | 124.876 | 426.0769 | 0 | 0 | 0 | 887308 | 0 | 242.384 | 80232.5 | 132.032 | 450.4932 | 0 | 0 | 0 | 934937 | 0 | 250.531 | 80232.5 | 139.315 | 475.3428 | 0 | 0 | 0 | 985010 | 0 | 128.7183 | 137.1993 | 145.3463
[20 empty] | 2020-08-20 08:00 | 5553 | 8 | 20 | 9 | 163727.627 | 163.7276 | 250.185 | 55082.1 | 135.396 | 461.9712 | 0 | 0 | 0 | 963588 | 0 | 259.593 | 55082.1 | 143.179 | 488.5267 | 0 | 0 | 0 | 1013900 | 0 | 268.98 | 55082.1 | 151.194 | 515.8739 | 0 | 0 | 0 | 1067030 | 0 | 86.4574 | 95.8654 | 105.2524
[20 empty] | 2020-08-20 09:00 | 5554 | 8 | 20 | 10 | 210087.948 | 210.0879 | 262.253 | 54935.4 | 143.618 | 490.0246 | 0 | 0 | 0 | 1021500 | -28.1797 | 272.534 | 54935.4 | 151.972 | 518.5285 | 0 | 0 | 0 | 1076630 | -28.1563 | 283.047 | 54935.4 | 160.61 | 548.0013 | 0 | 0 | 0 | 1133950 | -28.1855 | 52.1651 | 62.4461 | 72.9591
[20 empty] | 2020-08-20 10:00 | 5555 | 8 | 20 | 11 | 240057.735 | 240.0577 | 246.55 | 126659 | 141.322 | 482.1907 | 0 | 0 | 0 | 984796 | 0 | 257.406 | 126659 | 149.895 | 511.4417 | 0 | 0 | 0 | 1041030 | 0 | 268.567 | 126659 | 158.717 | 541.5424 | 0 | 0 | 0 | 1099760 | 0 | 6.4923 | 17.3483 | 28.5093
[20 empty] | 2020-08-20 11:00 | 5556 | 8 | 20 | 12 | 255594.417 | 255.5944 | 272.063 | 126659 | 152.517 | 520.388 | 0 | 0 | 0 | 1080410 | 0 | 283.679 | 126659 | 162.271 | 553.6687 | 0 | 0 | 0 | 1144730 | 0 | 295.778 | 126659 | 171.744 | 585.9905 | 0 | 0 | 0 | 1206700 | 0 | 16.4686 | 28.0846 | 40.1836
[20 empty] | 2020-08-20 12:00 | 5557 | 8 | 20 | 13 | 255405.582 | 255.4056 | 240.705 | 84706.5 | 154.194 | 526.1099 | 0 | 0 | 0 | 1084590 | 0 | 253.019 | 84706.5 | 164.274 | 560.5029 | 0 | 0 | 0 | 1150400 | 0 | 266.19 | 84706.5 | 174.352 | 594.889 | 0 | 0 | 0 | 1216470 | 0 | -14.7006 | -2.3866 | 10.7844
[20 empty] | 2020-08-20 13:00 | 5558 | 8 | 20 | 14 | 235252.092 | 235.2521 | 238.25 | 54642 | 156.114 | 532.661 | 0 | 0 | 0 | 1094300 | 0 | 251.399 | 54642 | 166.613 | 568.4836 | 0 | 0 | 0 | 1163680 | 0 | 265.385 | 54642 | 177.334 | 605.0636 | 0 | 0 | 0 | 1235950 | 0 | 2.9979 | 16.1469 | 30.1329
[20 empty] | 2020-08-20 14:00 | 5559 | 8 | 20 | 15 | 202756.303 | 202.7563 | 222.818 | 54495.2 | 146.316 | 499.2302 | 0 | 0 | 0 | 956326 | 0 | 236.437 | 54495.2 | 156.71 | 534.6945 | 0 | 0 | 0 | 1021620 | 0 | 250.711 | 54495.2 | 167.461 | 571.3769 | 0 | 0 | 0 | 1091190 | 0 | 20.0617 | 33.6807 | 47.9547
[20 empty] | 2020-08-20 15:00 | 5560 | 8 | 20 | 16 | 159888.671 | 159.8887 | 172.567 | 29717.3 | 126.327 | 431.0277 | 0 | 0 | 0 | 772067 | -260.737 | 186.115 | 29717.3 | 136.825 | 466.8469 | 0 | 0 | 0 | 837164 | -314.9 | 199.638 | 29717.3 | 147.087 | 501.8608 | 0 | 0 | 0 | 901462 | -387.683 | 12.6783 | 26.2263 | 39.7493
[20 empty] | 2020-08-20 16:00 | 5561 | 8 | 20 | 17 | 102274.322 | 102.2743 | 11.6555 | 29717.3 | 0 | 0 | 0 | 0 | 0 | 0 | 0 | 22.4816 | 29717.3 | 8.0618 | 27.507 | 0 | 0 | 0 | 47760 | -1167.11 | 23.5848 | 29717.3 | 8.9394 | 30.5011 | 0 | 0 | 0 | 52914.1 | -1464.78 | -90.6188 | -79.7927 | -78.6895
[20 empty] | 2020-08-20 17:00 | 5562 | 8 | 20 | 18 | 38707.029 | 38.707 | 22.244 | 30010.7 | 7.4227 | 25.3264 | 0 | 0 | 0 | 45823.5 | -29.2948 | 23.3941 | 30010.7 | 8.3144 | 28.3687 | 0 | 0 | 0 | 51371.1 | -149.699 | 31.3666 | 30010.7 | 14.9979 | 51.1728 | 0 | 0 | 0 | 92678.4 | -216.037 | -16.463 | -15.3129 | -7.3404
[20 empty] | 2020-08-20 18:00 | 5563 | 8 | 20 | 19 | 433.536 | 0.43354 | 8.8655 | 30524.1 | 0 | 0 | 0 | 0 | 0 | 0 | 0 | 19.6954 | 30524.1 | 8.0431 | 27.4431 | 0 | 0 | 0 | 54135.6 | -11.2818 | 21.0648 | 30524.1 | 9.1332 | 31.1626 | 0 | 0 | 0 | 61472.9 | -13.34 | 8.432 | 19.2619 | 20.6313
[20 empty] | 2020-08-20 19:00 | 5564 | 8 | 20 | 20 | 0 | 0 | 23.7893 | 8162.51 | 11.2088 | 38.2444 | 0 | 0 | 0 | 76225.5 | 0 | 34.4635 | 8162.51 | 19.1187 | 65.233 | 0 | 0 | 0 | 129757 | -2.5359 | 35.5656 | 8162.51 | 19.994 | 68.2195 | 0 | 0 | 0 | 135691 | -2.6701 | 23.7893 | 34.4635 | 35.5656
[20 empty] | 2020-08-20 20:00 | 5565 | 8 | 20 | 21 | 0 | 0 | 8.8655 | 8309.16 | 0 | 0 | 0 | 0 | 0 | 0 | 0 | 8.8655 | 8309.16 | 0 | 0 | 0 | 0 | 0 | 0 | 0 | 18.6153 | 8309.16 | 8.0462 | 27.4537 | 0 | 0 | 0 | 55776.6 | 0 | 8.8655 | 8.8655 | 18.6153
[20 empty] | 2020-08-20 21:00 | 5566 | 8 | 20 | 22 | 0 | 0 | 8.8655 | 8455.81 | 0 | 0 | 0 | 0 | 0 | 0 | 0 | 8.8655 | 8455.81 | 0 | 0 | 0 | 0 | 0 | 0 | 0 | 8.8655 | 8455.81 | 0 | 0 | 0 | 0 | 0 | 0 | 0 | 8.8655 | 8.8655 | 8.8655
[20 empty] | 2020-08-20 22:00 | 5567 | 8 | 20 | 23 | 0 | 0 | 23.3023 | 8455.81 | 10.7218 | 36.5828 | 0 | 0 | 0 | 76140.7 | 0 | 23.3023 | 8455.81 | 10.7218 | 36.5828 | 0 | 0 | 0 | 76140.6 | 0 | 23.3023 | 8455.81 | 10.7218 | 36.5828 | 0 | 0 | 0 | 76140.5 | 0 | 23.3023 | 23.3023 | 23.3023
[20 empty] | 2020-08-20 23:00 | 5568 | 8 | 20 | 24 | 0 | 0 | 7.7516 | 8675.79 | 0 | 0 | 0 | 0 | 0 | 0 | 0 | 7.7516 | 8675.79 | 0 | 0 | 0 | 0 | 0 | 0 | 0 | 7.7516 | 8675.79 | 0 | 0 | 0 | 0 | 0 | 0 | 0 | 7.7516 | 7.7516 | 7.7516
[20 empty] | 2020-08-21 | 5569 | 8 | 21 | 1 | 0 | 0 | 7.7516 | 8895.77 | 0 | 0 | 0 | 0 | 0 | 0 | 0 | 7.7516 | 8895.77 | 0 | 0 | 0 | 0 | 0 | 0 | 0 | 7.7516 | 8895.77 | 0 | 0 | 0 | 0 | 0 | 0 | 0 | 7.7516 | 7.7516 | 7.7516
[20 empty] | 2020-08-21 01:00 | 5570 | 8 | 21 | 2 | 0 | 0 | 7.7516 | 8895.77 | 0 | 0 | 0 | 0 | 0 | 0 | 0 | 7.7516 | 8895.77 | 0 | 0 | 0 | 0 | 0 | 0 | 0 | 7.7516 | 8895.77 | 0 | 0 | 0 | 0 | 0 | 0 | 0 | 7.7516 | 7.7516 | 7.7516
[20 empty] | 2020-08-21 02:00 | 5571 | 8 | 21 | 3 | 0 | 0 | 21.478 | 9042.42 | 10.0114 | 34.1589 | 0 | 0 | 0 | 76389.4 | 0 | 21.478 | 9042.42 | 10.0114 | 34.1589 | 0 | 0 | 0 | 76389.4 | 0 | 21.478 | 9042.42 | 10.0113 | 34.1586 | 0 | 0 | 0 | 76389.3 | 0 | 21.478 | 21.478 | 21.478
[20 empty] | 2020-08-21 03:00 | 5572 | 8 | 21 | 4 | 0 | 0 | 7.7516 | 9115.75 | 0 | 0 | 0 | 0 | 0 | 0 | 0 | 7.7516 | 9115.75 | 0 | 0 | 0 | 0 | 0 | 0 | 0 | 7.7516 | 9115.75 | 0 | 0 | 0 | 0 | 0 | 0 | 0 | 7.7516 | 7.7516 | 7.7516
[20 empty] | 2020-08-21 04:00 | 5573 | 8 | 21 | 5 | 0 | 0 | 7.7516 | 9115.75 | 0 | 0 | 0 | 0 | 0 | 0 | 0 | 7.7516 | 9115.75 | 0 | 0 | 0 | 0 | 0 | 0 | 0 | 7.7516 | 9115.75 | 0 | 0 | 0 | 0 | 0 | 0 | 0 | 7.7516 | 7.7516 | 7.7516
[20 empty] | 2020-08-21 05:00 | 5574 | 8 | 21 | 6 | 625.71 | 0.62571 | 7.6491 | 9042.42 | 0 | 0 | 0 | 0 | 0 | 0 | 0 | 7.6373 | 9042.42 | 0 | 0 | 0 | 0 | 0 | 0 | 0 | 7.6304 | 9042.42 | 0 | 0 | 0 | 0 | 0 | 0 | 0 | 7.0234 | 7.0116 | 7.0047
[20 empty] | 2020-08-21 06:00 | 5575 | 8 | 21 | 7 | 33946.391 | 33.9464 | 21.1704 | 8895.77 | 9.9875 | 34.0775 | 0 | 0 | 0 | 76209.5 | 0 | 21.1704 | 8895.77 | 9.9875 | 34.0774 | 0 | 0 | 0 | 76209.3 | 0 | 21.1704 | 8895.77 | 9.9875 | 34.0774 | 0 | 0 | 0 | 76209.3 | 0 | -12.776 | -12.776 | -12.776
[20 empty] | 2020-08-21 07:00 | 5576 | 8 | 21 | 8 | 98251.74 | 98.2517 | 7.4679 | 8822.44 | 0 | 0 | 0 | 0 | 0 | 0 | 0 | 7.4679 | 8822.44 | 0 | 0 | 0 | 0 | 0 | 0 | 0 | 7.4679 | 8822.44 | 0 | 0 | 0 | 0 | 0 | 0 | 0 | -90.7839 | -90.7839 | -90.7839
[20 empty] | 2020-08-21 08:00 | 5577 | 8 | 21 | 9 | 159959.398 | 159.9594 | 7.4679 | 8309.16 | 0 | 0 | 0 | 0 | 0 | 0 | 0 | 7.4679 | 8309.16 | 0 | 0 | 0 | 0 | 0 | 0 | 0 | 7.4679 | 8309.16 | 0 | 0 | 0 | 0 | 0 | 0 | 0 | -152.4915 | -152.4915 | -152.4915
[20 empty] | 2020-08-21 09:00 | 5578 | 8 | 21 | 10 | 196514.603 | 196.5146 | 7.4679 | 8162.51 | 0 | 0 | 0 | 0 | 0 | 0 | 0 | 7.4679 | 8162.51 | 0 | 0 | 0 | 0 | 0 | 0 | 0 | 7.4679 | 8162.51 | 0 | 0 | 0 | 0 | 0 | 0 | 0 | -189.0467 | -189.0467 | -189.0467
[20 empty] | 2020-08-21 10:00 | 5579 | 8 | 21 | 11 | 218134.448 | 218.1344 | 22.3745 | 8162.51 | 11.1916 | 38.1857 | 0 | 0 | 0 | 76022.1 | 0 | 22.3745 | 8162.51 | 11.1916 | 38.1857 | 0 | 0 | 0 | 76022 | 0 | 33.1918 | 8162.51 | 20.2961 | 69.2503 | 0 | 0 | 0 | 137601 | 0 | -195.7599 | -195.7599 | -184.9426
[20 empty] | 2020-08-21 11:00 | 5580 | 8 | 21 | 12 | 194078.671 | 194.0787 | 7.4679 | 8089.18 | 0 | 0 | 0 | 0 | 0 | 0 | 0 | 7.4679 | 8089.18 | 0 | 0 | 0 | 0 | 0 | 0 | 0 | 19.4046 | 8089.18 | 8.9375 | 30.4946 | 0 | 0 | 0 | 59806.3 | -71.6453 | -186.6108 | -186.6108 | -174.6741
[20 empty] | 2020-08-21 12:00 | 5581 | 8 | 21 | 13 | 179756.8 | 179.7568 | 7.4679 | 8162.51 | 0 | 0 | 0 | 0 | 0 | 0 | 0 | 7.4679 | 8162.51 | 0 | 0 | 0 | 0 | 0 | 0 | 0 | 19.4316 | 8162.51 | 8.9645 | 30.5869 | 0 | 0 | 0 | 60669.7 | -65.0324 | -172.2889 | -172.2889 | -160.3252
[20 empty] | 2020-08-21 13:00 | 5582 | 8 | 21 | 14 | 191599.946 | 191.5999 | 7.4679 | 8162.51 | 0 | 0 | 0 | 0 | 0 | 0 | 0 | 7.4679 | 8162.51 | 0 | 0 | 0 | 0 | 0 | 0 | 0 | 36.677 | 8162.51 | 23.5097 | 80.2151 | 0 | 0 | 0 | 159549 | -134.684 | -184.1321 | -184.1321 | -154.9229
[20 empty] | 2020-08-21 14:00 | 5583 | 8 | 21 | 15 | 149384.574 | 149.3846 | 22.1988 | 8235.83 | 11.0159 | 37.5863 | 0 | 0 | 0 | 75833.1 | 0 | 31.887 | 8235.83 | 19.1566 | 65.3623 | 0 | 0 | 0 | 131988 | 0 | 63.4522 | 8235.83 | 44.5993 | 152.1728 | 0 | 0 | 0 | 306101 | -184.051 | -127.1858 | -117.4976 | -85.9324
[20 empty] | 2020-08-21 15:00 | 5584 | 8 | 21 | 16 | 125508.975 | 125.509 | 7.4679 | 8235.83 | 0 | 0 | 0 | 0 | 0 | 0 | 0 | 18.2334 | 8235.83 | 8.0013 | 27.3006 | 0 | 0 | 0 | 54839.3 | -88.265 | 37.775 | 8235.83 | 24.35 | 83.0822 | 0 | 0 | 0 | 166886 | -235.574 | -118.0411 | -107.2756 | -87.734
[20 empty] | 2020-08-21 16:00 | 5585 | 8 | 21 | 17 | 75583.579 | 75.5836 | 16.3002 | 8235.83 | 7.4287 | 25.3467 | 0 | 0 | 0 | 50948.6 | 0 | 24.0033 | 8235.83 | 12.8773 | 43.9373 | 0 | 0 | 0 | 88267.3 | -34.8648 | 36.6037 | 8235.83 | 23.4339 | 79.9565 | 0 | 0 | 0 | 160986 | -55.4736 | -59.2834 | -51.5803 | -38.9799
[20 empty] | 2020-08-21 17:00 | 5586 | 8 | 21 | 18 | 17844.006 | 17.844 | 15.982 | 8455.81 | 7.1105 | 24.261 | 0 | 0 | 0 | 50500.5 | 0 | 16.8293 | 8455.81 | 7.814 | 26.6613 | 0 | 0 | 0 | 55483 | 0 | 19.1245 | 8455.81 | 8.6667 | 29.5706 | 0 | 0 | 0 | 61542.7 | -1.6884 | -1.862 | -1.0147 | 1.2805
[20 empty] | 2020-08-21 18:00 | 5587 | 8 | 21 | 19 | 0 | 0 | 7.6177 | 8455.81 | 0 | 0 | 0 | 0 | 0 | 0 | 0 | 16.9096 | 8455.81 | 7.7664 | 26.4991 | 0 | 0 | 0 | 55157.9 | 0 | 17.8898 | 8455.81 | 8.609 | 29.3738 | 0 | 0 | 0 | 61147.5 | 0 | 7.6177 | 16.9096 | 17.8898
[20 empty] | 2020-08-21 19:00 | 5588 | 8 | 21 | 20 | 0 | 0 | 22.1176 | 8455.81 | 10.651 | 36.3412 | 0 | 0 | 0 | 75989.4 | 0 | 22.1176 | 8455.81 | 10.651 | 36.3412 | 0 | 0 | 0 | 75989.1 | 0 | 32.3612 | 8455.81 | 19.191 | 65.4797 | 0 | 0 | 0 | 136642 | 0 | 22.1176 | 22.1176 | 32.3612
[20 empty] | 2020-08-21 20:00 | 5589 | 8 | 21 | 21 | 0 | 0 | 7.7516 | 8455.81 | 0 | 0 | 0 | 0 | 0 | 0 | 0 | 7.7516 | 8455.81 | 0 | 0 | 0 | 0 | 0 | 0 | 0 | 7.7516 | 8455.81 | 0 | 0 | 0 | 0 | 0 | 0 | 0 | 7.7516 | 7.7516 | 7.7516
[20 empty] | 2020-08-21 21:00 | 5590 | 8 | 21 | 22 | 0 | 0 | 7.7516 | 8455.81 | 0 | 0 | 0 | 0 | 0 | 0 | 0 | 7.7516 | 8455.81 | 0 | 0 | 0 | 0 | 0 | 0 | 0 | 7.7516 | 8455.81 | 0 | 0 | 0 | 0 | 0 | 0 | 0 | 7.7516 | 7.7516 | 7.7516
[20 empty] | 2020-08-21 22:00 | 5591 | 8 | 21 | 23 | 0 | 0 | 7.7516 | 8455.81 | 0 | 0 | 0 | 0 | 0 | 0 | 0 | 7.7516 | 8455.81 | 0 | 0 | 0 | 0 | 0 | 0 | 0 | 7.7516 | 8455.81 | 0 | 0 | 0 | 0 | 0 | 0 | 0 | 7.7516 | 7.7516 | 7.7516
[20 empty] | 2020-08-21 23:00 | 5592 | 8 | 21 | 24 | 0 | 0 | 22.0705 | 8455.81 | 10.6039 | 36.1805 | 0 | 0 | 0 | 75674.2 | 0 | 22.0705 | 8455.81 | 10.6038 | 36.1802 | 0 | 0 | 0 | 75673.9 | 0 | 22.0705 | 8455.81 | 10.6039 | 36.1805 | 0 | 0 | 0 | 75674.3 | 0 | 22.0705 | 22.0705 | 22.0705
[20 empty] | 2020-08-22 | 5593 | 8 | 22 | 1 | 0 | 0 | 7.7516 | 8455.81 | 0 | 0 | 0 | 0 | 0 | 0 | 0 | 7.7516 | 8455.81 | 0 | 0 | 0 | 0 | 0 | 0 | 0 | 7.7516 | 8455.81 | 0 | 0 | 0 | 0 | 0 | 0 | 0 | 7.7516 | 7.7516 | 7.7516
[20 empty] | 2020-08-22 01:00 | 5594 | 8 | 22 | 2 | 0 | 0 | 7.7516 | 8455.81 | 0 | 0 | 0 | 0 | 0 | 0 | 0 | 7.7516 | 8455.81 | 0 | 0 | 0 | 0 | 0 | 0 | 0 | 7.7516 | 8455.81 | 0 | 0 | 0 | 0 | 0 | 0 | 0 | 7.7516 | 7.7516 | 7.7516
[20 empty] | 2020-08-22 02:00 | 5595 | 8 | 22 | 3 | 0 | 0 | 7.7516 | 8382.48 | 0 | 0 | 0 | 0 | 0 | 0 | 0 | 7.7516 | 8382.48 | 0 | 0 | 0 | 0 | 0 | 0 | 0 | 7.7516 | 8382.48 | 0 | 0 | 0 | 0 | 0 | 0 | 0 | 7.7516 | 7.7516 | 7.7516
[20 empty] | 2020-08-22 03:00 | 5596 | 8 | 22 | 4 | 0 | 0 | 21.9097 | 8529.14 | 10.4431 | 35.6319 | 0 | 0 | 0 | 75490 | 0 | 21.9097 | 8529.14 | 10.4431 | 35.6319 | 0 | 0 | 0 | 75489.9 | 0 | 21.9097 | 8529.14 | 10.4431 | 35.6319 | 0 | 0 | 0 | 75490.2 | 0 | 21.9097 | 21.9097 | 21.9097
[20 empty] | 2020-08-22 04:00 | 5597 | 8 | 22 | 5 | 0 | 0 | 7.7516 | 8455.81 | 0 | 0 | 0 | 0 | 0 | 0 | 0 | 7.7516 | 8455.81 | 0 | 0 | 0 | 0 | 0 | 0 | 0 | 7.7516 | 8455.81 | 0 | 0 | 0 | 0 | 0 | 0 | 0 | 7.7516 | 7.7516 | 7.7516
[20 empty] | 2020-08-22 05:00 | 5598 | 8 | 22 | 6 | 0 | 0 | 7.7516 | 8529.14 | 0 | 0 | 0 | 0 | 0 | 0 | 0 | 7.7516 | 8529.14 | 0 | 0 | 0 | 0 | 0 | 0 | 0 | 7.7516 | 8529.14 | 0 | 0 | 0 | 0 | 0 | 0 | 0 | 7.7516 | 7.7516 | 7.7516
[20 empty] | 2020-08-22 06:00 | 5599 | 8 | 22 | 7 | 3887.735 | 3.8877 | 7.6082 | 8455.81 | 0 | 0 | 0 | 0 | 0 | 0 | 0 | 7.5921 | 8455.81 | 0 | 0 | 0 | 0 | 0 | 0 | 0 | 7.5785 | 8455.81 | 0 | 0 | 0 | 0 | 0 | 0 | 0 | 3.7205 | 3.7043 | 3.6908
[20 empty] | 2020-08-22 07:00 | 5600 | 8 | 22 | 8 | 68879.857 | 68.8799 | 21.7243 | 8455.81 | 10.5414 | 35.9673 | 0 | 0 | 0 | 75329 | 0 | 21.7243 | 8455.81 | 10.5414 | 35.9673 | 0 | 0 | 0 | 75329 | 0 | 21.7243 | 8455.81 | 10.5414 | 35.9673 | 0 | 0 | 0 | 75329.3 | 0 | -47.1556 | -47.1556 | -47.1556
[20 empty] | 2020-08-22 08:00 | 5601 | 8 | 22 | 9 | 25996.845 | 25.9968 | 7.4705 | 8382.48 | 0 | 0 | 0 | 0 | 0 | 0 | 0 | 7.4679 | 8382.48 | 0 | 0 | 0 | 0 | 0 | 0 | 0 | 7.4679 | 8382.48 | 0 | 0 | 0 | 0 | 0 | 0 | 0 | -18.5263 | -18.529 | -18.529
[20 empty] | 2020-08-22 09:00 | 5602 | 8 | 22 | 10 | 10244.586 | 10.2446 | 7.4905 | 8455.81 | 0 | 0 | 0 | 0 | 0 | 0 | 0 | 7.4855 | 8455.81 | 0 | 0 | 0 | 0 | 0 | 0 | 0 | 7.4797 | 8455.81 | 0 | 0 | 0 | 0 | 0 | 0 | 0 | -2.754 | -2.759 | -2.7649
[20 empty] | 2020-08-22 10:00 | 5603 | 8 | 22 | 11 | 158594.977 | 158.595 | 7.4679 | 8455.81 | 0 | 0 | 0 | 0 | 0 | 0 | 0 | 7.4679 | 8455.81 | 0 | 0 | 0 | 0 | 0 | 0 | 0 | 7.4679 | 8455.81 | 0 | 0 | 0 | 0 | 0 | 0 | 0 | -151.1271 | -151.1271 | -151.1271
[20 empty] | 2020-08-22 11:00 | 5604 | 8 | 22 | 12 | 90215.283 | 90.2153 | 7.4679 | 8235.83 | 0 | 0 | 0 | 0 | 0 | 0 | 0 | 7.4679 | 8235.83 | 0 | 0 | 0 | 0 | 0 | 0 | 0 | 7.4679 | 8235.83 | 0 | 0 | 0 | 0 | 0 | 0 | 0 | -82.7474 | -82.7474 | -82.7474
[20 empty] | 2020-08-22 12:00 | 5605 | 8 | 22 | 13 | 19340.96 | 19.341 | 22.1248 | 8235.83 | 10.9337 | 37.3058 | 0 | 0 | 0 | 75513.1 | 0 | 22.1167 | 8235.83 | 10.9338 | 37.3061 | 0 | 0 | 0 | 75513.3 | 0 | 22.1167 | 8235.83 | 10.9338 | 37.3061 | 0 | 0 | 0 | 75513.6 | 0 | 2.7838 | 2.7757 | 2.7757
[20 empty] | 2020-08-22 13:00 | 5606 | 8 | 22 | 14 | 7964.044 | 7.964 | 7.5 | 8235.83 | 0 | 0 | 0 | 0 | 0 | 0 | 0 | 7.485 | 8235.83 | 0 | 0 | 0 | 0 | 0 | 0 | 0 | 7.479 | 8235.83 | 0 | 0 | 0 | 0 | 0 | 0 | 0 | -0.46408 | -0.479 | -0.48505
[20 empty] | 2020-08-22 14:00 | 5607 | 8 | 22 | 15 | 57685.956 | 57.686 | 7.4737 | 8529.14 | 0 | 0 | 0 | 0 | 0 | 0 | 0 | 7.4679 | 8529.14 | 0 | 0 | 0 | 0 | 0 | 0 | 0 | 7.4679 | 8529.14 | 0 | 0 | 0 | 0 | 0 | 0 | 0 | -50.2122 | -50.2181 | -50.2181
[20 empty] | 2020-08-22 15:00 | 5608 | 8 | 22 | 16 | 56004.471 | 56.0045 | 7.4778 | 8529.14 | 0 | 0 | 0 | 0 | 0 | 0 | 0 | 7.4689 | 8529.14 | 0 | 0 | 0 | 0 | 0 | 0 | 0 | 7.4679 | 8529.14 | 0 | 0 | 0 | 0 | 0 | 0 | 0 | -48.5267 | -48.5356 | -48.5366
[20 empty] | 2020-08-22 16:00 | 5609 | 8 | 22 | 17 | 43179.101 | 43.1791 | 21.613 | 8529.14 | 10.422 | 35.5599 | 0 | 0 | 0 | 75217 | 0 | 21.6049 | 8529.14 | 10.422 | 35.5599 | 0 | 0 | 0 | 75217.1 | 0 | 21.605 | 8529.14 | 10.4221 | 35.5602 | 0 | 0 | 0 | 75217.5 | 0 | -21.5661 | -21.5742 | -21.5741
[20 empty] | 2020-08-22 17:00 | 5610 | 8 | 22 | 18 | 17055.872 | 17.0559 | 7.4806 | 8675.79 | 0 | 0 | 0 | 0 | 0 | 0 | 0 | 7.4724 | 8675.79 | 0 | 0 | 0 | 0 | 0 | 0 | 0 | 7.4679 | 8675.79 | 0 | 0 | 0 | 0 | 0 | 0 | 0 | -9.5753 | -9.5835 | -9.588
[20 empty] | 2020-08-22 18:00 | 5611 | 8 | 22 | 19 | 0 | 0 | 7.6715 | 8675.79 | 0 | 0 | 0 | 0 | 0 | 0 | 0 | 7.6584 | 8675.79 | 0 | 0 | 0 | 0 | 0 | 0 | 0 | 7.6474 | 8675.79 | 0 | 0 | 0 | 0 | 0 | 0 | 0 | 7.6715 | 7.6584 | 7.6474
[20 empty] | 2020-08-22 19:00 | 5612 | 8 | 22 | 20 | 0 | 0 | 7.7516 | 8749.11 | 0 | 0 | 0 | 0 | 0 | 0 | 0 | 7.7516 | 8749.11 | 0 | 0 | 0 | 0 | 0 | 0 | 0 | 7.7516 | 8749.11 | 0 | 0 | 0 | 0 | 0 | 0 | 0 | 7.7516 | 7.7516 | 7.7516
[20 empty] | 2020-08-22 20:00 | 5613 | 8 | 22 | 21 | 0 | 0 | 21.6276 | 8675.79 | 10.161 | 34.6693 | 0 | 0 | 0 | 75052.6 | 0 | 21.6276 | 8675.79 | 10.161 | 34.6693 | 0 | 0 | 0 | 75052.8 | 0 | 21.6277 | 8675.79 | 10.1611 | 34.6697 | 0 | 0 | 0 | 75053.3 | 0 | 21.6276 | 21.6276 | 21.6277
[20 empty] | 2020-08-22 21:00 | 5614 | 8 | 22 | 22 | 0 | 0 | 7.7516 | 8749.11 | 0 | 0 | 0 | 0 | 0 | 0 | 0 | 7.7516 | 8749.11 | 0 | 0 | 0 | 0 | 0 | 0 | 0 | 7.7516 | 8749.11 | 0 | 0 | 0 | 0 | 0 | 0 | 0 | 7.7516 | 7.7516 | 7.7516
[20 empty] | 2020-08-22 22:00 | 5615 | 8 | 22 | 23 | 0 | 0 | 7.7516 | 8749.11 | 0 | 0 | 0 | 0 | 0 | 0 | 0 | 7.7516 | 8749.11 | 0 | 0 | 0 | 0 | 0 | 0 | 0 | 7.7516 | 8749.11 | 0 | 0 | 0 | 0 | 0 | 0 | 0 | 7.7516 | 7.7516 | 7.7516
[20 empty] | 2020-08-22 23:00 | 5616 | 8 | 22 | 24 | 0 | 0 | 7.3463 | 8895.77 | 0 | 0 | 0 | 0 | 0 | 0 | 0 | 7.3463 | 8895.77 | 0 | 0 | 0 | 0 | 0 | 0 | 0 | 7.3463 | 8895.77 | 0 | 0 | 0 | 0 | 0 | 0 | 0 | 7.3463 | 7.3463 | 7.3463
[20 empty] | 2020-08-23 | 5617 | 8 | 23 | 1 | 0 | 0 | 20.8738 | 8969.09 | 9.8125 | 33.4801 | 0 | 0 | 0 | 74908.2 | 0 | 20.8738 | 8969.09 | 9.8125 | 33.4802 | 0 | 0 | 0 | 74908.5 | 0 | 20.8739 | 8969.09 | 9.8126 | 33.4805 | 0 | 0 | 0 | 74909.1 | 0 | 20.8738 | 20.8738 | 20.8739
[20 empty] | 2020-08-23 01:00 | 5618 | 8 | 23 | 2 | 0 | 0 | 7.3463 | 8969.09 | 0 | 0 | 0 | 0 | 0 | 0 | 0 | 7.3463 | 8969.09 | 0 | 0 | 0 | 0 | 0 | 0 | 0 | 7.3463 | 8969.09 | 0 | 0 | 0 | 0 | 0 | 0 | 0 | 7.3463 | 7.3463 | 7.3463
[20 empty] | 2020-08-23 02:00 | 5619 | 8 | 23 | 3 | 0 | 0 | 7.3463 | 8895.77 | 0 | 0 | 0 | 0 | 0 | 0 | 0 | 7.3463 | 8895.77 | 0 | 0 | 0 | 0 | 0 | 0 | 0 | 7.3463 | 8895.77 | 0 | 0 | 0 | 0 | 0 | 0 | 0 | 7.3463 | 7.3463 | 7.3463
[20 empty] | 2020-08-23 03:00 | 5620 | 8 | 23 | 4 | 0 | 0 | 7.3463 | 9042.42 | 0 | 0 | 0 | 0 | 0 | 0 | 0 | 7.3463 | 9042.42 | 0 | 0 | 0 | 0 | 0 | 0 | 0 | 7.3463 | 9042.42 | 0 | 0 | 0 | 0 | 0 | 0 | 0 | 7.3463 | 7.3463 | 7.3463
[20 empty] | 2020-08-23 04:00 | 5621 | 8 | 23 | 5 | 0 | 0 | 30.6386 | 9042.42 | 17.1651 | 58.5673 | 0 | 0 | 0 | 130973 | 0 | 32.7319 | 9042.42 | 18.8153 | 64.1978 | 0 | 0 | 0 | 143566 | 0 | 34.2498 | 9042.42 | 20.0292 | 68.3396 | 0 | 0 | 0 | 152946 | 0 | 30.6386 | 32.7319 | 34.2498
[20 empty] | 2020-08-23 05:00 | 5622 | 8 | 23 | 6 | 842.208 | 0.84221 | 113.794 | 31257.5 | 78.0154 | 266.1885 | 0 | 0 | 0 | 595550 | 0 | 119.098 | 31257.5 | 82.4169 | 281.2065 | 0 | 0 | 0 | 629258 | 0 | 120.473 | 31257.5 | 84.0734 | 286.8584 | 0 | 0 | 0 | 642095 | 0 | 112.9518 | 118.2558 | 119.6308
[20 empty] | 2020-08-23 06:00 | 5623 | 8 | 23 | 7 | 1419.022 | 1.419 | 204.722 | 80966.3 | 108.529 | 370.3009 | 0 | 0 | 0 | 852577 | -1054.61 | 210.205 | 80966.3 | 113.451 | 387.0948 | 0 | 0 | 0 | 889849 | -1054.61 | 212.874 | 80966.3 | 116.669 | 398.0746 | 0 | 0 | 0 | 905328 | -1054.61 | 203.303 | 208.786 | 211.455
[20 empty] | 2020-08-23 07:00 | 5624 | 8 | 23 | 8 | 45849.22 | 45.8492 | 214.336 | 80966.3 | 108.805 | 371.2427 | 0 | 0 | 0 | 847779 | 0 | 219.9 | 80966.3 | 113.903 | 388.637 | 0 | 0 | 0 | 886960 | 0 | 221.968 | 80966.3 | 116.539 | 397.6311 | 0 | 0 | 0 | 904204 | 0 | 168.4868 | 174.0508 | 176.1188
[20 empty] | 2020-08-23 08:00 | 5625 | 8 | 23 | 9 | 10204.049 | 10.204 | 214.959 | 56109.1 | 103.023 | 351.5145 | 0 | 0 | 0 | 795174 | -2.6432 | 219.48 | 56109.1 | 107.324 | 366.1895 | 0 | 0 | 0 | 828299 | -2.6427 | 220.979 | 56109.1 | 109.401 | 373.2762 | 0 | 0 | 0 | 842532 | -2.6432 | 204.755 | 209.276 | 210.775
[20 empty] | 2020-08-23 09:00 | 5626 | 8 | 23 | 10 | 12074.262 | 12.0743 | 207.861 | 56255.8 | 95.5838 | 326.1319 | 0 | 0 | 0 | 730753 | -80.5527 | 211.788 | 56255.8 | 99.4755 | 339.4104 | 0 | 0 | 0 | 760198 | -80.5449 | 212.906 | 56255.8 | 101.217 | 345.3524 | 0 | 0 | 0 | 773045 | -80.5664 | 195.7867 | 199.7137 | 200.8317
[20 empty] | 2020-08-23 10:00 | 5627 | 8 | 23 | 11 | 34615.09 | 34.6151 | 186.388 | 126659 | 89.3586 | 304.8915 | 0 | 0 | 0 | 682821 | 0 | 190.37 | 126659 | 93.3157 | 318.3932 | 0 | 0 | 0 | 712656 | 0 | 191.387 | 126659 | 94.9341 | 323.9151 | 0 | 0 | 0 | 724808 | 0 | 151.7729 | 155.7549 | 156.7719
[20 empty] | 2020-08-23 11:00 | 5628 | 8 | 23 | 12 | 30404.641 | 30.4046 | 199.008 | 126659 | 88.673 | 302.5523 | 0 | 0 | 0 | 677238 | -1.448 | 202.7 | 126659 | 92.3032 | 314.9385 | 0 | 0 | 0 | 704935 | -3.2183 | 203.52 | 126659 | 93.7763 | 319.9647 | 0 | 0 | 0 | 716178 | -6.8074 | 168.6034 | 172.2954 | 173.1154
[20 empty] | 2020-08-23 12:00 | 5629 | 8 | 23 | 13 | 63410.138 | 63.4101 | 159.512 | 88887.1 | 85.823 | 292.8281 | 0 | 0 | 0 | 655284 | 0 | 163.477 | 88887.1 | 89.5028 | 305.3836 | 0 | 0 | 0 | 683361 | 0 | 165.528 | 88887.1 | 90.4155 | 308.4977 | 0 | 0 | 0 | 690326 | -22.4398 | 96.1019 | 100.0669 | 102.1179
[20 empty] | 2020-08-23 13:00 | 5630 | 8 | 23 | 14 | 36487.525 | 36.4875 | 149.696 | 56109.1 | 81.8631 | 279.3169 | 0 | 0 | 0 | 624982 | 0 | 152.997 | 56109.1 | 85.008 | 290.0473 | 0 | 0 | 0 | 648973 | 0 | 153.95 | 56109.1 | 86.1647 | 293.994 | 0 | 0 | 0 | 657802 | 0 | 113.2085 | 116.5095 | 117.4625
[20 empty] | 2020-08-23 14:00 | 5631 | 8 | 23 | 15 | 49301.866 | 49.3019 | 138.467 | 56035.7 | 75.6896 | 258.2529 | 0 | 0 | 0 | 571259 | -2.8897 | 141.517 | 56035.7 | 78.2983 | 267.1538 | 0 | 0 | 0 | 590925 | -24.4473 | 143.238 | 56035.7 | 80.0963 | 273.2886 | 0 | 0 | 0 | 604488 | -16.8914 | 89.1651 | 92.2151 | 93.9361
[20 empty] | 2020-08-23 15:00 | 5632 | 8 | 23 | 16 | 30833.37 | 30.8334 | 87.6191 | 31257.5 | 55.4939 | 189.3452 | 0 | 0 | 0 | 423503 | -91.3066 | 92.4011 | 31257.5 | 59.8654 | 204.2607 | 0 | 0 | 0 | 456860 | -93.2305 | 93.9916 | 31257.5 | 61.2684 | 209.0478 | 0 | 0 | 0 | 467566 | -92.1719 | 56.7857 | 61.5677 | 63.1582
[20 empty] | 2020-08-23 16:00 | 5633 | 8 | 23 | 17 | 24806.26 | 24.8063 | 11.6555 | 31257.5 | 0 | 0 | 0 | 0 | 0 | 0 | 0 | 11.6555 | 31257.5 | 0 | 0 | 0 | 0 | 0 | 0 | 0 | 11.6555 | 31257.5 | 0 | 0 | 0 | 0 | 0 | 0 | 0 | -13.1508 | -13.1508 | -13.1508
[20 empty] | 2020-08-23 17:00 | 5634 | 8 | 23 | 18 | 11560.436 | 11.5604 | 12.2635 | 31330.8 | 0 | 0 | 0 | 0 | 0 | 0 | 0 | 12.2635 | 31330.8 | 0 | 0 | 0 | 0 | 0 | 0 | 0 | 12.2635 | 31330.8 | 0 | 0 | 0 | 0 | 0 | 0 | 0 | 0.70306 | 0.70306 | 0.70306
[20 empty] | 2020-08-23 18:00 | 5635 | 8 | 23 | 19 | 0 | 0 | 8.8655 | 31404.2 | 0 | 0 | 0 | 0 | 0 | 0 | 0 | 8.8655 | 31404.2 | 0 | 0 | 0 | 0 | 0 | 0 | 0 | 8.8655 | 31404.2 | 0 | 0 | 0 | 0 | 0 | 0 | 0 | 8.8655 | 8.8655 | 8.8655
[20 empty] | 2020-08-23 19:00 | 5636 | 8 | 23 | 20 | 0 | 0 | 22.4833 | 9042.42 | 9.9027 | 33.7881 | 0 | 0 | 0 | 75647.6 | 0 | 22.4832 | 9042.42 | 9.9027 | 33.788 | 0 | 0 | 0 | 75647.4 | 0 | 22.4833 | 9042.42 | 9.9028 | 33.7884 | 0 | 0 | 0 | 75648.2 | 0 | 22.4833 | 22.4832 | 22.4833
[20 empty] | 2020-08-23 20:00 | 5637 | 8 | 23 | 21 | 0 | 0 | 8.8655 | 9115.75 | 0 | 0 | 0 | 0 | 0 | 0 | 0 | 8.8655 | 9115.75 | 0 | 0 | 0 | 0 | 0 | 0 | 0 | 8.8655 | 9115.75 | 0 | 0 | 0 | 0 | 0 | 0 | 0 | 8.8655 | 8.8655 | 8.8655
[20 empty] | 2020-08-23 21:00 | 5638 | 8 | 23 | 22 | 0 | 0 | 8.8655 | 9189.07 | 0 | 0 | 0 | 0 | 0 | 0 | 0 | 8.8655 | 9189.07 | 0 | 0 | 0 | 0 | 0 | 0 | 0 | 8.8655 | 9189.07 | 0 | 0 | 0 | 0 | 0 | 0 | 0 | 8.8655 | 8.8655 | 8.8655
[20 empty] | 2020-08-23 22:00 | 5639 | 8 | 23 | 23 | 0 | 0 | 8.8655 | 9189.07 | 0 | 0 | 0 | 0 | 0 | 0 | 0 | 8.8655 | 9189.07 | 0 | 0 | 0 | 0 | 0 | 0 | 0 | 8.8655 | 9189.07 | 0 | 0 | 0 | 0 | 0 | 0 | 0 | 8.8655 | 8.8655 | 8.8655
[20 empty] | 2020-08-23 23:00 | 5640 | 8 | 23 | 24 | 0 | 0 | 20.97 | 9189.07 | 9.9087 | 33.8085 | 0 | 0 | 0 | 75604.4 | 0 | 20.97 | 9189.07 | 9.9087 | 33.8084 | 0 | 0 | 0 | 75604.2 | 0 | 20.9701 | 9189.07 | 9.9088 | 33.8088 | 0 | 0 | 0 | 75605 | 0 | 20.97 | 20.97 | 20.9701
[20 empty] | 2020-08-24 | 5641 | 8 | 24 | 1 | 0 | 0 | 7.3463 | 9189.07 | 0 | 0 | 0 | 0 | 0 | 0 | 0 | 7.3463 | 9189.07 | 0 | 0 | 0 | 0 | 0 | 0 | 0 | 7.3463 | 9189.07 | 0 | 0 | 0 | 0 | 0 | 0 | 0 | 7.3463 | 7.3463 | 7.3463
[20 empty] | 2020-08-24 01:00 | 5642 | 8 | 24 | 2 | 0 | 0 | 7.3463 | 9189.07 | 0 | 0 | 0 | 0 | 0 | 0 | 0 | 7.3463 | 9189.07 | 0 | 0 | 0 | 0 | 0 | 0 | 0 | 7.3463 | 9189.07 | 0 | 0 | 0 | 0 | 0 | 0 | 0 | 7.3463 | 7.3463 | 7.3463
[20 empty] | 2020-08-24 02:00 | 5643 | 8 | 24 | 3 | 0 | 0 | 7.3463 | 9189.07 | 0 | 0 | 0 | 0 | 0 | 0 | 0 | 7.3463 | 9189.07 | 0 | 0 | 0 | 0 | 0 | 0 | 0 | 7.3463 | 9189.07 | 0 | 0 | 0 | 0 | 0 | 0 | 0 | 7.3463 | 7.3463 | 7.3463
[20 empty] | 2020-08-24 03:00 | 5644 | 8 | 24 | 4 | 0 | 0 | 20.9491 | 9189.07 | 9.8878 | 33.7371 | 0 | 0 | 0 | 75444.9 | 0 | 20.9491 | 9189.07 | 9.8878 | 33.7371 | 0 | 0 | 0 | 75444.8 | 0 | 20.9492 | 9189.07 | 9.8879 | 33.7375 | 0 | 0 | 0 | 75445.7 | 0 | 20.9491 | 20.9491 | 20.9492
[20 empty] | 2020-08-24 04:00 | 5645 | 8 | 24 | 5 | 0 | 0 | 8.8655 | 9189.07 | 0 | 0 | 0 | 0 | 0 | 0 | 0 | 8.8655 | 9189.07 | 0 | 0 | 0 | 0 | 0 | 0 | 0 | 8.8655 | 9189.07 | 0 | 0 | 0 | 0 | 0 | 0 | 0 | 8.8655 | 8.8655 | 8.8655
[20 empty] | 2020-08-24 05:00 | 5646 | 8 | 24 | 6 | 863.959 | 0.86396 | 11.0361 | 31624.2 | 0 | 0 | 0 | 0 | 0 | 0 | 0 | 11.0361 | 31624.2 | 0 | 0 | 0 | 0 | 0 | 0 | 0 | 11.0361 | 31624.2 | 0 | 0 | 0 | 0 | 0 | 0 | 0 | 10.1721 | 10.1721 | 10.1721
[20 empty] | 2020-08-24 06:00 | 5647 | 8 | 24 | 7 | 42193.346 | 42.1933 | 124.659 | 81259.8 | 41.0396 | 140.0271 | 0 | 0 | 0 | 313478 | 0 | 125.268 | 81259.8 | 41.6426 | 142.0846 | 0 | 0 | 0 | 318084 | 0 | 125.586 | 81259.8 | 42.3462 | 144.4852 | 0 | 0 | 0 | 323458 | 0 | 82.4657 | 83.0747 | 83.3927
[20 empty] | 2020-08-24 07:00 | 5648 | 8 | 24 | 8 | 59930.341 | 59.9303 | 132.89 | 81259.8 | 36.3163 | 123.9112 | 0 | 0 | 0 | 277399 | -52.1449 | 135.18 | 81259.8 | 38.5476 | 131.5244 | 0 | 0 | 0 | 294443 | -48.0768 | 135.771 | 81259.8 | 39.1736 | 133.6603 | 0 | 0 | 0 | 299224 | -81.6461 | 72.9597 | 75.2497 | 75.8407
[20 empty] | 2020-08-24 08:00 | 5649 | 8 | 24 | 9 | 46785.088 | 46.7851 | 136.001 | 56549.2 | 34.83 | 118.84 | 0 | 0 | 0 | 266083 | -72.5443 | 138.209 | 56549.2 | 36.959 | 126.1041 | 0 | 0 | 0 | 282348 | -84.6922 | 138.354 | 56549.2 | 36.9985 | 126.2389 | 0 | 0 | 0 | 282650 | -102.609 | 89.2159 | 91.4239 | 91.5689
[20 empty] | 2020-08-24 09:00 | 5650 | 8 | 24 | 10 | 54160.563 | 54.1606 | 143.232 | 56475.9 | 40.5502 | 138.3573 | 0 | 0 | 0 | 309861 | -53.0764 | 145.672 | 56475.9 | 42.9055 | 146.3936 | 0 | 0 | 0 | 327858 | -103.855 | 146.379 | 56475.9 | 43.4678 | 148.3121 | 0 | 0 | 0 | 332155 | -127.136 | 89.0714 | 91.5114 | 92.2184
[20 empty] | 2020-08-24 10:00 | 5651 | 8 | 24 | 11 | 90629.715 | 90.6297 | 124.589 | 126659 | 34.6946 | 118.378 | 0 | 0 | 0 | 264868 | -4.9257 | 127.306 | 126659 | 37.1668 | 126.8131 | 0 | 0 | 0 | 283741 | -23.95 | 128.236 | 126659 | 37.7945 | 128.9548 | 0 | 0 | 0 | 288534 | -53.7523 | 33.9593 | 36.6763 | 37.6063
[20 empty] | 2020-08-24 11:00 | 5652 | 8 | 24 | 12 | 49453.558 | 49.4536 | 147.705 | 126659 | 44.8547 | 153.0442 | 0 | 0 | 0 | 342433 | -176.691 | 150.157 | 126659 | 47.3591 | 161.5892 | 0 | 0 | 0 | 361553 | -210.032 | 151.512 | 126659 | 48.383 | 165.0828 | 0 | 0 | 0 | 369369 | -473.707 | 98.2514 | 100.7034 | 102.0584
[20 empty] | 2020-08-24 12:00 | 5653 | 8 | 24 | 13 | 76133.953 | 76.134 | 116.371 | 89235.8 | 47.1687 | 160.9396 | 0 | 0 | 0 | 359916 | -17.258 | 119.733 | 89235.8 | 50.4521 | 172.1426 | 0 | 0 | 0 | 384969 | -24.7627 | 121.015 | 89235.8 | 51.4574 | 175.5726 | 0 | 0 | 0 | 392641 | -67.4767 | 40.237 | 43.599 | 44.881
[20 empty] | 2020-08-24 13:00 | 5654 | 8 | 24 | 14 | 75808.582 | 75.8086 | 107.315 | 56182.4 | 44.8349 | 152.9767 | 0 | 0 | 0 | 342093 | 0 | 111.784 | 56182.4 | 47.9835 | 163.7197 | 0 | 0 | 0 | 366117 | -3.7954 | 113.284 | 56182.4 | 49.1417 | 167.6715 | 0 | 0 | 0 | 374955 | -14.093 | 31.5064 | 35.9754 | 37.4754
[20 empty] | 2020-08-24 14:00 | 5655 | 8 | 24 | 15 | 82199.766 | 82.1998 | 102.488 | 56109.1 | 44.1963 | 150.7978 | 0 | 0 | 0 | 337221 | -37.7918 | 105.479 | 56109.1 | 46.9157 | 160.0764 | 0 | 0 | 0 | 357971 | -66.9142 | 107.134 | 56109.1 | 48.1707 | 164.3584 | 0 | 0 | 0 | 367546 | -123.141 | 20.2882 | 23.2792 | 24.9342
[20 empty] | 2020-08-24 15:00 | 5656 | 8 | 24 | 16 | 35703.174 | 35.7032 | 66.5128 | 31257.5 | 38.709 | 132.0751 | 0 | 0 | 0 | 295352 | 0 | 68.652 | 31257.5 | 40.4462 | 138.0024 | 0 | 0 | 0 | 308607 | 0 | 70.7756 | 31257.5 | 42.1923 | 143.9601 | 0 | 0 | 0 | 321930 | 0 | 30.8096 | 32.9488 | 35.0724
[20 empty] | 2020-08-24 16:00 | 5657 | 8 | 24 | 17 | 22162.76 | 22.1628 | 11.6555 | 31257.5 | 0 | 0 | 0 | 0 | 0 | 0 | 0 | 11.6555 | 31257.5 | 0 | 0 | 0 | 0 | 0 | 0 | 0 | 11.6555 | 31257.5 | 0 | 0 | 0 | 0 | 0 | 0 | 0 | -10.5073 | -10.5073 | -10.5073
[20 empty] | 2020-08-24 17:00 | 5658 | 8 | 24 | 18 | 3969.861 | 3.9699 | 12.2635 | 31404.2 | 0 | 0 | 0 | 0 | 0 | 0 | 0 | 12.2635 | 31404.2 | 0 | 0 | 0 | 0 | 0 | 0 | 0 | 12.2635 | 31404.2 | 0 | 0 | 0 | 0 | 0 | 0 | 0 | 8.2936 | 8.2936 | 8.2936
[20 empty] | 2020-08-24 18:00 | 5659 | 8 | 24 | 19 | 0 | 0 | 8.8655 | 31477.5 | 0 | 0 | 0 | 0 | 0 | 0 | 0 | 8.8655 | 31477.5 | 0 | 0 | 0 | 0 | 0 | 0 | 0 | 8.8655 | 31477.5 | 0 | 0 | 0 | 0 | 0 | 0 | 0 | 8.8655 | 8.8655 | 8.8655
[20 empty] | 2020-08-24 19:00 | 5660 | 8 | 24 | 20 | 0 | 0 | 22.6587 | 9115.75 | 10.0782 | 34.3868 | 0 | 0 | 0 | 76995.4 | 0 | 22.6588 | 9115.75 | 10.0782 | 34.3868 | 0 | 0 | 0 | 76995.6 | 0 | 22.6588 | 9115.75 | 10.0783 | 34.3872 | 0 | 0 | 0 | 76996.2 | 0 | 22.6587 | 22.6588 | 22.6588
[20 empty] | 2020-08-24 20:00 | 5661 | 8 | 24 | 21 | 0 | 0 | 8.8655 | 9115.75 | 0 | 0 | 0 | 0 | 0 | 0 | 0 | 8.8655 | 9115.75 | 0 | 0 | 0 | 0 | 0 | 0 | 0 | 8.8655 | 9115.75 | 0 | 0 | 0 | 0 | 0 | 0 | 0 | 8.8655 | 8.8655 | 8.8655
[20 empty] | 2020-08-24 21:00 | 5662 | 8 | 24 | 22 | 0 | 0 | 8.8655 | 9115.75 | 0 | 0 | 0 | 0 | 0 | 0 | 0 | 8.8655 | 9115.75 | 0 | 0 | 0 | 0 | 0 | 0 | 0 | 8.8655 | 9115.75 | 0 | 0 | 0 | 0 | 0 | 0 | 0 | 8.8655 | 8.8655 | 8.8655
[20 empty] | 2020-08-24 22:00 | 5663 | 8 | 24 | 23 | 0 | 0 | 8.8655 | 9115.75 | 0 | 0 | 0 | 0 | 0 | 0 | 0 | 8.8655 | 9115.75 | 0 | 0 | 0 | 0 | 0 | 0 | 0 | 8.8655 | 9115.75 | 0 | 0 | 0 | 0 | 0 | 0 | 0 | 8.8655 | 8.8655 | 8.8655
[20 empty] | 2020-08-24 23:00 | 5664 | 8 | 24 | 24 | 0 | 0 | 21.0192 | 9335.73 | 9.9579 | 33.9765 | 0 | 0 | 0 | 75993.2 | 0 | 21.0193 | 9335.73 | 9.958 | 33.9765 | 0 | 0 | 0 | 75993.3 | 0 | 21.0193 | 9335.73 | 9.958 | 33.9768 | 0 | 0 | 0 | 75994 | 0 | 21.0192 | 21.0193 | 21.0193
[20 empty] | 2020-08-25 | 5665 | 8 | 25 | 1 | 0 | 0 | 7.3463 | 9335.73 | 0 | 0 | 0 | 0 | 0 | 0 | 0 | 7.3463 | 9335.73 | 0 | 0 | 0 | 0 | 0 | 0 | 0 | 7.3463 | 9335.73 | 0 | 0 | 0 | 0 | 0 | 0 | 0 | 7.3463 | 7.3463 | 7.3463
[20 empty] | 2020-08-25 01:00 | 5666 | 8 | 25 | 2 | 0 | 0 | 7.3463 | 9335.73 | 0 | 0 | 0 | 0 | 0 | 0 | 0 | 7.3463 | 9335.73 | 0 | 0 | 0 | 0 | 0 | 0 | 0 | 7.3463 | 9335.73 | 0 | 0 | 0 | 0 | 0 | 0 | 0 | 7.3463 | 7.3463 | 7.3463
[20 empty] | 2020-08-25 02:00 | 5667 | 8 | 25 | 3 | 0 | 0 | 7.3463 | 9335.73 | 0 | 0 | 0 | 0 | 0 | 0 | 0 | 7.3463 | 9335.73 | 0 | 0 | 0 | 0 | 0 | 0 | 0 | 7.3463 | 9335.73 | 0 | 0 | 0 | 0 | 0 | 0 | 0 | 7.3463 | 7.3463 | 7.3463
[20 empty] | 2020-08-25 03:00 | 5668 | 8 | 25 | 4 | 0 | 0 | 20.9945 | 9335.73 | 9.9332 | 33.8922 | 0 | 0 | 0 | 75811.8 | 0 | 20.9945 | 9335.73 | 9.9332 | 33.8922 | 0 | 0 | 0 | 75811.8 | 0 | 20.9946 | 9335.73 | 9.9333 | 33.8925 | 0 | 0 | 0 | 75812.5 | 0 | 20.9945 | 20.9945 | 20.9946
[20 empty] | 2020-08-25 04:00 | 5669 | 8 | 25 | 5 | 0 | 0 | 8.8655 | 9262.4 | 0 | 0 | 0 | 0 | 0 | 0 | 0 | 8.8655 | 9262.4 | 0 | 0 | 0 | 0 | 0 | 0 | 0 | 8.8655 | 9262.4 | 0 | 0 | 0 | 0 | 0 | 0 | 0 | 8.8655 | 8.8655 | 8.8655
[20 empty] | 2020-08-25 05:00 | 5670 | 8 | 25 | 6 | 684.25 | 0.68425 | 11.0361 | 31624.2 | 0 | 0 | 0 | 0 | 0 | 0 | 0 | 11.0361 | 31624.2 | 0 | 0 | 0 | 0 | 0 | 0 | 0 | 11.0361 | 31624.2 | 0 | 0 | 0 | 0 | 0 | 0 | 0 | 10.3518 | 10.3518 | 10.3518
[20 empty] | 2020-08-25 06:00 | 5671 | 8 | 25 | 7 | 0 | 0 | 119.941 | 81333.1 | 35.6266 | 121.558 | 0 | 0 | 0 | 271849 | 0 | 122.14 | 81333.1 | 37.4391 | 127.7422 | 0 | 0 | 0 | 285679 | 0 | 123.237 | 81333.1 | 38.1452 | 130.1514 | 0 | 0 | 0 | 291067 | 0 | 119.941 | 122.14 | 123.237
[20 empty] | 2020-08-25 07:00 | 5672 | 8 | 25 | 8 | 5479.123 | 5.4791 | 131.096 | 81333.1 | 32.289 | 110.1701 | 0 | 0 | 0 | 246381 | -269.163 | 132.723 | 81333.1 | 34.2788 | 116.9593 | 0 | 0 | 0 | 261564 | -259.476 | 133.265 | 81333.1 | 35.0576 | 119.6165 | 0 | 0 | 0 | 267507 | -243.152 | 125.6169 | 127.2439 | 127.7859
[20 empty] | 2020-08-25 08:00 | 5673 | 8 | 25 | 9 | 23130.032 | 23.13 | 140.541 | 56402.5 | 39.8385 | 135.929 | 0 | 0 | 0 | 303987 | -260.301 | 141.964 | 56402.5 | 41.5888 | 141.901 | 0 | 0 | 0 | 317343 | -283.193 | 142.702 | 56402.5 | 42.503 | 145.0202 | 0 | 0 | 0 | 324319 | -294.5 | 117.411 | 118.834 | 119.572
[20 empty] | 2020-08-25 09:00 | 5674 | 8 | 25 | 10 | 8425.043 | 8.425 | 142.191 | 56402.5 | 39.685 | 135.4052 | 0 | 0 | 0 | 302841 | -56.7317 | 143.555 | 56402.5 | 41.358 | 141.1135 | 0 | 0 | 0 | 315608 | -53.0428 | 144.358 | 56402.5 | 42.2978 | 144.3201 | 0 | 0 | 0 | 322780 | -54.0356 | 133.766 | 135.13 | 135.933
[20 empty] | 2020-08-25 10:00 | 5675 | 8 | 25 | 11 | 13211.478 | 13.2115 | 122.19 | 126659 | 34.2668 | 116.9183 | 0 | 0 | 0 | 261494 | 0 | 123.55 | 126659 | 35.9002 | 122.4915 | 0 | 0 | 0 | 273959 | 0 | 124.525 | 126659 | 37.0238 | 126.3252 | 0 | 0 | 0 | 282533 | 0 | 108.9785 | 110.3385 | 111.3135
[20 empty] | 2020-08-25 11:00 | 5676 | 8 | 25 | 12 | 98841.679 | 98.8417 | 139.154 | 126659 | 39.1609 | 133.617 | 0 | 0 | 0 | 298842 | -421.35 | 141.089 | 126659 | 40.8921 | 139.5238 | 0 | 0 | 0 | 312052 | -589.602 | 142.396 | 126659 | 41.8719 | 142.8669 | 0 | 0 | 0 | 319530 | -780.948 | 40.3123 | 42.2473 | 43.5543
[20 empty] | 2020-08-25 12:00 | 5677 | 8 | 25 | 13 | 89459.747 | 89.4597 | 110.605 | 89311.7 | 44.2839 | 151.0967 | 0 | 0 | 0 | 338068 | -43.0764 | 112.603 | 89311.7 | 45.9776 | 156.8756 | 0 | 0 | 0 | 350998 | -131.68 | 114.799 | 89311.7 | 47.8255 | 163.1806 | 0 | 0 | 0 | 365105 | -217.611 | 21.1453 | 23.1433 | 25.3393
[20 empty] | 2020-08-25 13:00 | 5678 | 8 | 25 | 14 | 87626.791 | 87.6268 | 104.953 | 56255.8 | 44.0786 | 150.3962 | 0 | 0 | 0 | 336653 | -29.0138 | 107.09 | 56255.8 | 45.8842 | 156.5569 | 0 | 0 | 0 | 350443 | -104.091 | 109.743 | 56255.8 | 48.1465 | 164.2759 | 0 | 0 | 0 | 367722 | -203.521 | 17.3262 | 19.4632 | 22.1162
[20 empty] | 2020-08-25 14:00 | 5679 | 8 | 25 | 15 | 15539.869 | 15.5399 | 96.89 | 56255.8 | 42.2711 | 144.229 | 0 | 0 | 0 | 322968 | 0 | 98.772 | 56255.8 | 44.041 | 150.2679 | 0 | 0 | 0 | 336491 | 0 | 101.042 | 56255.8 | 46.0401 | 157.0888 | 0 | 0 | 0 | 351763 | 0 | 81.3501 | 83.2321 | 85.5021
[20 empty] | 2020-08-25 15:00 | 5680 | 8 | 25 | 16 | 78144.914 | 78.1449 | 69.8199 | 31330.8 | 43.7008 | 149.1071 | 0 | 0 | 0 | 333768 | 0 | 72.3832 | 31330.8 | 45.858 | 156.4675 | 0 | 0 | 0 | 350243 | 0 | 76.5079 | 31330.8 | 48.2413 | 164.5993 | 0 | 0 | 0 | 368446 | -3.2065 | -8.325 | -5.7617 | -1.637
[20 empty] | 2020-08-25 16:00 | 5681 | 8 | 25 | 17 | 19175.586 | 19.1756 | 11.6555 | 31330.8 | 0 | 0 | 0 | 0 | 0 | 0 | 0 | 11.6555 | 31330.8 | 0 | 0 | 0 | 0 | 0 | 0 | 0 | 11.6555 | 31330.8 | 0 | 0 | 0 | 0 | 0 | 0 | 0 | -7.5201 | -7.5201 | -7.5201
[20 empty] | 2020-08-25 17:00 | 5682 | 8 | 25 | 18 | 32790.65 | 32.7906 | 12.2635 | 31257.5 | 0 | 0 | 0 | 0 | 0 | 0 | 0 | 12.2635 | 31257.5 | 0 | 0 | 0 | 0 | 0 | 0 | 0 | 12.2635 | 31257.5 | 0 | 0 | 0 | 0 | 0 | 0 | 0 | -20.5271 | -20.5271 | -20.5271
[20 empty] | 2020-08-25 18:00 | 5683 | 8 | 25 | 19 | 0 | 0 | 8.8655 | 31330.8 | 0 | 0 | 0 | 0 | 0 | 0 | 0 | 8.8655 | 31330.8 | 0 | 0 | 0 | 0 | 0 | 0 | 0 | 8.8655 | 31330.8 | 0 | 0 | 0 | 0 | 0 | 0 | 0 | 8.8655 | 8.8655 | 8.8655
[20 empty] | 2020-08-25 19:00 | 5684 | 8 | 25 | 20 | 0 | 0 | 22.6473 | 8969.09 | 10.0668 | 34.3479 | 0 | 0 | 0 | 77048 | 0 | 22.6473 | 8969.09 | 10.0668 | 34.3479 | 0 | 0 | 0 | 77047.8 | 0 | 22.6474 | 8969.09 | 10.0668 | 34.3479 | 0 | 0 | 0 | 77048.3 | 0 | 22.6473 | 22.6473 | 22.6474
[20 empty] | 2020-08-25 20:00 | 5685 | 8 | 25 | 21 | 0 | 0 | 8.8655 | 8969.09 | 0 | 0 | 0 | 0 | 0 | 0 | 0 | 8.8655 | 8969.09 | 0 | 0 | 0 | 0 | 0 | 0 | 0 | 8.8655 | 8969.09 | 0 | 0 | 0 | 0 | 0 | 0 | 0 | 8.8655 | 8.8655 | 8.8655
[20 empty] | 2020-08-25 21:00 | 5686 | 8 | 25 | 22 | 0 | 0 | 8.8655 | 8895.77 | 0 | 0 | 0 | 0 | 0 | 0 | 0 | 8.8655 | 8895.77 | 0 | 0 | 0 | 0 | 0 | 0 | 0 | 8.8655 | 8895.77 | 0 | 0 | 0 | 0 | 0 | 0 | 0 | 8.8655 | 8.8655 | 8.8655
[20 empty] | 2020-08-25 22:00 | 5687 | 8 | 25 | 23 | 0 | 0 | 8.8655 | 8895.77 | 0 | 0 | 0 | 0 | 0 | 0 | 0 | 8.8655 | 8895.77 | 0 | 0 | 0 | 0 | 0 | 0 | 0 | 8.8655 | 8895.77 | 0 | 0 | 0 | 0 | 0 | 0 | 0 | 8.8655 | 8.8655 | 8.8655
[20 empty] | 2020-08-25 23:00 | 5688 | 8 | 25 | 24 | 0 | 0 | 21.0486 | 8969.09 | 9.9873 | 34.0767 | 0 | 0 | 0 | 76227.6 | 0 | 21.0486 | 8969.09 | 9.9873 | 34.0766 | 0 | 0 | 0 | 76227.3 | 0 | 21.0487 | 8969.09 | 9.9873 | 34.0768 | 0 | 0 | 0 | 76228 | 0 | 21.0486 | 21.0486 | 21.0487
[20 empty] | 2020-08-26 | 5689 | 8 | 26 | 1 | 0 | 0 | 7.3463 | 8895.77 | 0 | 0 | 0 | 0 | 0 | 0 | 0 | 7.3463 | 8895.77 | 0 | 0 | 0 | 0 | 0 | 0 | 0 | 7.3463 | 8895.77 | 0 | 0 | 0 | 0 | 0 | 0 | 0 | 7.3463 | 7.3463 | 7.3463
[20 empty] | 2020-08-26 01:00 | 5690 | 8 | 26 | 2 | 0 | 0 | 7.3463 | 8895.77 | 0 | 0 | 0 | 0 | 0 | 0 | 0 | 7.3463 | 8895.77 | 0 | 0 | 0 | 0 | 0 | 0 | 0 | 7.3463 | 8895.77 | 0 | 0 | 0 | 0 | 0 | 0 | 0 | 7.3463 | 7.3463 | 7.3463
[20 empty] | 2020-08-26 02:00 | 5691 | 8 | 26 | 3 | 0 | 0 | 7.3463 | 8969.09 | 0 | 0 | 0 | 0 | 0 | 0 | 0 | 7.3463 | 8969.09 | 0 | 0 | 0 | 0 | 0 | 0 | 0 | 7.3463 | 8969.09 | 0 | 0 | 0 | 0 | 0 | 0 | 0 | 7.3463 | 7.3463 | 7.3463
[20 empty] | 2020-08-26 03:00 | 5692 | 8 | 26 | 4 | 0 | 0 | 21.025 | 9042.42 | 9.9637 | 33.9962 | 0 | 0 | 0 | 76037.4 | 0 | 21.025 | 9042.42 | 9.9637 | 33.9961 | 0 | 0 | 0 | 76037.2 | 0 | 21.0251 | 9042.42 | 9.9638 | 33.9964 | 0 | 0 | 0 | 76037.9 | 0 | 21.025 | 21.025 | 21.0251
[20 empty] | 2020-08-26 04:00 | 5693 | 8 | 26 | 5 | 0 | 0 | 8.8655 | 9042.42 | 0 | 0 | 0 | 0 | 0 | 0 | 0 | 8.8655 | 9042.42 | 0 | 0 | 0 | 0 | 0 | 0 | 0 | 8.8655 | 9042.42 | 0 | 0 | 0 | 0 | 0 | 0 | 0 | 8.8655 | 8.8655 | 8.8655
[20 empty] | 2020-08-26 05:00 | 5694 | 8 | 26 | 6 | 318.999 | 0.319 | 11.0361 | 31404.2 | 0 | 0 | 0 | 0 | 0 | 0 | 0 | 11.0361 | 31404.2 | 0 | 0 | 0 | 0 | 0 | 0 | 0 | 11.0361 | 31404.2 | 0 | 0 | 0 | 0 | 0 | 0 | 0 | 10.7171 | 10.7171 | 10.7171
[20 empty] | 2020-08-26 06:00 | 5695 | 8 | 26 | 7 | 41047.598 | 41.0476 | 128.519 | 80892.9 | 46.4315 | 158.4243 | 0 | 0 | 0 | 350448 | -41.9843 | 130.61 | 80892.9 | 48.5006 | 165.484 | 0 | 0 | 0 | 366065 | -54.9684 | 132.912 | 80892.9 | 50.7504 | 173.1604 | 0 | 0 | 0 | 383046 | -72.4991 | 87.4714 | 89.5624 | 91.8644
[20 empty] | 2020-08-26 07:00 | 5696 | 8 | 26 | 8 | 109518.938 | 109.5189 | 140.16 | 80892.9 | 46.0237 | 157.0329 | 0 | 0 | 0 | 347371 | -628.671 | 142.238 | 80892.9 | 48.1271 | 164.2097 | 0 | 0 | 0 | 363246 | -793.338 | 144.983 | 80892.9 | 50.5971 | 172.6373 | 0 | 0 | 0 | 381889 | -1035.31 | 30.6411 | 32.7191 | 35.4641
[20 empty] | 2020-08-26 08:00 | 5697 | 8 | 26 | 9 | 170717.112 | 170.7171 | 167.948 | 55595.6 | 68.6966 | 234.3928 | 0 | 0 | 0 | 502166 | -681.092 | 171.531 | 55595.6 | 71.9767 | 245.5845 | 0 | 0 | 0 | 525274 | -781.172 | 175.318 | 55595.6 | 75.3609 | 257.1314 | 0 | 0 | 0 | 549109 | -1028.13 | -2.7691 | 0.81389 | 4.6009
[20 empty] | 2020-08-26 09:00 | 5698 | 8 | 26 | 10 | 215752.575 | 215.7526 | 177.007 | 55522.2 | 75.6944 | 258.2693 | 0 | 0 | 0 | 551932 | -416.14 | 181.679 | 55522.2 | 79.8174 | 272.337 | 0 | 0 | 0 | 580735 | -590.341 | 186.343 | 55522.2 | 83.7947 | 285.9075 | 0 | 0 | 0 | 608452 | -817.628 | -38.7456 | -34.0736 | -29.4096
[20 empty] | 2020-08-26 10:00 | 5699 | 8 | 26 | 11 | 248272.651 | 248.2727 | 163.793 | 126659 | 74.4129 | 253.8968 | 0 | 0 | 0 | 526098 | -247.503 | 168.48 | 126659 | 78.5358 | 267.9641 | 0 | 0 | 0 | 554900 | -315.689 | 173.415 | 126659 | 82.6819 | 282.1106 | 0 | 0 | 0 | 583673 | -420.88 | -84.4797 | -79.7927 | -74.8577
[20 empty] | 2020-08-26 11:00 | 5700 | 8 | 26 | 12 | 171284.114 | 171.2841 | 187.499 | 126659 | 84.8502 | 289.5089 | 0 | 0 | 0 | 592080 | -334.19 | 193.019 | 126659 | 89.3918 | 305.0048 | 0 | 0 | 0 | 622661 | -482.167 | 198.973 | 126659 | 94.263 | 321.6254 | 0 | 0 | 0 | 655314 | -621.977 | 16.2149 | 21.7349 | 27.6889
[20 empty] | 2020-08-26 12:00 | 5701 | 8 | 26 | 13 | 261348.954 | 261.349 | 156.415 | 86405 | 86.7851 | 296.1108 | 0 | 0 | 0 | 594187 | -241.244 | 162.209 | 86405 | 91.5878 | 312.4976 | 0 | 0 | 0 | 625942 | -305.682 | 169.014 | 86405 | 97.1269 | 331.397 | 0 | 0 | 0 | 662615 | -239.604 | -104.934 | -99.14 | -92.335
[20 empty] | 2020-08-26 13:00 | 5702 | 8 | 26 | 14 | 244156.375 | 244.1564 | 153.411 | 55228.8 | 88.2548 | 301.1254 | 0 | 0 | 0 | 596695 | -105.135 | 161.713 | 55228.8 | 94.9738 | 324.0506 | 0 | 0 | 0 | 641266 | -114.725 | 169.973 | 55228.8 | 101.645 | 346.8127 | 0 | 0 | 0 | 685445 | -106.888 | -90.7454 | -82.4434 | -74.1834
[20 empty] | 2020-08-26 14:00 | 5703 | 8 | 26 | 15 | 210966.988 | 210.967 | 136.607 | 55228.8 | 75.6461 | 258.1045 | 0 | 0 | 0 | 507053 | -74.6875 | 144.823 | 55228.8 | 82.1033 | 280.1365 | 0 | 0 | 0 | 549853 | -77.1965 | 153.669 | 55228.8 | 89.0243 | 303.7509 | 0 | 0 | 0 | 595753 | -74.3917 | -74.36 | -66.144 | -57.298
[20 empty] | 2020-08-26 15:00 | 5704 | 8 | 26 | 16 | 164476.516 | 164.4765 | 102.203 | 30304.1 | 69.9615 | 238.7086 | 0 | 0 | 0 | 458627 | -6.855 | 110.684 | 30304.1 | 76.4255 | 260.7638 | 0 | 0 | 0 | 500811 | -2.9857 | 119.657 | 30304.1 | 83.2614 | 284.0879 | 0 | 0 | 0 | 545424 | -2.9857 | -62.2735 | -53.7925 | -44.8195
[20 empty] | 2020-08-26 16:00 | 5705 | 8 | 26 | 17 | 102058.136 | 102.0581 | 11.6555 | 30304.1 | 0 | 0 | 0 | 0 | 0 | 0 | 0 | 11.6555 | 30304.1 | 0 | 0 | 0 | 0 | 0 | 0 | 0 | 11.6555 | 30304.1 | 0 | 0 | 0 | 0 | 0 | 0 | 0 | -90.4026 | -90.4026 | -90.4026
[20 empty] | 2020-08-26 17:00 | 5706 | 8 | 26 | 18 | 33968.43 | 33.9684 | 12.2635 | 30597.4 | 0 | 0 | 0 | 0 | 0 | 0 | 0 | 12.2635 | 30597.4 | 0 | 0 | 0 | 0 | 0 | 0 | 0 | 23.1721 | 30597.4 | 7.9187 | 27.0186 | 0 | 0 | 0 | 54084.2 | -26.8274 | -21.7049 | -21.7049 | -10.7963
[20 empty] | 2020-08-26 18:00 | 5707 | 8 | 26 | 19 | 0 | 0 | 8.8655 | 30817.4 | 0 | 0 | 0 | 0 | 0 | 0 | 0 | 8.8655 | 30817.4 | 0 | 0 | 0 | 0 | 0 | 0 | 0 | 8.8655 | 30817.4 | 0 | 0 | 0 | 0 | 0 | 0 | 0 | 8.8655 | 8.8655 | 8.8655
[20 empty] | 2020-08-26 19:00 | 5708 | 8 | 26 | 20 | 0 | 0 | 23.3897 | 8455.81 | 10.8092 | 36.881 | 0 | 0 | 0 | 76770.1 | 0 | 23.3896 | 8455.81 | 10.8091 | 36.8806 | 0 | 0 | 0 | 76769.7 | 0 | 23.3897 | 8455.81 | 10.8091 | 36.8806 | 0 | 0 | 0 | 76770 | 0 | 23.3897 | 23.3896 | 23.3897
[20 empty] | 2020-08-26 20:00 | 5709 | 8 | 26 | 21 | 0 | 0 | 8.8655 | 8749.11 | 0 | 0 | 0 | 0 | 0 | 0 | 0 | 8.8655 | 8749.11 | 0 | 0 | 0 | 0 | 0 | 0 | 0 | 8.8655 | 8749.11 | 0 | 0 | 0 | 0 | 0 | 0 | 0 | 8.8655 | 8.8655 | 8.8655
[20 empty] | 2020-08-26 21:00 | 5710 | 8 | 26 | 22 | 0 | 0 | 8.8655 | 8895.77 | 0 | 0 | 0 | 0 | 0 | 0 | 0 | 8.8655 | 8895.77 | 0 | 0 | 0 | 0 | 0 | 0 | 0 | 8.8655 | 8895.77 | 0 | 0 | 0 | 0 | 0 | 0 | 0 | 8.8655 | 8.8655 | 8.8655
[20 empty] | 2020-08-26 22:00 | 5711 | 8 | 26 | 23 | 0 | 0 | 8.8655 | 8895.77 | 0 | 0 | 0 | 0 | 0 | 0 | 0 | 8.8655 | 8895.77 | 0 | 0 | 0 | 0 | 0 | 0 | 0 | 8.8655 | 8895.77 | 0 | 0 | 0 | 0 | 0 | 0 | 0 | 8.8655 | 8.8655 | 8.8655
[20 empty] | 2020-08-26 23:00 | 5712 | 8 | 26 | 24 | 0 | 0 | 21.0811 | 9115.75 | 10.0198 | 34.1876 | 0 | 0 | 0 | 76453.8 | 0 | 21.0811 | 9115.75 | 10.0198 | 34.1876 | 0 | 0 | 0 | 76453.5 | 0 | 21.0811 | 9115.75 | 10.0198 | 34.1876 | 0 | 0 | 0 | 76453.6 | 0 | 21.0811 | 21.0811 | 21.0811
[20 empty] | 2020-08-27 | 5713 | 8 | 27 | 1 | 0 | 0 | 7.3463 | 9189.07 | 0 | 0 | 0 | 0 | 0 | 0 | 0 | 7.3463 | 9189.07 | 0 | 0 | 0 | 0 | 0 | 0 | 0 | 7.3463 | 9189.07 | 0 | 0 | 0 | 0 | 0 | 0 | 0 | 7.3463 | 7.3463 | 7.3463
[20 empty] | 2020-08-27 01:00 | 5714 | 8 | 27 | 2 | 0 | 0 | 7.3463 | 9189.07 | 0 | 0 | 0 | 0 | 0 | 0 | 0 | 7.3463 | 9189.07 | 0 | 0 | 0 | 0 | 0 | 0 | 0 | 7.3463 | 9189.07 | 0 | 0 | 0 | 0 | 0 | 0 | 0 | 7.3463 | 7.3463 | 7.3463
[20 empty] | 2020-08-27 02:00 | 5715 | 8 | 27 | 3 | 0 | 0 | 7.3463 | 9409.05 | 0 | 0 | 0 | 0 | 0 | 0 | 0 | 7.3463 | 9409.05 | 0 | 0 | 0 | 0 | 0 | 0 | 0 | 7.3463 | 9409.05 | 0 | 0 | 0 | 0 | 0 | 0 | 0 | 7.3463 | 7.3463 | 7.3463
[20 empty] | 2020-08-27 03:00 | 5716 | 8 | 27 | 4 | 0 | 0 | 21.0562 | 9482.38 | 9.9949 | 34.1026 | 0 | 0 | 0 | 76263 | 0 | 21.0562 | 9482.38 | 9.9949 | 34.1026 | 0 | 0 | 0 | 76262.9 | 0 | 21.0562 | 9482.38 | 9.9949 | 34.1026 | 0 | 0 | 0 | 76262.8 | 0 | 21.0562 | 21.0562 | 21.0562
[20 empty] | 2020-08-27 04:00 | 5717 | 8 | 27 | 5 | 0 | 0 | 8.8655 | 9482.38 | 0 | 0 | 0 | 0 | 0 | 0 | 0 | 8.8655 | 9482.38 | 0 | 0 | 0 | 0 | 0 | 0 | 0 | 8.8655 | 9482.38 | 0 | 0 | 0 | 0 | 0 | 0 | 0 | 8.8655 | 8.8655 | 8.8655
[20 empty] | 2020-08-27 05:00 | 5718 | 8 | 27 | 6 | 346.742 | 0.34674 | 11.0361 | 31770.9 | 0 | 0 | 0 | 0 | 0 | 0 | 0 | 11.0361 | 31770.9 | 0 | 0 | 0 | 0 | 0 | 0 | 0 | 11.0361 | 31770.9 | 0 | 0 | 0 | 0 | 0 | 0 | 0 | 10.6894 | 10.6894 | 10.6894
[20 empty] | 2020-08-27 06:00 | 5719 | 8 | 27 | 7 | 43087.869 | 43.0879 | 108.326 | 81259.8 | 22.5554 | 76.959 | 0 | 0 | 0 | 172355 | 0 | 112.019 | 81259.8 | 26.1046 | 89.0689 | 0 | 0 | 0 | 199476 | 0 | 114.22 | 81259.8 | 27.9153 | 95.247 | 0 | 0 | 0 | 213312 | 0 | 65.2381 | 68.9311 | 71.1321
[20 empty] | 2020-08-27 07:00 | 5720 | 8 | 27 | 8 | 119179.671 | 119.1797 | 122.202 | 81259.8 | 22.4548 | 76.6158 | 0 | 0 | 0 | 171586 | -217.365 | 124.603 | 81259.8 | 24.0284 | 81.9849 | 0 | 0 | 0 | 183611 | -247.502 | 126.837 | 81259.8 | 25.5246 | 87.0899 | 0 | 0 | 0 | 195044 | -259.793 | 3.0223 | 5.4233 | 7.6573
[20 empty] | 2020-08-27 08:00 | 5721 | 8 | 27 | 9 | 184599.054 | 184.5991 | 147.714 | 55962.4 | 41.7649 | 142.5018 | 0 | 0 | 0 | 311050 | -185.821 | 152.108 | 55962.4 | 44.9485 | 153.3643 | 0 | 0 | 0 | 334760 | -132.067 | 156.429 | 55962.4 | 48.0818 | 164.0551 | 0 | 0 | 0 | 358096 | -121.898 | -36.8851 | -32.4911 | -28.1701
[20 empty] | 2020-08-27 09:00 | 5722 | 8 | 27 | 10 | 233118.983 | 233.119 | 150.057 | 55889 | 42.0833 | 143.5882 | 0 | 0 | 0 | 309439 | -86.3439 | 155.176 | 55889 | 45.6634 | 155.8035 | 0 | 0 | 0 | 335763 | -90.164 | 160.47 | 55889 | 49.333 | 168.3242 | 0 | 0 | 0 | 362746 | -48.452 | -83.062 | -77.943 | -72.649
[20 empty] | 2020-08-27 10:00 | 5723 | 8 | 27 | 11 | 265285.028 | 265.285 | 135.147 | 126659 | 39.5971 | 135.1053 | 0 | 0 | 0 | 291157 | -32.7408 | 140.29 | 126659 | 43.3116 | 147.7792 | 0 | 0 | 0 | 318470 | -20.9551 | 146.004 | 126659 | 47.252 | 161.2238 | 0 | 0 | 0 | 347444 | -4.2975 | -130.138 | -124.995 | -119.281
[20 empty] | 2020-08-27 11:00 | 5724 | 8 | 27 | 12 | 279090.778 | 279.0908 | 163.029 | 126659 | 53.817 | 183.6236 | 0 | 0 | 0 | 380910 | -45.9791 | 170.248 | 126659 | 58.9535 | 201.1493 | 0 | 0 | 0 | 417265 | -52.1124 | 178.183 | 126659 | 64.5389 | 220.2067 | 0 | 0 | 0 | 456798 | -25.3075 | -116.0618 | -108.8428 | -100.9078
[20 empty] | 2020-08-27 12:00 | 5725 | 8 | 27 | 13 | 273801.998 | 273.802 | 135.425 | 87393.2 | 59.5191 | 203.0792 | 0 | 0 | 0 | 410774 | -43.6794 | 144.172 | 87393.2 | 65.7798 | 224.4407 | 0 | 0 | 0 | 453982 | -10.6084 | 153.643 | 87393.2 | 72.5394 | 247.5044 | 0 | 0 | 0 | 500634 | -10.6091 | -138.377 | -129.63 | -120.159
[20 empty] | 2020-08-27 13:00 | 5726 | 8 | 27 | 14 | 253581.632 | 253.5816 | 131.06 | 55522.2 | 59.8181 | 204.0994 | 0 | 0 | 0 | 412837 | -50.1156 | 140.771 | 55522.2 | 66.7068 | 227.6036 | 0 | 0 | 0 | 460380 | -23.1785 | 151.099 | 55522.2 | 74.0043 | 252.5027 | 0 | 0 | 0 | 510744 | -23.2399 | -122.5216 | -112.8106 | -102.4826
[20 empty] | 2020-08-27 14:00 | 5727 | 8 | 27 | 15 | 217461.781 | 217.4618 | 132.896 | 55448.9 | 66.3683 | 226.4486 | 0 | 0 | 0 | 452329 | -49.4382 | 144.07 | 55448.9 | 74.451 | 254.0268 | 0 | 0 | 0 | 507416 | -20.3672 | 155.858 | 55448.9 | 83.0043 | 283.2107 | 0 | 0 | 0 | 565711 | -20.4294 | -84.5658 | -73.3918 | -61.6038
[20 empty] | 2020-08-27 15:00 | 5728 | 8 | 27 | 16 | 169398.716 | 169.3987 | 97.8764 | 30597.4 | 61.1284 | 208.5701 | 0 | 0 | 0 | 416858 | -11.4211 | 108.72 | 30597.4 | 68.9118 | 235.1271 | 0 | 0 | 0 | 469937 | -26.9319 | 119.907 | 30597.4 | 76.9576 | 262.5793 | 0 | 0 | 0 | 524804 | -48.6946 | -71.5223 | -60.6787 | -49.4917
[20 empty] | 2020-08-27 16:00 | 5729 | 8 | 27 | 17 | 105299.904 | 105.2999 | 11.6555 | 30597.4 | 0 | 0 | 0 | 0 | 0 | 0 | 0 | 11.6555 | 30597.4 | 0 | 0 | 0 | 0 | 0 | 0 | 0 | 22.2994 | 30597.4 | 7.6539 | 26.1152 | 0 | 0 | 0 | 52195.2 | -1427.3 | -93.6444 | -93.6444 | -83.0005
[20 empty] | 2020-08-27 17:00 | 5730 | 8 | 27 | 18 | 33520.122 | 33.5201 | 12.2635 | 30817.4 | 0 | 0 | 0 | 0 | 0 | 0 | 0 | 22.1902 | 30817.4 | 7.1608 | 24.4326 | 0 | 0 | 0 | 50723.6 | -27.2172 | 23.2063 | 30817.4 | 7.88 | 26.8865 | 0 | 0 | 0 | 55797.5 | -134.861 | -21.2566 | -11.3299 | -10.3138
[20 empty] | 2020-08-27 18:00 | 5731 | 8 | 27 | 19 | 0 | 0 | 8.8655 | 30964.1 | 0 | 0 | 0 | 0 | 0 | 0 | 0 | 18.3433 | 30964.1 | 6.7135 | 22.9066 | 0 | 0 | 0 | 48751 | -9.6425 | 19.4558 | 30964.1 | 7.5615 | 25.7997 | 0 | 0 | 0 | 54907.5 | -28.3698 | 8.8655 | 18.3433 | 19.4558
[20 empty] | 2020-08-27 19:00 | 5732 | 8 | 27 | 20 | 0 | 0 | 23.2941 | 8602.46 | 10.7136 | 36.5548 | 0 | 0 | 0 | 77873.5 | 0 | 23.2942 | 8602.46 | 10.7136 | 36.5548 | 0 | 0 | 0 | 77873.6 | 0 | 32.3776 | 8602.46 | 18.0935 | 61.735 | 0 | 0 | 0 | 131462 | 0 | 23.2941 | 23.2942 | 32.3776
[20 empty] | 2020-08-27 20:00 | 5733 | 8 | 27 | 21 | 0 | 0 | 8.8655 | 8822.44 | 0 | 0 | 0 | 0 | 0 | 0 | 0 | 8.8655 | 8822.44 | 0 | 0 | 0 | 0 | 0 | 0 | 0 | 8.8655 | 8822.44 | 0 | 0 | 0 | 0 | 0 | 0 | 0 | 8.8655 | 8.8655 | 8.8655
[20 empty] | 2020-08-27 21:00 | 5734 | 8 | 27 | 22 | 0 | 0 | 8.8655 | 8895.77 | 0 | 0 | 0 | 0 | 0 | 0 | 0 | 8.8655 | 8895.77 | 0 | 0 | 0 | 0 | 0 | 0 | 0 | 8.8655 | 8895.77 | 0 | 0 | 0 | 0 | 0 | 0 | 0 | 8.8655 | 8.8655 | 8.8655
[20 empty] | 2020-08-27 22:00 | 5735 | 8 | 27 | 23 | 0 | 0 | 8.8655 | 8895.77 | 0 | 0 | 0 | 0 | 0 | 0 | 0 | 8.8655 | 8895.77 | 0 | 0 | 0 | 0 | 0 | 0 | 0 | 8.8655 | 8895.77 | 0 | 0 | 0 | 0 | 0 | 0 | 0 | 8.8655 | 8.8655 | 8.8655
[20 empty] | 2020-08-27 23:00 | 5736 | 8 | 27 | 24 | 0 | 0 | 21.5059 | 9115.75 | 10.0393 | 34.2541 | 0 | 0 | 0 | 76601.8 | 0 | 21.506 | 9115.75 | 10.0393 | 34.2541 | 0 | 0 | 0 | 76602.1 | 0 | 21.506 | 9115.75 | 10.0394 | 34.2544 | 0 | 0 | 0 | 76602.3 | 0 | 21.5059 | 21.506 | 21.506
[20 empty] | 2020-08-28 | 5737 | 8 | 28 | 1 | 0 | 0 | 7.7516 | 9115.75 | 0 | 0 | 0 | 0 | 0 | 0 | 0 | 7.7516 | 9115.75 | 0 | 0 | 0 | 0 | 0 | 0 | 0 | 7.7516 | 9115.75 | 0 | 0 | 0 | 0 | 0 | 0 | 0 | 7.7516 | 7.7516 | 7.7516
[20 empty] | 2020-08-28 01:00 | 5738 | 8 | 28 | 2 | 0 | 0 | 7.7516 | 9115.75 | 0 | 0 | 0 | 0 | 0 | 0 | 0 | 7.7516 | 9115.75 | 0 | 0 | 0 | 0 | 0 | 0 | 0 | 7.7516 | 9115.75 | 0 | 0 | 0 | 0 | 0 | 0 | 0 | 7.7516 | 7.7516 | 7.7516
[20 empty] | 2020-08-28 02:00 | 5739 | 8 | 28 | 3 | 0 | 0 | 7.7516 | 9409.05 | 0 | 0 | 0 | 0 | 0 | 0 | 0 | 7.7516 | 9409.05 | 0 | 0 | 0 | 0 | 0 | 0 | 0 | 7.7516 | 9409.05 | 0 | 0 | 0 | 0 | 0 | 0 | 0 | 7.7516 | 7.7516 | 7.7516
[20 empty] | 2020-08-28 03:00 | 5740 | 8 | 28 | 4 | 0 | 0 | 21.4798 | 9409.05 | 10.0132 | 34.165 | 0 | 0 | 0 | 76401.2 | 0 | 21.4798 | 9409.05 | 10.0132 | 34.165 | 0 | 0 | 0 | 76401.4 | 0 | 21.4798 | 9409.05 | 10.0132 | 34.165 | 0 | 0 | 0 | 76401.5 | 0 | 21.4798 | 21.4798 | 21.4798
[20 empty] | 2020-08-28 04:00 | 5741 | 8 | 28 | 5 | 0 | 0 | 7.7516 | 9409.05 | 0 | 0 | 0 | 0 | 0 | 0 | 0 | 7.7516 | 9409.05 | 0 | 0 | 0 | 0 | 0 | 0 | 0 | 7.7516 | 9409.05 | 0 | 0 | 0 | 0 | 0 | 0 | 0 | 7.7516 | 7.7516 | 7.7516
[20 empty] | 2020-08-28 05:00 | 5742 | 8 | 28 | 6 | 168.499 | 0.1685 | 7.7173 | 9335.73 | 0 | 0 | 0 | 0 | 0 | 0 | 0 | 7.7128 | 9335.73 | 0 | 0 | 0 | 0 | 0 | 0 | 0 | 7.7109 | 9335.73 | 0 | 0 | 0 | 0 | 0 | 0 | 0 | 7.5488 | 7.5443 | 7.5424
[20 empty] | 2020-08-28 06:00 | 5743 | 8 | 28 | 7 | 41910.829 | 41.9108 | 7.4764 | 9115.75 | 0 | 0 | 0 | 0 | 0 | 0 | 0 | 7.4679 | 9115.75 | 0 | 0 | 0 | 0 | 0 | 0 | 0 | 7.4679 | 9115.75 | 0 | 0 | 0 | 0 | 0 | 0 | 0 | -34.4344 | -34.4429 | -34.4429
[20 empty] | 2020-08-28 07:00 | 5744 | 8 | 28 | 8 | 117823.636 | 117.8236 | 21.1697 | 9115.75 | 9.9869 | 34.0751 | 0 | 0 | 0 | 76200.4 | 0 | 21.1698 | 9115.75 | 9.9869 | 34.0752 | 0 | 0 | 0 | 76200.5 | 0 | 21.1698 | 9115.75 | 9.9869 | 34.0752 | 0 | 0 | 0 | 76200.6 | 0 | -96.6539 | -96.6538 | -96.6538
[20 empty] | 2020-08-28 08:00 | 5745 | 8 | 28 | 9 | 183632.909 | 183.6329 | 7.4679 | 8675.79 | 0 | 0 | 0 | 0 | 0 | 0 | 0 | 7.4679 | 8675.79 | 0 | 0 | 0 | 0 | 0 | 0 | 0 | 7.4679 | 8675.79 | 0 | 0 | 0 | 0 | 0 | 0 | 0 | -176.165 | -176.165 | -176.165
[20 empty] | 2020-08-28 09:00 | 5746 | 8 | 28 | 10 | 232016.653 | 232.0167 | 7.4679 | 8455.81 | 0 | 0 | 0 | 0 | 0 | 0 | 0 | 7.4679 | 8455.81 | 0 | 0 | 0 | 0 | 0 | 0 | 0 | 7.4679 | 8455.81 | 0 | 0 | 0 | 0 | 0 | 0 | 0 | -224.5488 | -224.5488 | -224.5488
[20 empty] | 2020-08-28 10:00 | 5747 | 8 | 28 | 11 | 261623.391 | 261.6234 | 7.4679 | 8455.81 | 0 | 0 | 0 | 0 | 0 | 0 | 0 | 7.4679 | 8455.81 | 0 | 0 | 0 | 0 | 0 | 0 | 0 | 7.4679 | 8455.81 | 0 | 0 | 0 | 0 | 0 | 0 | 0 | -254.1555 | -254.1555 | -254.1555
[20 empty] | 2020-08-28 11:00 | 5748 | 8 | 28 | 12 | 272543.735 | 272.5437 | 22.285 | 8235.83 | 11.1021 | 37.8804 | 0 | 0 | 0 | 76006.9 | 0 | 22.2849 | 8235.83 | 11.102 | 37.88 | 0 | 0 | 0 | 76006.8 | 0 | 32.4823 | 8235.83 | 19.5866 | 66.8295 | 0 | 0 | 0 | 133944 | 0 | -250.2587 | -250.2588 | -240.0614
[20 empty] | 2020-08-28 12:00 | 5749 | 8 | 28 | 13 | 265321.263 | 265.3213 | 7.4679 | 8089.18 | 0 | 0 | 0 | 0 | 0 | 0 | 0 | 7.4679 | 8089.18 | 0 | 0 | 0 | 0 | 0 | 0 | 0 | 18.8155 | 8089.18 | 8.3484 | 28.4848 | 0 | 0 | 0 | 55720.7 | -289.174 | -257.8534 | -257.8534 | -246.5058
[20 empty] | 2020-08-28 13:00 | 5750 | 8 | 28 | 14 | 238534.211 | 238.5342 | 7.4679 | 8089.18 | 0 | 0 | 0 | 0 | 0 | 0 | 0 | 7.4679 | 8089.18 | 0 | 0 | 0 | 0 | 0 | 0 | 0 | 29.4023 | 8089.18 | 17.2316 | 58.7942 | 0 | 0 | 0 | 114999 | -311.956 | -231.0663 | -231.0663 | -209.1319
[20 empty] | 2020-08-28 14:00 | 5751 | 8 | 28 | 15 | 204547.704 | 204.5477 | 7.4679 | 7942.53 | 0 | 0 | 0 | 0 | 0 | 0 | 0 | 16.9779 | 7942.53 | 7.9626 | 27.1682 | 0 | 0 | 0 | 51852 | 0 | 47.9416 | 7942.53 | 32.7737 | 111.8239 | 0 | 0 | 0 | 213442 | -537.956 | -197.0798 | -187.5698 | -156.6061
[20 empty] | 2020-08-28 15:00 | 5752 | 8 | 28 | 16 | 158166.286 | 158.1663 | 31.2773 | 8015.86 | 18.6907 | 63.7727 | 0 | 0 | 0 | 123274 | 0 | 42.9686 | 8015.86 | 27.4651 | 93.7109 | 0 | 0 | 0 | 181145 | -54.4411 | 62.3049 | 8015.86 | 43.4145 | 148.1303 | 0 | 0 | 0 | 286173 | -429.279 | -126.889 | -115.1977 | -95.8614
[20 empty] | 2020-08-28 16:00 | 5753 | 8 | 28 | 17 | 83977.082 | 83.9771 | 16.953 | 8015.86 | 6.9274 | 23.6363 | 0 | 0 | 0 | 45631.6 | -14.8091 | 33.8023 | 8015.86 | 20.9375 | 71.4387 | 0 | 0 | 0 | 137969 | -114.495 | 48.7569 | 8015.86 | 33.2581 | 113.4766 | 0 | 0 | 0 | 219062 | -426.375 | -67.0241 | -50.1748 | -35.2202
[20 empty] | 2020-08-28 17:00 | 5754 | 8 | 28 | 18 | 31239.25 | 31.2392 | 16.8371 | 8382.48 | 6.7677 | 23.0914 | 0 | 0 | 0 | 47370.5 | -13.5958 | 18.2255 | 8382.48 | 7.8609 | 26.8212 | 0 | 0 | 0 | 55033.8 | -27.1273 | 35.6661 | 8382.48 | 22.2484 | 75.9115 | 0 | 0 | 0 | 155784 | -181.509 | -14.4021 | -13.0137 | 4.4269
[20 empty] | 2020-08-28 18:00 | 5755 | 8 | 28 | 19 | 0 | 0 | 15.4501 | 8602.46 | 6.3964 | 21.8245 | 0 | 0 | 0 | 46485.7 | 0 | 17.8469 | 8602.46 | 7.3817 | 25.1864 | 0 | 0 | 0 | 53651.2 | -1.2176 | 28.8374 | 8602.46 | 16.3974 | 55.9479 | 0 | 0 | 0 | 119191 | -3.7049 | 15.4501 | 17.8469 | 28.8374
[20 empty] | 2020-08-28 19:00 | 5756 | 8 | 28 | 20 | 0 | 0 | 21.8614 | 8602.46 | 10.3948 | 35.4671 | 0 | 0 | 0 | 75636.6 | 0 | 30.5248 | 8602.46 | 17.5018 | 59.7161 | 0 | 0 | 0 | 127292 | 0 | 31.5873 | 8602.46 | 18.3807 | 62.7149 | 0 | 0 | 0 | 133685 | 0 | 21.8614 | 30.5248 | 31.5873
[20 empty] | 2020-08-28 20:00 | 5757 | 8 | 28 | 21 | 0 | 0 | 7.7516 | 8822.44 | 0 | 0 | 0 | 0 | 0 | 0 | 0 | 16.2401 | 8822.44 | 6.9411 | 23.683 | 0 | 0 | 0 | 52322 | 0 | 17.1536 | 8822.44 | 7.6984 | 26.2669 | 0 | 0 | 0 | 58030.9 | 0 | 7.7516 | 16.2401 | 17.1536
[20 empty] | 2020-08-28 21:00 | 5758 | 8 | 28 | 22 | 0 | 0 | 7.7516 | 8822.44 | 0 | 0 | 0 | 0 | 0 | 0 | 0 | 7.7516 | 8822.44 | 0 | 0 | 0 | 0 | 0 | 0 | 0 | 16.9738 | 8822.44 | 7.5186 | 25.6534 | 0 | 0 | 0 | 56676.6 | 0 | 7.7516 | 7.7516 | 16.9738
[20 empty] | 2020-08-28 22:00 | 5759 | 8 | 28 | 23 | 0 | 0 | 7.7516 | 8822.44 | 0 | 0 | 0 | 0 | 0 | 0 | 0 | 7.7516 | 8822.44 | 0 | 0 | 0 | 0 | 0 | 0 | 0 | 7.7516 | 8822.44 | 0 | 0 | 0 | 0 | 0 | 0 | 0 | 7.7516 | 7.7516 | 7.7516
[20 empty] | 2020-08-28 23:00 | 5760 | 8 | 28 | 24 | 0 | 0 | 7.7516 | 8895.77 | 0 | 0 | 0 | 0 | 0 | 0 | 0 | 7.7516 | 8895.77 | 0 | 0 | 0 | 0 | 0 | 0 | 0 | 7.7516 | 8895.77 | 0 | 0 | 0 | 0 | 0 | 0 | 0 | 7.7516 | 7.7516 | 7.7516
[20 empty] | 2020-08-29 | 5761 | 8 | 29 | 1 | 0 | 0 | 21.4001 | 8969.09 | 9.9335 | 33.8931 | 0 | 0 | 0 | 75804.3 | 0 | 21.4001 | 8969.09 | 9.9335 | 33.8931 | 0 | 0 | 0 | 75804.5 | 0 | 21.4001 | 8969.09 | 9.9335 | 33.8931 | 0 | 0 | 0 | 75804.4 | 0 | 21.4001 | 21.4001 | 21.4001
[20 empty] | 2020-08-29 01:00 | 5762 | 8 | 29 | 2 | 0 | 0 | 7.7516 | 8969.09 | 0 | 0 | 0 | 0 | 0 | 0 | 0 | 7.7516 | 8969.09 | 0 | 0 | 0 | 0 | 0 | 0 | 0 | 7.7516 | 8969.09 | 0 | 0 | 0 | 0 | 0 | 0 | 0 | 7.7516 | 7.7516 | 7.7516
[20 empty] | 2020-08-29 02:00 | 5763 | 8 | 29 | 3 | 0 | 0 | 7.7516 | 9115.75 | 0 | 0 | 0 | 0 | 0 | 0 | 0 | 7.7516 | 9115.75 | 0 | 0 | 0 | 0 | 0 | 0 | 0 | 7.7516 | 9115.75 | 0 | 0 | 0 | 0 | 0 | 0 | 0 | 7.7516 | 7.7516 | 7.7516
[20 empty] | 2020-08-29 03:00 | 5764 | 8 | 29 | 4 | 0 | 0 | 7.7516 | 9189.07 | 0 | 0 | 0 | 0 | 0 | 0 | 0 | 7.7516 | 9189.07 | 0 | 0 | 0 | 0 | 0 | 0 | 0 | 7.7516 | 9189.07 | 0 | 0 | 0 | 0 | 0 | 0 | 0 | 7.7516 | 7.7516 | 7.7516
[20 empty] | 2020-08-29 04:00 | 5765 | 8 | 29 | 5 | 0 | 0 | 21.36 | 9115.75 | 9.8933 | 33.7561 | 0 | 0 | 0 | 75496.6 | 0 | 21.36 | 9115.75 | 9.8934 | 33.7561 | 0 | 0 | 0 | 75496.7 | 0 | 21.36 | 9115.75 | 9.8933 | 33.7561 | 0 | 0 | 0 | 75496.7 | 0 | 21.36 | 21.36 | 21.36
[20 empty] | 2020-08-29 05:00 | 5766 | 8 | 29 | 6 | 0 | 0 | 7.7143 | 9262.4 | 0 | 0 | 0 | 0 | 0 | 0 | 0 | 7.7099 | 9262.4 | 0 | 0 | 0 | 0 | 0 | 0 | 0 | 7.7073 | 9262.4 | 0 | 0 | 0 | 0 | 0 | 0 | 0 | 7.7143 | 7.7099 | 7.7073
[20 empty] | 2020-08-29 06:00 | 5767 | 8 | 29 | 7 | 39864.695 | 39.8647 | 7.4761 | 8822.44 | 0 | 0 | 0 | 0 | 0 | 0 | 0 | 7.4679 | 8822.44 | 0 | 0 | 0 | 0 | 0 | 0 | 0 | 7.4679 | 8822.44 | 0 | 0 | 0 | 0 | 0 | 0 | 0 | -32.3886 | -32.3968 | -32.3968
[20 empty] | 2020-08-29 07:00 | 5768 | 8 | 29 | 8 | 112677.718 | 112.6777 | 7.4679 | 8822.44 | 0 | 0 | 0 | 0 | 0 | 0 | 0 | 7.4679 | 8822.44 | 0 | 0 | 0 | 0 | 0 | 0 | 0 | 7.4679 | 8822.44 | 0 | 0 | 0 | 0 | 0 | 0 | 0 | -105.2098 | -105.2098 | -105.2098
[20 empty] | 2020-08-29 08:00 | 5769 | 8 | 29 | 9 | 175659.239 | 175.6592 | 22.5646 | 8015.86 | 11.3817 | 38.8344 | 0 | 0 | 0 | 75324.5 | 0 | 22.5646 | 8015.86 | 11.3817 | 38.8344 | 0 | 0 | 0 | 75324.6 | 0 | 22.5646 | 8015.86 | 11.3817 | 38.8344 | 0 | 0 | 0 | 75324.5 | 0 | -153.0946 | -153.0946 | -153.0946
[20 empty] | 2020-08-29 09:00 | 5770 | 8 | 29 | 10 | 219901.853 | 219.9019 | 7.4679 | 7869.21 | 0 | 0 | 0 | 0 | 0 | 0 | 0 | 7.4679 | 7869.21 | 0 | 0 | 0 | 0 | 0 | 0 | 0 | 24.5061 | 7869.21 | 14.3187 | 48.8554 | 0 | 0 | 0 | 92586.7 | 0 | -212.434 | -212.434 | -195.3958
[20 empty] | 2020-08-29 10:00 | 5771 | 8 | 29 | 11 | 247803.138 | 247.8031 | 7.4679 | 7869.21 | 0 | 0 | 0 | 0 | 0 | 0 | 0 | 18.552 | 7869.21 | 8.3099 | 28.3535 | 0 | 0 | 0 | 53632.8 | -2.8514 | 36.4854 | 7869.21 | 23.2589 | 79.3594 | 0 | 0 | 0 | 150223 | -198.197 | -240.3353 | -229.2511 | -211.3177
[20 empty] | 2020-08-29 11:00 | 5772 | 8 | 29 | 12 | 260577.059 | 260.5771 | 7.4679 | 7502.58 | 0 | 0 | 0 | 0 | 0 | 0 | 0 | 35.2705 | 7502.58 | 22.5366 | 76.8949 | 0 | 0 | 0 | 137330 | -160.668 | 38.2799 | 7502.58 | 24.9722 | 85.2051 | 0 | 0 | 0 | 151828 | -633.897 | -253.1092 | -225.3066 | -222.2972
[20 empty] | 2020-08-29 12:00 | 5773 | 8 | 29 | 13 | 256562.817 | 256.5628 | 33.5748 | 7355.93 | 20.9905 | 71.6196 | 0 | 0 | 0 | 125011 | 0 | 52.5608 | 7355.93 | 36.0458 | 122.9883 | 0 | 0 | 0 | 214485 | -486.046 | 69.738 | 7355.93 | 50.6067 | 172.6701 | 0 | 0 | 0 | 301063 | -812.336 | -222.988 | -204.002 | -186.8248
[20 empty] | 2020-08-29 13:00 | 5774 | 8 | 29 | 14 | 238236.598 | 238.2366 | 23.7738 | 7282.6 | 12.9333 | 44.1284 | 0 | 0 | 0 | 75980.8 | -158.362 | 49.4013 | 7282.6 | 34.7284 | 118.4933 | 0 | 0 | 0 | 203951 | -594.754 | 54.0153 | 7282.6 | 38.5372 | 131.4889 | 0 | 0 | 0 | 226421 | -1026.82 | -214.4628 | -188.8353 | -184.2213
[20 empty] | 2020-08-29 14:00 | 5775 | 8 | 29 | 15 | 206768.963 | 206.769 | 35.2307 | 7429.25 | 22.634 | 77.2272 | 0 | 0 | 0 | 136403 | -41.3269 | 49.3605 | 7429.25 | 34.5454 | 117.8689 | 0 | 0 | 0 | 207676 | -304.479 | 54.875 | 7429.25 | 39.1775 | 133.6736 | 0 | 0 | 0 | 235537 | -337.391 | -171.5383 | -157.4085 | -151.894
[20 empty] | 2020-08-29 15:00 | 5776 | 8 | 29 | 16 | 161352.421 | 161.3524 | 45.7879 | 7355.93 | 31.5728 | 107.7264 | 0 | 0 | 0 | 187954 | -194.745 | 51.3501 | 7355.93 | 36.2325 | 123.6253 | 0 | 0 | 0 | 215390 | -452.596 | 58.0616 | 7355.93 | 41.8386 | 142.7533 | 0 | 0 | 0 | 248792 | -519.798 | -115.5645 | -110.0023 | -103.2908
[20 empty] | 2020-08-29 16:00 | 5777 | 8 | 29 | 17 | 99287.264 | 99.2873 | 46.5521 | 7355.93 | 32.1905 | 109.834 | 0 | 0 | 0 | 191306 | -283.003 | 52.7969 | 7355.93 | 37.4319 | 127.7176 | 0 | 0 | 0 | 222514 | -381.788 | 59.858 | 7355.93 | 43.3258 | 147.8276 | 0 | 0 | 0 | 257626 | -518.413 | -52.7352 | -46.4904 | -39.4293
[20 empty] | 2020-08-29 17:00 | 5778 | 8 | 29 | 18 | 30178.288 | 30.1783 | 47.1828 | 8162.51 | 30.9527 | 105.6106 | 0 | 0 | 0 | 209724 | -48.671 | 62.1295 | 8162.51 | 43.38 | 148.0126 | 0 | 0 | 0 | 293799 | -117.707 | 67.6051 | 8162.51 | 47.9017 | 163.4406 | 0 | 0 | 0 | 324433 | -180.31 | 17.0045 | 31.9512 | 37.4268
[20 empty] | 2020-08-29 18:00 | 5779 | 8 | 29 | 19 | 0 | 0 | 22.5159 | 8382.48 | 11.3064 | 38.5774 | 0 | 0 | 0 | 79310.3 | -2.598 | 45.0312 | 8382.48 | 29.9772 | 102.2822 | 0 | 0 | 0 | 210289 | -3.8374 | 49.3364 | 8382.48 | 33.5395 | 114.4368 | 0 | 0 | 0 | 235312 | -4.7933 | 22.5159 | 45.0312 | 49.3364
[20 empty] | 2020-08-29 19:00 | 5780 | 8 | 29 | 20 | 0 | 0 | 17.4661 | 8382.48 | 7.1126 | 24.2682 | 0 | 0 | 0 | 49890.1 | -1.2896 | 33.5583 | 8382.48 | 20.4661 | 69.8303 | 0 | 0 | 0 | 143580 | -1.4743 | 48.273 | 8382.48 | 32.6484 | 111.3963 | 0 | 0 | 0 | 229040 | -1.5459 | 17.4661 | 33.5583 | 48.273
[20 empty] | 2020-08-29 20:00 | 5781 | 8 | 29 | 21 | 0 | 0 | 17.5188 | 8309.16 | 7.194 | 24.5458 | 0 | 0 | 0 | 49857.4 | -1.6701 | 33.6338 | 8309.16 | 20.6349 | 70.4063 | 0 | 0 | 0 | 143034 | -1.8608 | 36.6068 | 8309.16 | 23.0773 | 78.7397 | 0 | 0 | 0 | 159980 | -1.955 | 17.5188 | 33.6338 | 36.6068
[20 empty] | 2020-08-29 21:00 | 5782 | 8 | 29 | 22 | 0 | 0 | 30.3681 | 8455.81 | 17.4978 | 59.7025 | 0 | 0 | 0 | 124517 | 0 | 31.2313 | 8455.81 | 18.2172 | 62.1571 | 0 | 0 | 0 | 129626 | 0 | 38.2774 | 8455.81 | 24.1031 | 82.2398 | 0 | 0 | 0 | 171430 | 0 | 30.3681 | 31.2313 | 38.2774
[20 empty] | 2020-08-29 22:00 | 5783 | 8 | 29 | 23 | 0 | 0 | 7.7516 | 8455.81 | 0 | 0 | 0 | 0 | 0 | 0 | 0 | 16.9295 | 8455.81 | 7.6305 | 26.0352 | 0 | 0 | 0 | 54178.2 | 0 | 23.8938 | 8455.81 | 13.4421 | 45.8644 | 0 | 0 | 0 | 95454.7 | 0 | 7.7516 | 16.9295 | 23.8938
[20 empty] | 2020-08-29 23:00 | 5784 | 8 | 29 | 24 | 0 | 0 | 7.3463 | 8162.51 | 0 | 0 | 0 | 0 | 0 | 0 | 0 | 12.7829 | 8162.51 | 4.542 | 15.4974 | 0 | 0 | 0 | 30838.7 | 0 | 29.3117 | 8162.51 | 17.2626 | 58.9 | 0 | 0 | 0 | 117084 | -2.3296 | 7.3463 | 12.7829 | 29.3117
[20 empty] | 2020-08-30 | 5785 | 8 | 30 | 1 | 0 | 0 | 7.3463 | 8602.46 | 0 | 0 | 0 | 0 | 0 | 0 | 0 | 7.3463 | 8602.46 | 0 | 0 | 0 | 0 | 0 | 0 | 0 | 7.3463 | 8602.46 | 0 | 0 | 0 | 0 | 0 | 0 | 0 | 7.3463 | 7.3463 | 7.3463
[20 empty] | 2020-08-30 01:00 | 5786 | 8 | 30 | 2 | 0 | 0 | 21.3573 | 8602.46 | 10.296 | 35.13 | 0 | 0 | 0 | 74907.4 | 0 | 21.3573 | 8602.46 | 10.296 | 35.13 | 0 | 0 | 0 | 74907.6 | 0 | 21.3573 | 8602.46 | 10.296 | 35.13 | 0 | 0 | 0 | 74907.4 | 0 | 21.3573 | 21.3573 | 21.3573
[20 empty] | 2020-08-30 02:00 | 5787 | 8 | 30 | 3 | 0 | 0 | 7.3463 | 8529.14 | 0 | 0 | 0 | 0 | 0 | 0 | 0 | 7.3463 | 8529.14 | 0 | 0 | 0 | 0 | 0 | 0 | 0 | 7.3463 | 8529.14 | 0 | 0 | 0 | 0 | 0 | 0 | 0 | 7.3463 | 7.3463 | 7.3463
[20 empty] | 2020-08-30 03:00 | 5788 | 8 | 30 | 4 | 0 | 0 | 7.3463 | 8675.79 | 0 | 0 | 0 | 0 | 0 | 0 | 0 | 7.3463 | 8675.79 | 0 | 0 | 0 | 0 | 0 | 0 | 0 | 7.3463 | 8675.79 | 0 | 0 | 0 | 0 | 0 | 0 | 0 | 7.3463 | 7.3463 | 7.3463
[20 empty] | 2020-08-30 04:00 | 5789 | 8 | 30 | 5 | 0 | 0 | 8.8655 | 8675.79 | 0 | 0 | 0 | 0 | 0 | 0 | 0 | 8.8655 | 8675.79 | 0 | 0 | 0 | 0 | 0 | 0 | 0 | 8.8655 | 8675.79 | 0 | 0 | 0 | 0 | 0 | 0 | 0 | 8.8655 | 8.8655 | 8.8655
[20 empty] | 2020-08-30 05:00 | 5790 | 8 | 30 | 6 | 0 | 0 | 112.19 | 31257.5 | 75.9642 | 259.1899 | 0 | 0 | 0 | 579752 | 0 | 115.173 | 31257.5 | 78.8858 | 269.1583 | 0 | 0 | 0 | 602068 | 0 | 117.686 | 31257.5 | 81.469 | 277.9722 | 0 | 0 | 0 | 621762 | 0 | 112.19 | 115.173 | 117.686
[20 empty] | 2020-08-30 06:00 | 5791 | 8 | 30 | 7 | 40159.313 | 40.1593 | 215.552 | 80526 | 116.596 | 397.8256 | 0 | 0 | 0 | 868705 | 0 | 221.864 | 80526 | 121.857 | 415.7761 | 0 | 0 | 0 | 895925 | -14.5244 | 226.001 | 80526 | 126.169 | 430.4886 | 0 | 0 | 0 | 917817 | -14.6127 | 175.3927 | 181.7047 | 185.8417
[20 empty] | 2020-08-30 07:00 | 5792 | 8 | 30 | 8 | 115099.357 | 115.0994 | 233.732 | 80526 | 120.348 | 410.6274 | 0 | 0 | 0 | 908661 | 0 | 239.136 | 80526 | 125.447 | 428.0252 | 0 | 0 | 0 | 941911 | 0 | 245.56 | 80526 | 130.398 | 444.918 | 0 | 0 | 0 | 971017 | -4.8207 | 118.6326 | 124.0366 | 130.4606
[20 empty] | 2020-08-30 08:00 | 5793 | 8 | 30 | 9 | 179474.019 | 179.474 | 254.408 | 55155.5 | 135.484 | 462.2714 | 0 | 0 | 0 | 977868 | 0 | 261.927 | 55155.5 | 142.213 | 485.2308 | 0 | 0 | 0 | 1015440 | 0 | 268.766 | 55155.5 | 148.38 | 506.2726 | 0 | 0 | 0 | 1050720 | 0 | 74.934 | 82.453 | 89.292
[20 empty] | 2020-08-30 09:00 | 5794 | 8 | 30 | 10 | 226251.177 | 226.2512 | 267.369 | 55008.7 | 145.515 | 496.4972 | 0 | 0 | 0 | 1070780 | -18.4121 | 275.835 | 55008.7 | 152.832 | 521.4628 | 0 | 0 | 0 | 1113670 | -18.4434 | 284.742 | 55008.7 | 160.619 | 548.032 | 0 | 0 | 0 | 1155590 | -18.4082 | 41.1178 | 49.5838 | 58.4908
[20 empty] | 2020-08-30 10:00 | 5795 | 8 | 30 | 11 | 256024.361 | 256.0244 | 250.117 | 126659 | 142.731 | 486.9982 | 0 | 0 | 0 | 1028010 | 0 | 258.917 | 126659 | 150.295 | 512.8065 | 0 | 0 | 0 | 1073320 | 0 | 268.232 | 126659 | 158.362 | 540.3311 | 0 | 0 | 0 | 1118370 | 0 | -5.9074 | 2.8926 | 12.2076
[20 empty] | 2020-08-30 11:00 | 5796 | 8 | 30 | 12 | 268525.765 | 268.5258 | 275.555 | 126659 | 155.127 | 529.2933 | 0 | 0 | 0 | 1124520 | 0 | 285.263 | 126659 | 163.25 | 557.009 | 0 | 0 | 0 | 1173250 | 0 | 295.695 | 126659 | 172.014 | 586.9118 | 0 | 0 | 0 | 1223590 | 0 | 7.0292 | 16.7372 | 27.1692
[20 empty] | 2020-08-30 12:00 | 5797 | 8 | 30 | 13 | 265479.947 | 265.4799 | 245.163 | 84845.5 | 158.668 | 541.3752 | 0 | 0 | 0 | 1127910 | 0 | 255.871 | 84845.5 | 167.433 | 571.2814 | 0 | 0 | 0 | 1181100 | 0 | 267.193 | 84845.5 | 176.812 | 603.2825 | 0 | 0 | 0 | 1235460 | 0 | -20.3169 | -9.6089 | 1.7131
[20 empty] | 2020-08-30 13:00 | 5798 | 8 | 30 | 14 | 245282.315 | 245.2823 | 242.219 | 54642 | 159.934 | 545.6948 | 0 | 0 | 0 | 1134090 | 0 | 253.827 | 54642 | 169.26 | 577.5151 | 0 | 0 | 0 | 1193510 | 0 | 266.11 | 54642 | 179.222 | 611.5055 | 0 | 0 | 0 | 1254770 | 0 | -3.0633 | 8.5447 | 20.8277
[20 empty] | 2020-08-30 14:00 | 5799 | 8 | 30 | 15 | 211189.628 | 211.1896 | 237.976 | 54495.2 | 160.788 | 548.6087 | 0 | 0 | 0 | 1108430 | 0 | 250.419 | 54495.2 | 170.61 | 582.1213 | 0 | 0 | 0 | 1171760 | 0 | 263.297 | 54495.2 | 180.899 | 617.2274 | 0 | 0 | 0 | 1235480 | 0 | 26.7864 | 39.2294 | 52.1074
[20 empty] | 2020-08-30 15:00 | 5800 | 8 | 30 | 16 | 163063.212 | 163.0632 | 191.987 | 29864 | 146.395 | 499.4997 | 0 | 0 | 0 | 990859 | -320.9 | 204.087 | 29864 | 156.094 | 532.5927 | 0 | 0 | 0 | 1056200 | -402.827 | 216.337 | 29864 | 165.861 | 565.9177 | 0 | 0 | 0 | 1115300 | -477.917 | 28.9238 | 41.0238 | 53.2738
[20 empty] | 2020-08-30 16:00 | 5801 | 8 | 30 | 17 | 98208.821 | 98.2088 | 21.438 | 29864 | 7.2247 | 24.6508 | 0 | 0 | 0 | 44384.5 | -1541.13 | 28.0629 | 29864 | 12.75 | 43.503 | 0 | 0 | 0 | 78109.5 | -2431.99 | 40.5998 | 29864 | 23.2449 | 79.3116 | 0 | 0 | 0 | 142207 | -4941.59 | -76.7708 | -70.1459 | -57.609
[20 empty] | 2020-08-30 17:00 | 5802 | 8 | 30 | 18 | 29139.871 | 29.1399 | 28.0852 | 29937.4 | 12.3951 | 42.2921 | 0 | 0 | 0 | 76121.6 | -217.295 | 40.5677 | 29937.4 | 22.9345 | 78.2525 | 0 | 0 | 0 | 140941 | -480.225 | 57.1054 | 29937.4 | 36.8843 | 125.8492 | 0 | 0 | 0 | 226789 | -908.66 | -1.0547 | 11.4278 | 27.9655
[20 empty] | 2020-08-30 18:00 | 5803 | 8 | 30 | 19 | 0 | 0 | 34.0318 | 30230.7 | 18.8935 | 64.4646 | 0 | 0 | 0 | 122218 | -10.2071 | 40.927 | 30230.7 | 24.6412 | 84.0758 | 0 | 0 | 0 | 159307 | -20.2712 | 53.9324 | 30230.7 | 35.5403 | 121.2635 | 0 | 0 | 0 | 229646 | -30.3276 | 34.0318 | 40.927 | 53.9324
[20 empty] | 2020-08-30 19:00 | 5804 | 8 | 30 | 20 | 0 | 0 | 8.8655 | 7869.21 | 0 | 0 | 0 | 0 | 0 | 0 | 0 | 25.3593 | 7869.21 | 12.831 | 43.7794 | 0 | 0 | 0 | 82756 | -6.5799 | 27.3245 | 7869.21 | 14.4342 | 49.2495 | 0 | 0 | 0 | 93118 | -6.7729 | 8.8655 | 25.3593 | 27.3245
[20 empty] | 2020-08-30 20:00 | 5805 | 8 | 30 | 21 | 0 | 0 | 8.8655 | 8235.83 | 0 | 0 | 0 | 0 | 0 | 0 | 0 | 18.0225 | 8235.83 | 7.6095 | 25.9636 | 0 | 0 | 0 | 52079.3 | 0 | 25.0508 | 8235.83 | 13.4852 | 46.0115 | 0 | 0 | 0 | 92317.5 | 0 | 8.8655 | 18.0225 | 25.0508
[20 empty] | 2020-08-30 21:00 | 5806 | 8 | 30 | 22 | 0 | 0 | 8.8655 | 8382.48 | 0 | 0 | 0 | 0 | 0 | 0 | 0 | 8.8655 | 8382.48 | 0 | 0 | 0 | 0 | 0 | 0 | 0 | 18.8225 | 8382.48 | 8.2534 | 28.1605 | 0 | 0 | 0 | 57866.9 | 0 | 8.8655 | 8.8655 | 18.8225
[20 empty] | 2020-08-30 22:00 | 5807 | 8 | 30 | 23 | 0 | 0 | 23.3575 | 8382.48 | 10.777 | 36.7711 | 0 | 0 | 0 | 75827.6 | 0 | 23.3576 | 8382.48 | 10.7771 | 36.7715 | 0 | 0 | 0 | 75828.3 | 0 | 23.3576 | 8382.48 | 10.777 | 36.7711 | 0 | 0 | 0 | 75827.7 | 0 | 23.3575 | 23.3576 | 23.3576
[20 empty] | 2020-08-30 23:00 | 5808 | 8 | 30 | 24 | 0 | 0 | 7.3463 | 8602.46 | 0 | 0 | 0 | 0 | 0 | 0 | 0 | 7.3463 | 8602.46 | 0 | 0 | 0 | 0 | 0 | 0 | 0 | 7.3463 | 8602.46 | 0 | 0 | 0 | 0 | 0 | 0 | 0 | 7.3463 | 7.3463 | 7.3463
[20 empty] | 2020-08-31 | 5809 | 8 | 31 | 1 | 0 | 0 | 7.3463 | 8235.83 | 0 | 0 | 0 | 0 | 0 | 0 | 0 | 7.3463 | 8235.83 | 0 | 0 | 0 | 0 | 0 | 0 | 0 | 7.3463 | 8235.83 | 0 | 0 | 0 | 0 | 0 | 0 | 0 | 7.3463 | 7.3463 | 7.3463
[20 empty] | 2020-08-31 01:00 | 5810 | 8 | 31 | 2 | 0 | 0 | 7.3463 | 8235.83 | 0 | 0 | 0 | 0 | 0 | 0 | 0 | 7.3463 | 8235.83 | 0 | 0 | 0 | 0 | 0 | 0 | 0 | 7.3463 | 8235.83 | 0 | 0 | 0 | 0 | 0 | 0 | 0 | 7.3463 | 7.3463 | 7.3463
[20 empty] | 2020-08-31 02:00 | 5811 | 8 | 31 | 3 | 0 | 0 | 21.4445 | 8602.46 | 10.3832 | 35.4275 | 0 | 0 | 0 | 75700.7 | 0 | 21.4446 | 8602.46 | 10.3833 | 35.4278 | 0 | 0 | 0 | 75701.3 | 0 | 21.4445 | 8602.46 | 10.3832 | 35.4275 | 0 | 0 | 0 | 75700.6 | 0 | 21.4445 | 21.4446 | 21.4445
[20 empty] | 2020-08-31 03:00 | 5812 | 8 | 31 | 4 | 0 | 0 | 7.3463 | 8675.79 | 0 | 0 | 0 | 0 | 0 | 0 | 0 | 7.3463 | 8675.79 | 0 | 0 | 0 | 0 | 0 | 0 | 0 | 7.3463 | 8675.79 | 0 | 0 | 0 | 0 | 0 | 0 | 0 | 7.3463 | 7.3463 | 7.3463
[20 empty] | 2020-08-31 04:00 | 5813 | 8 | 31 | 5 | 0 | 0 | 8.8655 | 8675.79 | 0 | 0 | 0 | 0 | 0 | 0 | 0 | 8.8655 | 8675.79 | 0 | 0 | 0 | 0 | 0 | 0 | 0 | 8.8655 | 8675.79 | 0 | 0 | 0 | 0 | 0 | 0 | 0 | 8.8655 | 8.8655 | 8.8655
[20 empty] | 2020-08-31 05:00 | 5814 | 8 | 31 | 6 | 0 | 0 | 120.714 | 30890.8 | 83.9382 | 286.3971 | 0 | 0 | 0 | 604976 | 0 | 123.937 | 30890.8 | 87.064 | 297.0624 | 0 | 0 | 0 | 627385 | 0 | 126.18 | 30890.8 | 89.5095 | 305.4064 | 0 | 0 | 0 | 645329 | 0 | 120.714 | 123.937 | 126.18
[20 empty] | 2020-08-31 06:00 | 5815 | 8 | 31 | 7 | 35094.289 | 35.0943 | 237.806 | 80159.2 | 139.092 | 474.5819 | 0 | 0 | 0 | 1053540 | 0 | 243.397 | 80159.2 | 144.779 | 493.9859 | 0 | 0 | 0 | 1083990 | 0 | 248.679 | 80159.2 | 150.567 | 513.7346 | 0 | 0 | 0 | 1106170 | 0 | 202.7117 | 208.3027 | 213.5847
[20 empty] | 2020-08-31 07:00 | 5816 | 8 | 31 | 8 | 98822.572 | 98.8226 | 256.528 | 80159.2 | 143.661 | 490.1713 | 0 | 0 | 0 | 1096920 | 0 | 263.031 | 80159.2 | 149.609 | 510.4659 | 0 | 0 | 0 | 1128400 | 0 | 269.197 | 80159.2 | 155.469 | 530.4602 | 0 | 0 | 0 | 1153670 | 0 | 157.7054 | 164.2084 | 170.3744
[20 empty] | 2020-08-31 08:00 | 5817 | 8 | 31 | 9 | 157654.879 | 157.6549 | 284.873 | 54788.7 | 166.633 | 568.5518 | 0 | 0 | 0 | 1273810 | 0 | 292.892 | 54788.7 | 173.778 | 592.9305 | 0 | 0 | 0 | 1311460 | 0 | 301.11 | 54788.7 | 181.247 | 618.4148 | 0 | 0 | 0 | 1344880 | 0 | 127.2181 | 135.2371 | 143.4551
[20 empty] | 2020-08-31 09:00 | 5818 | 8 | 31 | 10 | 202921.004 | 202.921 | 298.415 | 54642 | 176.765 | 603.1222 | 0 | 0 | 0 | 1355400 | -19.3867 | 307.54 | 54642 | 184.61 | 629.8893 | 0 | 0 | 0 | 1399160 | -19.4297 | 316.874 | 54642 | 192.812 | 657.8745 | 0 | 0 | 0 | 1440740 | -19.3965 | 95.494 | 104.619 | 113.953
[20 empty] | 2020-08-31 10:00 | 5819 | 8 | 31 | 11 | 236928.207 | 236.9282 | 281.292 | 126659 | 173.441 | 591.7807 | 0 | 0 | 0 | 1308330 | 0 | 290.767 | 126659 | 181.553 | 619.4588 | 0 | 0 | 0 | 1354990 | 0 | 300.657 | 126659 | 190.101 | 648.6246 | 0 | 0 | 0 | 1400470 | 0 | 44.3638 | 53.8388 | 63.7288
[20 empty] | 2020-08-31 11:00 | 5820 | 8 | 31 | 12 | 250725.024 | 250.725 | 304.127 | 126659 | 182.472 | 622.5945 | 0 | 0 | 0 | 1346860 | 0 | 314.911 | 126659 | 191.472 | 653.3025 | 0 | 0 | 0 | 1397900 | 0 | 325.962 | 126659 | 200.801 | 685.133 | 0 | 0 | 0 | 1448390 | 0 | 53.402 | 64.186 | 75.237
[20 empty] | 2020-08-31 12:00 | 5821 | 8 | 31 | 13 | 248548.649 | 248.5486 | 275.794 | 83639.8 | 187.785 | 640.7224 | 0 | 0 | 0 | 1369040 | 0 | 287.992 | 83639.8 | 197.867 | 675.1222 | 0 | 0 | 0 | 1425380 | 0 | 300.25 | 83639.8 | 208.067 | 709.9246 | 0 | 0 | 0 | 1481690 | 0 | 27.2454 | 39.4434 | 51.7014
[20 empty] | 2020-08-31 13:00 | 5822 | 8 | 31 | 14 | 227264.646 | 227.2646 | 272.994 | 54201.8 | 189.087 | 645.1648 | 0 | 0 | 0 | 1375030 | 0 | 286.158 | 54201.8 | 199.782 | 681.6562 | 0 | 0 | 0 | 1438100 | 0 | 299.625 | 54201.8 | 210.718 | 718.9698 | 0 | 0 | 0 | 1502850 | 0 | 45.7294 | 58.8934 | 72.3604
[20 empty] | 2020-08-31 14:00 | 5823 | 8 | 31 | 15 | 193503.62 | 193.5036 | 257.428 | 54201.8 | 178.778 | 609.9905 | 0 | 0 | 0 | 1248690 | 0 | 270.659 | 54201.8 | 189.243 | 645.6971 | 0 | 0 | 0 | 1313760 | 0 | 284.192 | 54201.8 | 200.1 | 682.7412 | 0 | 0 | 0 | 1378290 | 0 | 63.9244 | 77.1554 | 90.6884
[20 empty] | 2020-08-31 15:00 | 5824 | 8 | 31 | 16 | 147255.863 | 147.2559 | 221.084 | 29497.3 | 174.288 | 594.6707 | 0 | 0 | 0 | 1233600 | -403.174 | 234.726 | 29497.3 | 185.463 | 632.7998 | 0 | 0 | 0 | 1308150 | -486.528 | 247.492 | 29497.3 | 195.437 | 666.831 | 0 | 0 | 0 | 1365290 | -559.532 | 73.8281 | 87.4701 | 100.2361
[20 empty] | 2020-08-31 16:00 | 5825 | 8 | 31 | 17 | 85585.21 | 85.5852 | 11.6555 | 29497.3 | 0 | 0 | 0 | 0 | 0 | 0 | 0 | 28.9284 | 29497.3 | 13.6155 | 46.4561 | 0 | 0 | 0 | 79865.7 | -2503.48 | 42.1965 | 29497.3 | 24.8416 | 84.7595 | 0 | 0 | 0 | 145312 | -5055.52 | -73.9297 | -56.6568 | -43.3887
[20 empty] | 2020-08-31 17:00 | 5826 | 8 | 31 | 18 | 25718.533 | 25.7185 | 28.0111 | 30230.7 | 12.3773 | 42.2313 | 0 | 0 | 0 | 80145.5 | -61.0894 | 29.7796 | 30230.7 | 13.7986 | 47.0808 | 0 | 0 | 0 | 88964.3 | -206.222 | 43.4088 | 30230.7 | 25.3065 | 86.3458 | 0 | 0 | 0 | 163175 | -416.601 | 2.2926 | 4.0611 | 17.6903
[20 empty] | 2020-08-31 18:00 | 5827 | 8 | 31 | 19 | 0 | 0 | 23.5897 | 30524.1 | 11.0091 | 37.563 | 0 | 0 | 0 | 75210 | 0 | 34.3532 | 30524.1 | 19.0085 | 64.857 | 0 | 0 | 0 | 129377 | -6.6242 | 41.8596 | 30524.1 | 25.2821 | 86.2625 | 0 | 0 | 0 | 171901 | -13.2407 | 23.5897 | 34.3532 | 41.8596
[20 empty] | 2020-08-31 19:00 | 5828 | 8 | 31 | 20 | 0 | 0 | 8.8655 | 8162.51 | 0 | 0 | 0 | 0 | 0 | 0 | 0 | 8.8655 | 8162.51 | 0 | 0 | 0 | 0 | 0 | 0 | 0 | 20.7399 | 8162.51 | 8.8845 | 30.3139 | 0 | 0 | 0 | 60156.2 | -1.8496 | 8.8655 | 8.8655 | 20.7399
[20 empty] | 2020-08-31 20:00 | 5829 | 8 | 31 | 21 | 0 | 0 | 8.8655 | 8162.51 | 0 | 0 | 0 | 0 | 0 | 0 | 0 | 8.8655 | 8162.51 | 0 | 0 | 0 | 0 | 0 | 0 | 0 | 19.4157 | 8162.51 | 8.8466 | 30.1845 | 0 | 0 | 0 | 59902.4 | 0 | 8.8655 | 8.8655 | 19.4157
[20 empty] | 2020-08-31 21:00 | 5830 | 8 | 31 | 22 | 0 | 0 | 23.8213 | 8089.18 | 11.2407 | 38.3533 | 0 | 0 | 0 | 75596.6 | 0 | 23.8213 | 8089.18 | 11.2408 | 38.3536 | 0 | 0 | 0 | 75597 | 0 | 23.8213 | 8089.18 | 11.2407 | 38.3533 | 0 | 0 | 0 | 75596.6 | 0 | 23.8213 | 23.8213 | 23.8213
[20 empty] | 2020-08-31 22:00 | 5831 | 8 | 31 | 23 | 0 | 0 | 8.8655 | 8089.18 | 0 | 0 | 0 | 0 | 0 | 0 | 0 | 8.8655 | 8089.18 | 0 | 0 | 0 | 0 | 0 | 0 | 0 | 8.8655 | 8089.18 | 0 | 0 | 0 | 0 | 0 | 0 | 0 | 8.8655 | 8.8655 | 8.8655
[20 empty] | 2020-08-31 23:00 | 5832 | 8 | 31 | 24 | 0 | 0 | 7.3463 | 8089.18 | 0 | 0 | 0 | 0 | 0 | 0 | 0 | 7.3463 | 8089.18 | 0 | 0 | 0 | 0 | 0 | 0 | 0 | 7.3463 | 8089.18 | 0 | 0 | 0 | 0 | 0 | 0 | 0 | 7.3463 | 7.3463 | 7.3463
[20 empty] | 2020-09-01 | 5833 | 9 | 1 | 1 | 0 | 0 | 7.3463 | 8162.51 | 0 | 0 | 0 | 0 | 0 | 0 | 0 | 7.3463 | 8162.51 | 0 | 0 | 0 | 0 | 0 | 0 | 0 | 7.3463 | 8162.51 | 0 | 0 | 0 | 0 | 0 | 0 | 0 | 7.3463 | 7.3463 | 7.3463
[20 empty] | 2020-09-01 01:00 | 5834 | 9 | 1 | 2 | 0 | 0 | 21.9674 | 8309.16 | 10.9061 | 37.2116 | 0 | 0 | 0 | 75923.8 | 0 | 21.9675 | 8309.16 | 10.9062 | 37.212 | 0 | 0 | 0 | 75924.1 | 0 | 21.9674 | 8309.16 | 10.9061 | 37.2116 | 0 | 0 | 0 | 75923.8 | 0 | 21.9674 | 21.9675 | 21.9674
[20 empty] | 2020-09-01 02:00 | 5835 | 9 | 1 | 3 | 0 | 0 | 7.3463 | 8455.81 | 0 | 0 | 0 | 0 | 0 | 0 | 0 | 7.3463 | 8455.81 | 0 | 0 | 0 | 0 | 0 | 0 | 0 | 7.3463 | 8455.81 | 0 | 0 | 0 | 0 | 0 | 0 | 0 | 7.3463 | 7.3463 | 7.3463
[20 empty] | 2020-09-01 03:00 | 5836 | 9 | 1 | 4 | 0 | 0 | 7.3463 | 8382.48 | 0 | 0 | 0 | 0 | 0 | 0 | 0 | 7.3463 | 8382.48 | 0 | 0 | 0 | 0 | 0 | 0 | 0 | 7.3463 | 8382.48 | 0 | 0 | 0 | 0 | 0 | 0 | 0 | 7.3463 | 7.3463 | 7.3463
[20 empty] | 2020-09-01 04:00 | 5837 | 9 | 1 | 5 | 0 | 0 | 8.8655 | 8235.83 | 0 | 0 | 0 | 0 | 0 | 0 | 0 | 8.8655 | 8235.83 | 0 | 0 | 0 | 0 | 0 | 0 | 0 | 8.8655 | 8235.83 | 0 | 0 | 0 | 0 | 0 | 0 | 0 | 8.8655 | 8.8655 | 8.8655
[20 empty] | 2020-09-01 05:00 | 5838 | 9 | 1 | 6 | 0 | 0 | 150.751 | 30377.4 | 108.044 | 368.6461 | 0 | 0 | 0 | 724300 | 0 | 156.827 | 30377.4 | 113.448 | 387.0846 | 0 | 0 | 0 | 758661 | 0 | 160.26 | 30377.4 | 116.968 | 399.0948 | 0 | 0 | 0 | 780152 | 0 | 150.751 | 156.827 | 160.26
[20 empty] | 2020-09-01 06:00 | 5839 | 9 | 1 | 7 | 23356.623 | 23.3566 | 270.462 | 80012.4 | 159.563 | 544.429 | 0 | 0 | 0 | 1289500 | 0 | 278.658 | 80012.4 | 167.44 | 571.3053 | 0 | 0 | 0 | 1335860 | 0 | 284.057 | 80012.4 | 173.414 | 591.6886 | 0 | 0 | 0 | 1359090 | 0 | 247.1054 | 255.3014 | 260.7004
[20 empty] | 2020-09-01 07:00 | 5840 | 9 | 1 | 8 | 81980.411 | 81.9804 | 314.363 | 80012.4 | 170.99 | 583.4179 | 0 | 0 | 0 | 1395250 | 0 | 323.396 | 80012.4 | 179.005 | 610.7651 | 0 | 0 | 0 | 1445150 | 0 | 330.308 | 80012.4 | 185.839 | 634.0827 | 0 | 0 | 0 | 1479590 | 0 | 232.3826 | 241.4156 | 248.3276
[20 empty] | 2020-09-01 08:00 | 5841 | 9 | 1 | 9 | 151079.859 | 151.0799 | 335.029 | 54788.7 | 184.271 | 628.7327 | 0 | 0 | 0 | 1481220 | 0 | 345.52 | 54788.7 | 193.322 | 659.6147 | 0 | 0 | 0 | 1534650 | 0 | 354.233 | 54788.7 | 201.402 | 687.1836 | 0 | 0 | 0 | 1575360 | 0 | 183.9491 | 194.4401 | 203.1531
[20 empty] | 2020-09-01 09:00 | 5842 | 9 | 1 | 10 | 174139.317 | 174.1393 | 342.797 | 54715.3 | 188.589 | 643.4657 | 0 | 0 | 0 | 1513320 | -61.7246 | 354.386 | 54715.3 | 198.245 | 676.4119 | 0 | 0 | 0 | 1573700 | -61.7012 | 364.424 | 54715.3 | 207.064 | 706.5024 | 0 | 0 | 0 | 1622330 | -61.7246 | 168.6577 | 180.2467 | 190.2847
[20 empty] | 2020-09-01 10:00 | 5843 | 9 | 1 | 11 | 230520.037 | 230.52 | 316.4 | 126659 | 184.357 | 629.0261 | 0 | 0 | 0 | 1453190 | 0 | 327.601 | 126659 | 193.76 | 661.1091 | 0 | 0 | 0 | 1510190 | 0 | 337.914 | 126659 | 202.696 | 691.5988 | 0 | 0 | 0 | 1560540 | 0 | 85.88 | 97.081 | 107.394
[20 empty] | 2020-09-01 11:00 | 5844 | 9 | 1 | 12 | 246103.62 | 246.1036 | 352.242 | 126659 | 192.585 | 657.1 | 0 | 0 | 0 | 1546330 | 0 | 365.269 | 126659 | 203.035 | 692.7554 | 0 | 0 | 0 | 1614830 | 0 | 376.83 | 126659 | 212.678 | 725.6573 | 0 | 0 | 0 | 1672460 | 0 | 106.1384 | 119.1654 | 130.7264
[20 empty] | 2020-09-01 12:00 | 5845 | 9 | 1 | 13 | 244824.065 | 244.8241 | 297.523 | 84357.9 | 187.139 | 638.5183 | 0 | 0 | 0 | 1457270 | 0 | 310.345 | 84357.9 | 197.523 | 673.9485 | 0 | 0 | 0 | 1523220 | 0 | 322.457 | 84357.9 | 207.525 | 708.0753 | 0 | 0 | 0 | 1583950 | 0 | 52.6989 | 65.5209 | 77.6329
[20 empty] | 2020-09-01 13:00 | 5846 | 9 | 1 | 14 | 234123.571 | 234.1236 | 288.512 | 54568.6 | 184.509 | 629.5447 | 0 | 0 | 0 | 1408770 | 0 | 302.994 | 54568.6 | 195.83 | 668.172 | 0 | 0 | 0 | 1486760 | 0 | 316.124 | 54568.6 | 206.379 | 704.1651 | 0 | 0 | 0 | 1554970 | 0 | 54.3884 | 68.8704 | 82.0004
[20 empty] | 2020-09-01 14:00 | 5847 | 9 | 1 | 15 | 200875.823 | 200.8758 | 268.984 | 54715.3 | 181.207 | 618.2783 | 0 | 0 | 0 | 1412670 | 0 | 281.851 | 54715.3 | 191.331 | 652.8214 | 0 | 0 | 0 | 1478520 | 0 | 294.026 | 54715.3 | 201.139 | 686.2863 | 0 | 0 | 0 | 1539590 | 0 | 68.1082 | 80.9752 | 93.1502
[20 empty] | 2020-09-01 15:00 | 5848 | 9 | 1 | 16 | 90653.424 | 90.6534 | 255.202 | 30084 | 170.653 | 582.268 | 0 | 0 | 0 | 1332520 | 0 | 267.736 | 30084 | 180.434 | 615.6408 | 0 | 0 | 0 | 1398930 | 0 | 279.466 | 30084 | 189.839 | 647.7307 | 0 | 0 | 0 | 1459750 | 0 | 164.5486 | 177.0826 | 188.8126
[20 empty] | 2020-09-01 16:00 | 5849 | 9 | 1 | 17 | 37053.396 | 37.0534 | 14.694 | 30084 | 0 | 0 | 0 | 0 | 0 | 0 | 0 | 25.5289 | 30084 | 8.0707 | 27.5371 | 0 | 0 | 0 | 51681.4 | -1979.56 | 43.767 | 30084 | 23.3736 | 79.7507 | 0 | 0 | 0 | 149178 | -5999.67 | -22.3594 | -11.5245 | 6.7136
[20 empty] | 2020-09-01 17:00 | 5850 | 9 | 1 | 18 | 24754.99 | 24.755 | 13.7827 | 30230.7 | 0 | 0 | 0 | 0 | 0 | 0 | 0 | 30.9193 | 30230.7 | 13.4612 | 45.9296 | 0 | 0 | 0 | 86948.1 | -200.493 | 32.8786 | 30230.7 | 15.0492 | 51.3479 | 0 | 0 | 0 | 97103.7 | -319.447 | -10.9723 | 6.1643 | 8.1236
[20 empty] | 2020-09-01 18:00 | 5851 | 9 | 1 | 19 | 0 | 0 | 25.4833 | 30450.7 | 11.3836 | 38.8408 | 0 | 0 | 0 | 77094.9 | 0 | 36.3979 | 30450.7 | 19.5339 | 66.6497 | 0 | 0 | 0 | 131605 | -6.5757 | 43.9248 | 30450.7 | 25.8386 | 88.1613 | 0 | 0 | 0 | 173806 | -14.224 | 25.4833 | 36.3979 | 43.9248
[20 empty] | 2020-09-01 19:00 | 5852 | 9 | 1 | 20 | 0 | 0 | 8.8655 | 8089.18 | 0 | 0 | 0 | 0 | 0 | 0 | 0 | 8.8655 | 8089.18 | 0 | 0 | 0 | 0 | 0 | 0 | 0 | 19.5961 | 8089.18 | 9.027 | 30.8002 | 0 | 0 | 0 | 60404 | 0 | 8.8655 | 8.8655 | 19.5961
[20 empty] | 2020-09-01 20:00 | 5853 | 9 | 1 | 21 | 0 | 0 | 7.3463 | 8309.16 | 0 | 0 | 0 | 0 | 0 | 0 | 0 | 7.3463 | 8309.16 | 0 | 0 | 0 | 0 | 0 | 0 | 0 | 7.3463 | 8309.16 | 0 | 0 | 0 | 0 | 0 | 0 | 0 | 7.3463 | 7.3463 | 7.3463
[20 empty] | 2020-09-01 21:00 | 5854 | 9 | 1 | 22 | 0 | 0 | 7.3463 | 8235.83 | 0 | 0 | 0 | 0 | 0 | 0 | 0 | 7.3463 | 8235.83 | 0 | 0 | 0 | 0 | 0 | 0 | 0 | 7.3463 | 8235.83 | 0 | 0 | 0 | 0 | 0 | 0 | 0 | 7.3463 | 7.3463 | 7.3463
[20 empty] | 2020-09-01 22:00 | 5855 | 9 | 1 | 23 | 0 | 0 | 22.2719 | 8235.83 | 11.2106 | 38.2506 | 0 | 0 | 0 | 77277 | 0 | 22.2719 | 8235.83 | 11.2106 | 38.2506 | 0 | 0 | 0 | 77277.4 | 0 | 22.2719 | 8235.83 | 11.2105 | 38.2502 | 0 | 0 | 0 | 77276.9 | 0 | 22.2719 | 22.2719 | 22.2719
[20 empty] | 2020-09-01 23:00 | 5856 | 9 | 1 | 24 | 0 | 0 | 7.3463 | 8235.83 | 0 | 0 | 0 | 0 | 0 | 0 | 0 | 7.3463 | 8235.83 | 0 | 0 | 0 | 0 | 0 | 0 | 0 | 7.3463 | 8235.83 | 0 | 0 | 0 | 0 | 0 | 0 | 0 | 7.3463 | 7.3463 | 7.3463
[20 empty] | 2020-09-02 | 5857 | 9 | 2 | 1 | 0 | 0 | 7.3463 | 8382.48 | 0 | 0 | 0 | 0 | 0 | 0 | 0 | 7.3463 | 8382.48 | 0 | 0 | 0 | 0 | 0 | 0 | 0 | 7.3463 | 8382.48 | 0 | 0 | 0 | 0 | 0 | 0 | 0 | 7.3463 | 7.3463 | 7.3463
[20 empty] | 2020-09-02 01:00 | 5858 | 9 | 2 | 2 | 0 | 0 | 7.3463 | 8382.48 | 0 | 0 | 0 | 0 | 0 | 0 | 0 | 7.3463 | 8382.48 | 0 | 0 | 0 | 0 | 0 | 0 | 0 | 7.3463 | 8382.48 | 0 | 0 | 0 | 0 | 0 | 0 | 0 | 7.3463 | 7.3463 | 7.3463
[20 empty] | 2020-09-02 02:00 | 5859 | 9 | 2 | 3 | 0 | 0 | 21.8775 | 8455.81 | 10.8162 | 36.9049 | 0 | 0 | 0 | 77114.6 | 0 | 21.8776 | 8455.81 | 10.8163 | 36.9052 | 0 | 0 | 0 | 77114.8 | 0 | 21.8775 | 8455.81 | 10.8162 | 36.9049 | 0 | 0 | 0 | 77114.4 | 0 | 21.8775 | 21.8776 | 21.8775
[20 empty] | 2020-09-02 03:00 | 5860 | 9 | 2 | 4 | 0 | 0 | 7.3463 | 8529.14 | 0 | 0 | 0 | 0 | 0 | 0 | 0 | 7.3463 | 8529.14 | 0 | 0 | 0 | 0 | 0 | 0 | 0 | 7.3463 | 8529.14 | 0 | 0 | 0 | 0 | 0 | 0 | 0 | 7.3463 | 7.3463 | 7.3463
[20 empty] | 2020-09-02 04:00 | 5861 | 9 | 2 | 5 | 0 | 0 | 33.6395 | 8529.14 | 18.619 | 63.528 | 0 | 0 | 0 | 134164 | 0 | 64.1004 | 8529.14 | 42.682 | 145.631 | 0 | 0 | 0 | 307927 | 0 | 44.0364 | 8529.14 | 27.694 | 94.4919 | 0 | 0 | 0 | 199755 | 0 | 33.6395 | 64.1004 | 44.0364
[20 empty] | 2020-09-02 05:00 | 5862 | 9 | 2 | 6 | 0 | 0 | 126.154 | 30964.1 | 87.5534 | 298.7322 | 0 | 0 | 0 | 638961 | 0 | 126.243 | 30964.1 | 88.2068 | 300.9616 | 0 | 0 | 0 | 642231 | 0 | 131.464 | 30964.1 | 92.879 | 316.9031 | 0 | 0 | 0 | 677305 | 0 | 126.154 | 126.243 | 131.464
[20 empty] | 2020-09-02 06:00 | 5863 | 9 | 2 | 7 | 27339.681 | 27.3397 | 261.955 | 80452.6 | 149.277 | 509.3331 | 0 | 0 | 0 | 1271540 | 0 | 266.332 | 80452.6 | 154.537 | 527.2802 | 0 | 0 | 0 | 1291350 | 0 | 272.195 | 80452.6 | 160.678 | 548.2333 | 0 | 0 | 0 | 1323990 | 0 | 234.6153 | 238.9923 | 244.8553
[20 empty] | 2020-09-02 07:00 | 5864 | 9 | 2 | 8 | 75925.146 | 75.9251 | 298.673 | 80452.6 | 156.03 | 532.3744 | 0 | 0 | 0 | 1298160 | 0 | 304.085 | 80452.6 | 161.716 | 551.775 | 0 | 0 | 0 | 1325710 | 0 | 311.192 | 80452.6 | 168.603 | 575.2734 | 0 | 0 | 0 | 1363380 | 0 | 222.7479 | 228.1599 | 235.2669
[20 empty] | 2020-09-02 08:00 | 5865 | 9 | 2 | 9 | 133648.619 | 133.6486 | 323.82 | 55302.2 | 173.506 | 592.0025 | 0 | 0 | 0 | 1484450 | 0 | 331.127 | 55302.2 | 180.623 | 616.2857 | 0 | 0 | 0 | 1518620 | 0 | 339.488 | 55302.2 | 188.274 | 642.3909 | 0 | 0 | 0 | 1562850 | 0 | 190.1714 | 197.4784 | 205.8394
[20 empty] | 2020-09-02 09:00 | 5866 | 9 | 2 | 10 | 173896.67 | 173.8967 | 333.07 | 55155.5 | 180.61 | 616.2413 | 0 | 0 | 0 | 1536360 | 0 | 341.276 | 55155.5 | 188.28 | 642.4114 | 0 | 0 | 0 | 1576250 | 0 | 350.92 | 55155.5 | 196.841 | 671.6215 | 0 | 0 | 0 | 1626550 | 0 | 159.1733 | 167.3793 | 177.0233
[20 empty] | 2020-09-02 10:00 | 5867 | 9 | 2 | 11 | 202274.825 | 202.2748 | 312.805 | 126659 | 179.428 | 612.2083 | 0 | 0 | 0 | 1524690 | 0 | 320.97 | 126659 | 187.043 | 638.1907 | 0 | 0 | 0 | 1563740 | 0 | 330.479 | 126659 | 195.372 | 666.6093 | 0 | 0 | 0 | 1613590 | 0 | 110.5302 | 118.6952 | 128.2042
[20 empty] | 2020-09-02 11:00 | 5868 | 9 | 2 | 12 | 252822.964 | 252.823 | 354.542 | 126659 | 195.132 | 665.7904 | 0 | 0 | 0 | 1689880 | 0 | 364.142 | 126659 | 203.59 | 694.6491 | 0 | 0 | 0 | 1739000 | 0 | 374.993 | 126659 | 212.81 | 726.1077 | 0 | 0 | 0 | 1797060 | 0 | 101.719 | 111.319 | 122.17
[20 empty] | 2020-09-02 12:00 | 5869 | 9 | 2 | 13 | 251909.4 | 251.9094 | 305.706 | 85560.9 | 195.838 | 668.1993 | 0 | 0 | 0 | 1701750 | 0 | 315.773 | 85560.9 | 204.634 | 698.2112 | 0 | 0 | 0 | 1754320 | 0 | 327.1 | 85560.9 | 214.211 | 730.8879 | 0 | 0 | 0 | 1816130 | 0 | 53.7966 | 63.8636 | 75.1906
[20 empty] | 2020-09-02 13:00 | 5870 | 9 | 2 | 14 | 233927.708 | 233.9277 | 295.933 | 55008.7 | 192.785 | 657.7824 | 0 | 0 | 0 | 1650520 | 0 | 307.134 | 55008.7 | 202.247 | 690.0668 | 0 | 0 | 0 | 1711760 | 0 | 319.291 | 55008.7 | 212.312 | 724.4085 | 0 | 0 | 0 | 1779860 | 0 | 62.0053 | 73.2063 | 85.3633
[20 empty] | 2020-09-02 14:00 | 5871 | 9 | 2 | 15 | 197300.332 | 197.3003 | 261.189 | 55008.7 | 175.095 | 597.4241 | 0 | 0 | 0 | 1412560 | 0 | 270.784 | 55008.7 | 183.16 | 624.9419 | 0 | 0 | 0 | 1460920 | 0 | 282.101 | 55008.7 | 192.353 | 656.3084 | 0 | 0 | 0 | 1520280 | 0 | 63.8887 | 73.4837 | 84.8007
[20 empty] | 2020-09-02 15:00 | 5872 | 9 | 2 | 16 | 146945.902 | 146.9459 | 250.864 | 30230.7 | 167.898 | 572.868 | 0 | 0 | 0 | 1336500 | 0 | 260.751 | 30230.7 | 176.025 | 600.5973 | 0 | 0 | 0 | 1388180 | 0 | 272.204 | 30230.7 | 185.254 | 632.0866 | 0 | 0 | 0 | 1448910 | 0 | 103.9181 | 113.8051 | 125.2581
[20 empty] | 2020-09-02 16:00 | 5873 | 9 | 2 | 17 | 83348.32 | 83.3483 | 14.694 | 30230.7 | 0 | 0 | 0 | 0 | 0 | 0 | 0 | 14.694 | 30230.7 | 0 | 0 | 0 | 0 | 0 | 0 | 0 | 26.4221 | 30230.7 | 8.7381 | 29.8146 | 0 | 0 | 0 | 57310.4 | -2254.28 | -68.6543 | -68.6543 | -56.9262
[20 empty] | 2020-09-02 17:00 | 5874 | 9 | 2 | 18 | 20061.827 | 20.0618 | 13.7827 | 30524.1 | 0 | 0 | 0 | 0 | 0 | 0 | 0 | 13.7827 | 30524.1 | 0 | 0 | 0 | 0 | 0 | 0 | 0 | 25.5678 | 30524.1 | 8.7951 | 30.0089 | 0 | 0 | 0 | 59502.5 | -143.423 | -6.2791 | -6.2791 | 5.506
[20 empty] | 2020-09-02 18:00 | 5875 | 9 | 2 | 19 | 0 | 0 | 25.2664 | 30597.4 | 11.1667 | 38.1008 | 0 | 0 | 0 | 77448.9 | 0 | 25.2664 | 30597.4 | 11.1667 | 38.1008 | 0 | 0 | 0 | 77448.9 | 0 | 25.2664 | 30597.4 | 11.1666 | 38.1004 | 0 | 0 | 0 | 77448.7 | 0 | 25.2664 | 25.2664 | 25.2664
[20 empty] | 2020-09-02 19:00 | 5876 | 9 | 2 | 20 | 0 | 0 | 8.8655 | 8235.83 | 0 | 0 | 0 | 0 | 0 | 0 | 0 | 8.8655 | 8235.83 | 0 | 0 | 0 | 0 | 0 | 0 | 0 | 8.8655 | 8235.83 | 0 | 0 | 0 | 0 | 0 | 0 | 0 | 8.8655 | 8.8655 | 8.8655
[20 empty] | 2020-09-02 20:00 | 5877 | 9 | 2 | 21 | 0 | 0 | 7.3463 | 8382.48 | 0 | 0 | 0 | 0 | 0 | 0 | 0 | 7.3463 | 8382.48 | 0 | 0 | 0 | 0 | 0 | 0 | 0 | 7.3463 | 8382.48 | 0 | 0 | 0 | 0 | 0 | 0 | 0 | 7.3463 | 7.3463 | 7.3463
[20 empty] | 2020-09-02 21:00 | 5878 | 9 | 2 | 22 | 0 | 0 | 21.9535 | 8455.81 | 10.8922 | 37.1642 | 0 | 0 | 0 | 77682.7 | 0 | 21.9535 | 8455.81 | 10.8922 | 37.1642 | 0 | 0 | 0 | 77682.7 | 0 | 21.9535 | 8455.81 | 10.8922 | 37.1642 | 0 | 0 | 0 | 77682.4 | 0 | 21.9535 | 21.9535 | 21.9535
[20 empty] | 2020-09-02 22:00 | 5879 | 9 | 2 | 23 | 0 | 0 | 7.3463 | 8455.81 | 0 | 0 | 0 | 0 | 0 | 0 | 0 | 7.3463 | 8455.81 | 0 | 0 | 0 | 0 | 0 | 0 | 0 | 7.3463 | 8455.81 | 0 | 0 | 0 | 0 | 0 | 0 | 0 | 7.3463 | 7.3463 | 7.3463
[20 empty] | 2020-09-02 23:00 | 5880 | 9 | 2 | 24 | 0 | 0 | 7.3463 | 8602.46 | 0 | 0 | 0 | 0 | 0 | 0 | 0 | 7.3463 | 8602.46 | 0 | 0 | 0 | 0 | 0 | 0 | 0 | 7.3463 | 8602.46 | 0 | 0 | 0 | 0 | 0 | 0 | 0 | 7.3463 | 7.3463 | 7.3463
[20 empty] | 2020-09-03 | 5881 | 9 | 3 | 1 | 0 | 0 | 21.6571 | 8602.46 | 10.5958 | 36.1529 | 0 | 0 | 0 | 77337.3 | 0 | 21.6571 | 8602.46 | 10.5958 | 36.1529 | 0 | 0 | 0 | 77337.2 | 0 | 21.6571 | 8602.46 | 10.5958 | 36.1529 | 0 | 0 | 0 | 77337 | 0 | 21.6571 | 21.6571 | 21.6571
[20 empty] | 2020-09-03 01:00 | 5882 | 9 | 3 | 2 | 0 | 0 | 7.3463 | 8602.46 | 0 | 0 | 0 | 0 | 0 | 0 | 0 | 7.3463 | 8602.46 | 0 | 0 | 0 | 0 | 0 | 0 | 0 | 7.3463 | 8602.46 | 0 | 0 | 0 | 0 | 0 | 0 | 0 | 7.3463 | 7.3463 | 7.3463
[20 empty] | 2020-09-03 02:00 | 5883 | 9 | 3 | 3 | 0 | 0 | 7.3463 | 8675.79 | 0 | 0 | 0 | 0 | 0 | 0 | 0 | 7.3463 | 8675.79 | 0 | 0 | 0 | 0 | 0 | 0 | 0 | 7.3463 | 8675.79 | 0 | 0 | 0 | 0 | 0 | 0 | 0 | 7.3463 | 7.3463 | 7.3463
[20 empty] | 2020-09-03 03:00 | 5884 | 9 | 3 | 4 | 0 | 0 | 7.3463 | 8675.79 | 0 | 0 | 0 | 0 | 0 | 0 | 0 | 7.3463 | 8675.79 | 0 | 0 | 0 | 0 | 0 | 0 | 0 | 7.3463 | 8675.79 | 0 | 0 | 0 | 0 | 0 | 0 | 0 | 7.3463 | 7.3463 | 7.3463
[20 empty] | 2020-09-03 04:00 | 5885 | 9 | 3 | 5 | 0 | 0 | 48.359 | 8675.79 | 30.4434 | 103.8729 | 0 | 0 | 0 | 224924 | 0 | 49.6991 | 8675.79 | 31.5456 | 107.6336 | 0 | 0 | 0 | 233067 | 0 | 23.0883 | 8675.79 | 10.5078 | 35.8526 | 0 | 0 | 0 | 77603.1 | 0 | 48.359 | 49.6991 | 23.0883
[20 empty] | 2020-09-03 05:00 | 5886 | 9 | 3 | 6 | 0 | 0 | 117.301 | 30964.1 | 81.5812 | 278.3551 | 0 | 0 | 0 | 594887 | 0 | 121.562 | 30964.1 | 85.3628 | 291.2579 | 0 | 0 | 0 | 622506 | 0 | 128.745 | 30964.1 | 91.5605 | 312.4044 | 0 | 0 | 0 | 668768 | 0 | 117.301 | 121.562 | 128.745
[20 empty] | 2020-09-03 06:00 | 5887 | 9 | 3 | 7 | 35899.805 | 35.8998 | 254.019 | 80599.4 | 144.31 | 492.3857 | 0 | 0 | 0 | 1240200 | 0 | 260.452 | 80599.4 | 150.872 | 514.7753 | 0 | 0 | 0 | 1275770 | 0 | 267.25 | 80599.4 | 157.544 | 537.5401 | 0 | 0 | 0 | 1323730 | 0 | 218.1192 | 224.5522 | 231.3502
[20 empty] | 2020-09-03 07:00 | 5888 | 9 | 3 | 8 | 108056.264 | 108.0563 | 289.233 | 80599.4 | 150.532 | 513.6152 | 0 | 0 | 0 | 1255480 | 0 | 296.245 | 80599.4 | 157.379 | 536.9771 | 0 | 0 | 0 | 1291890 | 0 | 303.66 | 80599.4 | 164.212 | 560.2913 | 0 | 0 | 0 | 1337260 | 0 | 181.1767 | 188.1887 | 195.6037
[20 empty] | 2020-09-03 08:00 | 5889 | 9 | 3 | 9 | 124013.432 | 124.0134 | 319.714 | 55302.2 | 173.533 | 592.0946 | 0 | 0 | 0 | 1486180 | 0 | 327.725 | 55302.2 | 181.197 | 618.2442 | 0 | 0 | 0 | 1523660 | 0 | 335.993 | 55302.2 | 188.643 | 643.6499 | 0 | 0 | 0 | 1569840 | 0 | 195.7006 | 203.7116 | 211.9796
[20 empty] | 2020-09-03 09:00 | 5890 | 9 | 3 | 10 | 166369.264 | 166.3693 | 328.709 | 55082.1 | 180.6 | 616.2072 | 0 | 0 | 0 | 1518200 | 0 | 337.669 | 55082.1 | 188.786 | 644.1378 | 0 | 0 | 0 | 1559410 | 0 | 347.142 | 55082.1 | 197.089 | 672.4677 | 0 | 0 | 0 | 1609050 | 0 | 162.3397 | 171.2997 | 180.7727
[20 empty] | 2020-09-03 10:00 | 5891 | 9 | 3 | 11 | 202820.218 | 202.8202 | 309.274 | 126659 | 179.943 | 613.9655 | 0 | 0 | 0 | 1513800 | 0 | 318.31 | 126659 | 188.124 | 641.8791 | 0 | 0 | 0 | 1555080 | 0 | 327.572 | 126659 | 196.148 | 669.257 | 0 | 0 | 0 | 1604760 | 0 | 106.4538 | 115.4898 | 124.7518
[20 empty] | 2020-09-03 11:00 | 5892 | 9 | 3 | 12 | 234040.069 | 234.0401 | 342.212 | 126659 | 186.731 | 637.1262 | 0 | 0 | 0 | 1584150 | 0 | 351.868 | 126659 | 195.282 | 666.3022 | 0 | 0 | 0 | 1629510 | 0 | 362.217 | 126659 | 204.18 | 696.6622 | 0 | 0 | 0 | 1682760 | 0 | 108.1719 | 117.8279 | 128.1769
[20 empty] | 2020-09-03 12:00 | 5893 | 9 | 3 | 13 | 223134.785 | 223.1348 | 285.991 | 85566.1 | 180.862 | 617.1011 | 0 | 0 | 0 | 1526870 | 0 | 295.614 | 85566.1 | 189.376 | 646.1509 | 0 | 0 | 0 | 1572690 | 0 | 305.776 | 85566.1 | 198.068 | 675.808 | 0 | 0 | 0 | 1626710 | 0 | 62.8562 | 72.4792 | 82.6412
[20 empty] | 2020-09-03 13:00 | 5894 | 9 | 3 | 14 | 211532.014 | 211.532 | 276.332 | 55082.1 | 177.978 | 607.2609 | 0 | 0 | 0 | 1476240 | 0 | 286.384 | 55082.1 | 186.771 | 637.2627 | 0 | 0 | 0 | 1525890 | 0 | 297.152 | 55082.1 | 195.933 | 668.5234 | 0 | 0 | 0 | 1583770 | 0 | 64.8 | 74.852 | 85.62
[20 empty] | 2020-09-03 14:00 | 5895 | 9 | 3 | 15 | 185364.78 | 185.3648 | 249.085 | 55228.8 | 168.632 | 575.3724 | 0 | 0 | 0 | 1389360 | 0 | 257.836 | 55228.8 | 176.278 | 601.4605 | 0 | 0 | 0 | 1431950 | 0 | 267.377 | 55228.8 | 184.35 | 629.0022 | 0 | 0 | 0 | 1482490 | 0 | 63.7202 | 72.4712 | 82.0122
[20 empty] | 2020-09-03 15:00 | 5896 | 9 | 3 | 16 | 146716.187 | 146.7162 | 234.774 | 30524.1 | 158.166 | 539.6624 | 0 | 0 | 0 | 1279020 | 0 | 243.172 | 30524.1 | 165.543 | 564.8327 | 0 | 0 | 0 | 1318420 | 0 | 252.322 | 30524.1 | 173.621 | 592.3949 | 0 | 0 | 0 | 1372800 | 0 | 88.0578 | 96.4558 | 105.6058
[20 empty] | 2020-09-03 16:00 | 5897 | 9 | 3 | 17 | 88143.652 | 88.1437 | 14.694 | 30524.1 | 0 | 0 | 0 | 0 | 0 | 0 | 0 | 14.694 | 30524.1 | 0 | 0 | 0 | 0 | 0 | 0 | 0 | 14.694 | 30524.1 | 0 | 0 | 0 | 0 | 0 | 0 | 0 | -73.4497 | -73.4497 | -73.4497
[20 empty] | 2020-09-03 17:00 | 5898 | 9 | 3 | 18 | 24058.67 | 24.0587 | 13.7827 | 30450.7 | 0 | 0 | 0 | 0 | 0 | 0 | 0 | 13.7827 | 30450.7 | 0 | 0 | 0 | 0 | 0 | 0 | 0 | 13.7827 | 30450.7 | 0 | 0 | 0 | 0 | 0 | 0 | 0 | -10.276 | -10.276 | -10.276
[20 empty] | 2020-09-03 18:00 | 5899 | 9 | 3 | 19 | 0 | 0 | 25.5897 | 30377.4 | 11.4899 | 39.2035 | 0 | 0 | 0 | 77625.9 | 0 | 25.5897 | 30377.4 | 11.49 | 39.2039 | 0 | 0 | 0 | 77626.2 | 0 | 25.5896 | 30377.4 | 11.4899 | 39.2035 | 0 | 0 | 0 | 77625.7 | 0 | 25.5897 | 25.5897 | 25.5896
[20 empty] | 2020-09-03 19:00 | 5900 | 9 | 3 | 20 | 0 | 0 | 8.8655 | 8015.86 | 0 | 0 | 0 | 0 | 0 | 0 | 0 | 8.8655 | 8015.86 | 0 | 0 | 0 | 0 | 0 | 0 | 0 | 8.8655 | 8015.86 | 0 | 0 | 0 | 0 | 0 | 0 | 0 | 8.8655 | 8.8655 | 8.8655
[20 empty] | 2020-09-03 20:00 | 5901 | 9 | 3 | 21 | 0 | 0 | 7.3463 | 8089.18 | 0 | 0 | 0 | 0 | 0 | 0 | 0 | 7.3463 | 8089.18 | 0 | 0 | 0 | 0 | 0 | 0 | 0 | 7.3463 | 8089.18 | 0 | 0 | 0 | 0 | 0 | 0 | 0 | 7.3463 | 7.3463 | 7.3463
[20 empty] | 2020-09-03 21:00 | 5902 | 9 | 3 | 22 | 0 | 0 | 22.4881 | 8162.51 | 11.4268 | 38.9882 | 0 | 0 | 0 | 77826.2 | 0 | 22.4881 | 8162.51 | 11.4268 | 38.9882 | 0 | 0 | 0 | 77826.3 | 0 | 22.4881 | 8162.51 | 11.4268 | 38.9882 | 0 | 0 | 0 | 77826 | 0 | 22.4881 | 22.4881 | 22.4881
[20 empty] | 2020-09-03 22:00 | 5903 | 9 | 3 | 23 | 0 | 0 | 7.3463 | 8162.51 | 0 | 0 | 0 | 0 | 0 | 0 | 0 | 7.3463 | 8162.51 | 0 | 0 | 0 | 0 | 0 | 0 | 0 | 7.3463 | 8162.51 | 0 | 0 | 0 | 0 | 0 | 0 | 0 | 7.3463 | 7.3463 | 7.3463
[20 empty] | 2020-09-03 23:00 | 5904 | 9 | 3 | 24 | 0 | 0 | 7.7516 | 8309.16 | 0 | 0 | 0 | 0 | 0 | 0 | 0 | 7.7516 | 8309.16 | 0 | 0 | 0 | 0 | 0 | 0 | 0 | 7.7516 | 8309.16 | 0 | 0 | 0 | 0 | 0 | 0 | 0 | 7.7516 | 7.7516 | 7.7516
[20 empty] | 2020-09-04 | 5905 | 9 | 4 | 1 | 0 | 0 | 7.7516 | 8455.81 | 0 | 0 | 0 | 0 | 0 | 0 | 0 | 7.7516 | 8455.81 | 0 | 0 | 0 | 0 | 0 | 0 | 0 | 7.7516 | 8455.81 | 0 | 0 | 0 | 0 | 0 | 0 | 0 | 7.7516 | 7.7516 | 7.7516
[20 empty] | 2020-09-04 01:00 | 5906 | 9 | 4 | 2 | 0 | 0 | 22.4269 | 8455.81 | 10.9603 | 37.3965 | 0 | 0 | 0 | 78126.3 | 0 | 22.427 | 8455.81 | 10.9604 | 37.3969 | 0 | 0 | 0 | 78126.5 | 0 | 22.4269 | 8455.81 | 10.9603 | 37.3965 | 0 | 0 | 0 | 78126.1 | 0 | 22.4269 | 22.427 | 22.4269
[20 empty] | 2020-09-04 02:00 | 5907 | 9 | 4 | 3 | 0 | 0 | 7.7516 | 8382.48 | 0 | 0 | 0 | 0 | 0 | 0 | 0 | 7.7516 | 8382.48 | 0 | 0 | 0 | 0 | 0 | 0 | 0 | 7.7516 | 8382.48 | 0 | 0 | 0 | 0 | 0 | 0 | 0 | 7.7516 | 7.7516 | 7.7516
[20 empty] | 2020-09-04 03:00 | 5908 | 9 | 4 | 4 | 0 | 0 | 7.7516 | 8529.14 | 0 | 0 | 0 | 0 | 0 | 0 | 0 | 7.7516 | 8529.14 | 0 | 0 | 0 | 0 | 0 | 0 | 0 | 7.7516 | 8529.14 | 0 | 0 | 0 | 0 | 0 | 0 | 0 | 7.7516 | 7.7516 | 7.7516
[20 empty] | 2020-09-04 04:00 | 5909 | 9 | 4 | 5 | 0 | 0 | 7.7516 | 8529.14 | 0 | 0 | 0 | 0 | 0 | 0 | 0 | 7.7516 | 8529.14 | 0 | 0 | 0 | 0 | 0 | 0 | 0 | 7.7516 | 8529.14 | 0 | 0 | 0 | 0 | 0 | 0 | 0 | 7.7516 | 7.7516 | 7.7516
[20 empty] | 2020-09-04 05:00 | 5910 | 9 | 4 | 6 | 0 | 0 | 22.0566 | 8675.79 | 10.5899 | 36.1327 | 0 | 0 | 0 | 77936.8 | 0 | 22.0566 | 8675.79 | 10.59 | 36.1331 | 0 | 0 | 0 | 77937 | 0 | 22.0565 | 8675.79 | 10.5899 | 36.1327 | 0 | 0 | 0 | 77936.6 | 0 | 22.0566 | 22.0566 | 22.0565
[20 empty] | 2020-09-04 06:00 | 5911 | 9 | 4 | 7 | 35267.826 | 35.2678 | 7.4796 | 8602.46 | 0 | 0 | 0 | 0 | 0 | 0 | 0 | 7.4679 | 8602.46 | 0 | 0 | 0 | 0 | 0 | 0 | 0 | 7.4679 | 8602.46 | 0 | 0 | 0 | 0 | 0 | 0 | 0 | -27.7882 | -27.7999 | -27.7999
[20 empty] | 2020-09-04 07:00 | 5912 | 9 | 4 | 8 | 105382.232 | 105.3822 | 7.4679 | 8602.46 | 0 | 0 | 0 | 0 | 0 | 0 | 0 | 7.4679 | 8602.46 | 0 | 0 | 0 | 0 | 0 | 0 | 0 | 7.4679 | 8602.46 | 0 | 0 | 0 | 0 | 0 | 0 | 0 | -97.9144 | -97.9144 | -97.9144
[20 empty] | 2020-09-04 08:00 | 5913 | 9 | 4 | 9 | 166921.242 | 166.9212 | 7.4679 | 8455.81 | 0 | 0 | 0 | 0 | 0 | 0 | 0 | 7.4679 | 8455.81 | 0 | 0 | 0 | 0 | 0 | 0 | 0 | 7.4679 | 8455.81 | 0 | 0 | 0 | 0 | 0 | 0 | 0 | -159.4534 | -159.4534 | -159.4534
[20 empty] | 2020-09-04 09:00 | 5914 | 9 | 4 | 10 | 212281.195 | 212.2812 | 22.298 | 8382.48 | 11.0724 | 37.779 | 0 | 0 | 0 | 77600.7 | 0 | 22.2553 | 8382.48 | 11.0724 | 37.779 | 0 | 0 | 0 | 77601 | 0 | 22.2553 | 8382.48 | 11.0724 | 37.779 | 0 | 0 | 0 | 77600.6 | 0 | -189.9832 | -190.0259 | -190.0259
[20 empty] | 2020-09-04 10:00 | 5915 | 9 | 4 | 11 | 244753.253 | 244.7533 | 7.4798 | 8382.48 | 0 | 0 | 0 | 0 | 0 | 0 | 0 | 7.4679 | 8382.48 | 0 | 0 | 0 | 0 | 0 | 0 | 0 | 7.4679 | 8382.48 | 0 | 0 | 0 | 0 | 0 | 0 | 0 | -237.2734 | -237.2854 | -237.2854
[20 empty] | 2020-09-04 11:00 | 5916 | 9 | 4 | 12 | 262240.269 | 262.2403 | 7.4679 | 8015.86 | 0 | 0 | 0 | 0 | 0 | 0 | 0 | 7.4679 | 8015.86 | 0 | 0 | 0 | 0 | 0 | 0 | 0 | 19.354 | 8015.86 | 8.8672 | 30.2548 | 0 | 0 | 0 | 58617.1 | -5.297 | -254.7724 | -254.7724 | -242.8863
[20 empty] | 2020-09-04 12:00 | 5917 | 9 | 4 | 13 | 261749.319 | 261.7493 | 7.4679 | 8162.51 | 0 | 0 | 0 | 0 | 0 | 0 | 0 | 7.4679 | 8162.51 | 0 | 0 | 0 | 0 | 0 | 0 | 0 | 29.4293 | 8162.51 | 17.2345 | 58.8041 | 0 | 0 | 0 | 116415 | -218.761 | -254.2814 | -254.2814 | -232.32
[20 empty] | 2020-09-04 13:00 | 5918 | 9 | 4 | 14 | 243611.538 | 243.6115 | 22.6732 | 8162.51 | 11.4903 | 39.2049 | 0 | 0 | 0 | 77536.1 | 0 | 32.0975 | 8162.51 | 19.3691 | 66.0874 | 0 | 0 | 0 | 130900 | 0 | 62.6554 | 8162.51 | 43.78 | 149.3774 | 0 | 0 | 0 | 295763 | -355.494 | -220.9383 | -211.514 | -180.9561
[20 empty] | 2020-09-04 14:00 | 5919 | 9 | 4 | 15 | 208033.312 | 208.0333 | 7.4679 | 8089.18 | 0 | 0 | 0 | 0 | 0 | 0 | 0 | 7.4679 | 8089.18 | 0 | 0 | 0 | 0 | 0 | 0 | 0 | 47.6603 | 8089.18 | 32.5078 | 110.9166 | 0 | 0 | 0 | 216375 | -374.436 | -200.5654 | -200.5654 | -160.373
[20 empty] | 2020-09-04 15:00 | 5920 | 9 | 4 | 16 | 154216.42 | 154.2164 | 7.4679 | 8162.51 | 0 | 0 | 0 | 0 | 0 | 0 | 0 | 12.9945 | 8162.51 | 4.632 | 15.8043 | 0 | 0 | 0 | 31375.6 | 0 | 37.1259 | 8162.51 | 23.6683 | 80.7562 | 0 | 0 | 0 | 159479 | -417.741 | -146.7485 | -141.2219 | -117.0905
[20 empty] | 2020-09-04 16:00 | 5921 | 9 | 4 | 17 | 85899.907 | 85.8999 | 7.4679 | 8162.51 | 0 | 0 | 0 | 0 | 0 | 0 | 0 | 23.7226 | 8162.51 | 12.5921 | 42.9642 | 0 | 0 | 0 | 85168.4 | -25.6604 | 47.7757 | 8162.51 | 32.6107 | 111.2677 | 0 | 0 | 0 | 219689 | -289.093 | -78.432 | -62.1773 | -38.1242
[20 empty] | 2020-09-04 17:00 | 5922 | 9 | 4 | 18 | 22041.923 | 22.0419 | 30.3036 | 8455.81 | 17.717 | 60.4504 | 0 | 0 | 0 | 125670 | 0 | 32.5299 | 8455.81 | 18.538 | 63.2517 | 0 | 0 | 0 | 131331 | -3.8853 | 39.4411 | 8455.81 | 24.21 | 82.6045 | 0 | 0 | 0 | 171487 | -46.2618 | 8.2617 | 10.488 | 17.3992
[20 empty] | 2020-09-04 18:00 | 5923 | 9 | 4 | 19 | 0 | 0 | 7.7516 | 8529.14 | 0 | 0 | 0 | 0 | 0 | 0 | 0 | 16.6246 | 8529.14 | 7.3255 | 24.9947 | 0 | 0 | 0 | 52510.5 | 0 | 17.5193 | 8529.14 | 8.0641 | 27.5147 | 0 | 0 | 0 | 57804.6 | 0 | 7.7516 | 16.6246 | 17.5193
[20 empty] | 2020-09-04 19:00 | 5924 | 9 | 4 | 20 | 0 | 0 | 7.7516 | 8529.14 | 0 | 0 | 0 | 0 | 0 | 0 | 0 | 7.7516 | 8529.14 | 0 | 0 | 0 | 0 | 0 | 0 | 0 | 17.4269 | 8529.14 | 7.9718 | 27.1996 | 0 | 0 | 0 | 57142.6 | 0 | 7.7516 | 7.7516 | 17.4269
[20 empty] | 2020-09-04 20:00 | 5925 | 9 | 4 | 21 | 0 | 0 | 7.7516 | 8895.77 | 0 | 0 | 0 | 0 | 0 | 0 | 0 | 7.7516 | 8895.77 | 0 | 0 | 0 | 0 | 0 | 0 | 0 | 7.7516 | 8895.77 | 0 | 0 | 0 | 0 | 0 | 0 | 0 | 7.7516 | 7.7516 | 7.7516
[20 empty] | 2020-09-04 21:00 | 5926 | 9 | 4 | 22 | 0 | 0 | 21.5536 | 9042.42 | 10.087 | 34.4168 | 0 | 0 | 0 | 77026.5 | 0 | 21.5536 | 9042.42 | 10.087 | 34.4168 | 0 | 0 | 0 | 77026.6 | 0 | 21.5536 | 9042.42 | 10.0869 | 34.4165 | 0 | 0 | 0 | 77026.1 | 0 | 21.5536 | 21.5536 | 21.5536
[20 empty] | 2020-09-04 22:00 | 5927 | 9 | 4 | 23 | 0 | 0 | 7.7516 | 9042.42 | 0 | 0 | 0 | 0 | 0 | 0 | 0 | 7.7516 | 9042.42 | 0 | 0 | 0 | 0 | 0 | 0 | 0 | 7.7516 | 9042.42 | 0 | 0 | 0 | 0 | 0 | 0 | 0 | 7.7516 | 7.7516 | 7.7516
[20 empty] | 2020-09-04 23:00 | 5928 | 9 | 4 | 24 | 0 | 0 | 7.7516 | 9262.4 | 0 | 0 | 0 | 0 | 0 | 0 | 0 | 7.7516 | 9262.4 | 0 | 0 | 0 | 0 | 0 | 0 | 0 | 7.7516 | 9262.4 | 0 | 0 | 0 | 0 | 0 | 0 | 0 | 7.7516 | 7.7516 | 7.7516
[20 empty] | 2020-09-05 | 5929 | 9 | 5 | 1 | 0 | 0 | 7.7516 | 9409.05 | 0 | 0 | 0 | 0 | 0 | 0 | 0 | 7.7516 | 9409.05 | 0 | 0 | 0 | 0 | 0 | 0 | 0 | 7.7516 | 9409.05 | 0 | 0 | 0 | 0 | 0 | 0 | 0 | 7.7516 | 7.7516 | 7.7516
[20 empty] | 2020-09-05 01:00 | 5930 | 9 | 5 | 2 | 0 | 0 | 21.5439 | 9409.05 | 10.0773 | 34.3837 | 0 | 0 | 0 | 76978.3 | 0 | 21.5439 | 9409.05 | 10.0773 | 34.3837 | 0 | 0 | 0 | 76978.3 | 0 | 21.5439 | 9409.05 | 10.0773 | 34.3837 | 0 | 0 | 0 | 76978 | 0 | 21.5439 | 21.5439 | 21.5439
[20 empty] | 2020-09-05 02:00 | 5931 | 9 | 5 | 3 | 0 | 0 | 7.7516 | 9409.05 | 0 | 0 | 0 | 0 | 0 | 0 | 0 | 7.7516 | 9409.05 | 0 | 0 | 0 | 0 | 0 | 0 | 0 | 7.7516 | 9409.05 | 0 | 0 | 0 | 0 | 0 | 0 | 0 | 7.7516 | 7.7516 | 7.7516
[20 empty] | 2020-09-05 03:00 | 5932 | 9 | 5 | 4 | 0 | 0 | 7.7516 | 9482.38 | 0 | 0 | 0 | 0 | 0 | 0 | 0 | 7.7516 | 9482.38 | 0 | 0 | 0 | 0 | 0 | 0 | 0 | 7.7516 | 9482.38 | 0 | 0 | 0 | 0 | 0 | 0 | 0 | 7.7516 | 7.7516 | 7.7516
[20 empty] | 2020-09-05 04:00 | 5933 | 9 | 5 | 5 | 0 | 0 | 7.7516 | 9482.38 | 0 | 0 | 0 | 0 | 0 | 0 | 0 | 7.7516 | 9482.38 | 0 | 0 | 0 | 0 | 0 | 0 | 0 | 7.7516 | 9482.38 | 0 | 0 | 0 | 0 | 0 | 0 | 0 | 7.7516 | 7.7516 | 7.7516
[20 empty] | 2020-09-05 05:00 | 5934 | 9 | 5 | 6 | 0 | 0 | 21.538 | 9409.05 | 10.0714 | 34.3636 | 0 | 0 | 0 | 76880.2 | 0 | 21.538 | 9409.05 | 10.0713 | 34.3633 | 0 | 0 | 0 | 76880 | 0 | 21.5379 | 9409.05 | 10.0713 | 34.3633 | 0 | 0 | 0 | 76879.7 | 0 | 21.538 | 21.538 | 21.5379
[20 empty] | 2020-09-05 06:00 | 5935 | 9 | 5 | 7 | 32328.915 | 32.3289 | 7.4791 | 9262.4 | 0 | 0 | 0 | 0 | 0 | 0 | 0 | 7.4679 | 9262.4 | 0 | 0 | 0 | 0 | 0 | 0 | 0 | 7.4679 | 9262.4 | 0 | 0 | 0 | 0 | 0 | 0 | 0 | -24.8498 | -24.861 | -24.861
[20 empty] | 2020-09-05 07:00 | 5936 | 9 | 5 | 8 | 96477.019 | 96.477 | 7.4679 | 9262.4 | 0 | 0 | 0 | 0 | 0 | 0 | 0 | 7.4679 | 9262.4 | 0 | 0 | 0 | 0 | 0 | 0 | 0 | 7.4679 | 9262.4 | 0 | 0 | 0 | 0 | 0 | 0 | 0 | -89.0091 | -89.0091 | -89.0091
[20 empty] | 2020-09-05 08:00 | 5937 | 9 | 5 | 9 | 157738.604 | 157.7386 | 7.4679 | 8969.09 | 0 | 0 | 0 | 0 | 0 | 0 | 0 | 7.4679 | 8969.09 | 0 | 0 | 0 | 0 | 0 | 0 | 0 | 7.4679 | 8969.09 | 0 | 0 | 0 | 0 | 0 | 0 | 0 | -150.2707 | -150.2707 | -150.2707
[20 empty] | 2020-09-05 09:00 | 5938 | 9 | 5 | 10 | 204639.919 | 204.6399 | 21.3539 | 8822.44 | 10.1358 | 34.5833 | 0 | 0 | 0 | 76403.5 | 0 | 21.3186 | 8822.44 | 10.1357 | 34.583 | 0 | 0 | 0 | 76403.1 | 0 | 21.3186 | 8822.44 | 10.1357 | 34.583 | 0 | 0 | 0 | 76402.9 | 0 | -183.286 | -183.3213 | -183.3213
[20 empty] | 2020-09-05 10:00 | 5939 | 9 | 5 | 11 | 239347.917 | 239.3479 | 7.4683 | 8822.44 | 0 | 0 | 0 | 0 | 0 | 0 | 0 | 7.4679 | 8822.44 | 0 | 0 | 0 | 0 | 0 | 0 | 0 | 7.4679 | 8822.44 | 0 | 0 | 0 | 0 | 0 | 0 | 0 | -231.8796 | -231.88 | -231.88
[20 empty] | 2020-09-05 11:00 | 5940 | 9 | 5 | 12 | 255691.934 | 255.6919 | 7.4679 | 8602.46 | 0 | 0 | 0 | 0 | 0 | 0 | 0 | 7.4679 | 8602.46 | 0 | 0 | 0 | 0 | 0 | 0 | 0 | 18.3914 | 8602.46 | 7.9243 | 27.0376 | 0 | 0 | 0 | 57529 | -2.7203 | -248.2241 | -248.2241 | -237.3005
[20 empty] | 2020-09-05 12:00 | 5941 | 9 | 5 | 13 | 253947.421 | 253.9474 | 7.4679 | 8455.81 | 0 | 0 | 0 | 0 | 0 | 0 | 0 | 16.4653 | 8455.81 | 7.4528 | 25.429 | 0 | 0 | 0 | 52768.3 | 0 | 18.4963 | 8455.81 | 8.0292 | 27.3955 | 0 | 0 | 0 | 56829.5 | -266.336 | -246.4795 | -237.4821 | -235.4511
[20 empty] | 2020-09-05 13:00 | 5942 | 9 | 5 | 14 | 232759.186 | 232.7592 | 21.9685 | 8455.81 | 10.7856 | 36.8005 | 0 | 0 | 0 | 76352.4 | 0 | 21.9684 | 8455.81 | 10.7855 | 36.8001 | 0 | 0 | 0 | 76351.9 | 0 | 60.4239 | 8455.81 | 41.5614 | 141.8075 | 0 | 0 | 0 | 294200 | -277.194 | -210.7907 | -210.7908 | -172.3353
[20 empty] | 2020-09-05 14:00 | 5943 | 9 | 5 | 15 | 194530.223 | 194.5302 | 7.4694 | 8309.16 | 0 | 0 | 0 | 0 | 0 | 0 | 0 | 12.918 | 8309.16 | 4.5459 | 15.5107 | 0 | 0 | 0 | 31387.9 | 0 | 36.5758 | 8309.16 | 23.0825 | 78.7575 | 0 | 0 | 0 | 159305 | -465.456 | -187.0608 | -181.6122 | -157.9544
[20 empty] | 2020-09-05 15:00 | 5944 | 9 | 5 | 16 | 142074.862 | 142.0749 | 7.4679 | 8382.48 | 0 | 0 | 0 | 0 | 0 | 0 | 0 | 32.7834 | 8382.48 | 20.0578 | 68.4372 | 0 | 0 | 0 | 140184 | -20.625 | 35.2117 | 8382.48 | 21.9762 | 74.9828 | 0 | 0 | 0 | 153592 | -207.163 | -134.607 | -109.2915 | -106.8632
[20 empty] | 2020-09-05 16:00 | 5945 | 9 | 5 | 17 | 77879.41 | 77.8794 | 15.7745 | 8382.48 | 6.903 | 23.5529 | 0 | 0 | 0 | 48244.9 | 0 | 32.7414 | 8382.48 | 19.9667 | 68.1264 | 0 | 0 | 0 | 139547 | -135.426 | 47.186 | 8382.48 | 31.8931 | 108.8193 | 0 | 0 | 0 | 222902 | -229.965 | -62.1049 | -45.138 | -30.6934
[20 empty] | 2020-09-05 17:00 | 5946 | 9 | 5 | 18 | 19546.441 | 19.5464 | 30.5479 | 8675.79 | 16.8073 | 57.3465 | 0 | 0 | 0 | 123584 | -2.0381 | 31.8127 | 8675.79 | 17.7884 | 60.694 | 0 | 0 | 0 | 130798 | -15.3474 | 38.7322 | 8675.79 | 23.4224 | 79.9172 | 0 | 0 | 0 | 172225 | -64.3784 | 11.0015 | 12.2663 | 19.1858
[20 empty] | 2020-09-05 18:00 | 5947 | 9 | 5 | 19 | 0 | 0 | 7.7516 | 8749.11 | 0 | 0 | 0 | 0 | 0 | 0 | 0 | 16.3216 | 8749.11 | 7.0225 | 23.9608 | 0 | 0 | 0 | 52301 | 0 | 17.1979 | 8749.11 | 7.7427 | 26.418 | 0 | 0 | 0 | 57664.6 | 0 | 7.7516 | 16.3216 | 17.1979
[20 empty] | 2020-09-05 19:00 | 5948 | 9 | 5 | 20 | 0 | 0 | 7.7516 | 8749.11 | 0 | 0 | 0 | 0 | 0 | 0 | 0 | 7.7516 | 8749.11 | 0 | 0 | 0 | 0 | 0 | 0 | 0 | 17.1117 | 8749.11 | 7.6565 | 26.124 | 0 | 0 | 0 | 57022.8 | 0 | 7.7516 | 7.7516 | 17.1117
[20 empty] | 2020-09-05 20:00 | 5949 | 9 | 5 | 21 | 0 | 0 | 7.7516 | 8969.09 | 0 | 0 | 0 | 0 | 0 | 0 | 0 | 7.7516 | 8969.09 | 0 | 0 | 0 | 0 | 0 | 0 | 0 | 7.7516 | 8969.09 | 0 | 0 | 0 | 0 | 0 | 0 | 0 | 7.7516 | 7.7516 | 7.7516
[20 empty] | 2020-09-05 21:00 | 5950 | 9 | 5 | 22 | 0 | 0 | 21.4361 | 9042.42 | 9.9695 | 34.0159 | 0 | 0 | 0 | 76181 | 0 | 21.436 | 9042.42 | 9.9694 | 34.0157 | 0 | 0 | 0 | 76180.5 | 0 | 21.436 | 9042.42 | 9.9694 | 34.0157 | 0 | 0 | 0 | 76180.4 | 0 | 21.4361 | 21.436 | 21.436
[20 empty] | 2020-09-05 22:00 | 5951 | 9 | 5 | 23 | 0 | 0 | 7.7516 | 9042.42 | 0 | 0 | 0 | 0 | 0 | 0 | 0 | 7.7516 | 9042.42 | 0 | 0 | 0 | 0 | 0 | 0 | 0 | 7.7516 | 9042.42 | 0 | 0 | 0 | 0 | 0 | 0 | 0 | 7.7516 | 7.7516 | 7.7516
[20 empty] | 2020-09-05 23:00 | 5952 | 9 | 5 | 24 | 0 | 0 | 7.7516 | 9262.4 | 0 | 0 | 0 | 0 | 0 | 0 | 0 | 7.7516 | 9262.4 | 0 | 0 | 0 | 0 | 0 | 0 | 0 | 7.7516 | 9262.4 | 0 | 0 | 0 | 0 | 0 | 0 | 0 | 7.7516 | 7.7516 | 7.7516
[20 empty] | 2020-09-06 | 5953 | 9 | 6 | 1 | 0 | 0 | 7.7516 | 9335.73 | 0 | 0 | 0 | 0 | 0 | 0 | 0 | 7.7516 | 9335.73 | 0 | 0 | 0 | 0 | 0 | 0 | 0 | 7.7516 | 9335.73 | 0 | 0 | 0 | 0 | 0 | 0 | 0 | 7.7516 | 7.7516 | 7.7516
[20 empty] | 2020-09-06 01:00 | 5954 | 9 | 6 | 2 | 0 | 0 | 21.4189 | 9335.73 | 9.9523 | 33.9572 | 0 | 0 | 0 | 76030.5 | 0 | 21.4188 | 9335.73 | 9.9522 | 33.957 | 0 | 0 | 0 | 76030 | 0 | 21.4188 | 9335.73 | 9.9522 | 33.957 | 0 | 0 | 0 | 76030 | 0 | 21.4189 | 21.4188 | 21.4188
[20 empty] | 2020-09-06 02:00 | 5955 | 9 | 6 | 3 | 0 | 0 | 7.7516 | 9555.71 | 0 | 0 | 0 | 0 | 0 | 0 | 0 | 7.7516 | 9555.71 | 0 | 0 | 0 | 0 | 0 | 0 | 0 | 7.7516 | 9555.71 | 0 | 0 | 0 | 0 | 0 | 0 | 0 | 7.7516 | 7.7516 | 7.7516
[20 empty] | 2020-09-06 03:00 | 5956 | 9 | 6 | 4 | 0 | 0 | 7.7516 | 9482.38 | 0 | 0 | 0 | 0 | 0 | 0 | 0 | 7.7516 | 9482.38 | 0 | 0 | 0 | 0 | 0 | 0 | 0 | 7.7516 | 9482.38 | 0 | 0 | 0 | 0 | 0 | 0 | 0 | 7.7516 | 7.7516 | 7.7516
[20 empty] | 2020-09-06 04:00 | 5957 | 9 | 6 | 5 | 0 | 0 | 7.7516 | 9482.38 | 0 | 0 | 0 | 0 | 0 | 0 | 0 | 7.7516 | 9482.38 | 0 | 0 | 0 | 0 | 0 | 0 | 0 | 7.7516 | 9482.38 | 0 | 0 | 0 | 0 | 0 | 0 | 0 | 7.7516 | 7.7516 | 7.7516
[20 empty] | 2020-09-06 05:00 | 5958 | 9 | 6 | 6 | 0 | 0 | 21.4195 | 9702.36 | 9.9529 | 33.9593 | 0 | 0 | 0 | 75971.9 | 0 | 21.4194 | 9702.36 | 9.9528 | 33.9591 | 0 | 0 | 0 | 75971.5 | 0 | 21.4194 | 9702.36 | 9.9528 | 33.9591 | 0 | 0 | 0 | 75971.5 | 0 | 21.4195 | 21.4194 | 21.4194
[20 empty] | 2020-09-06 06:00 | 5959 | 9 | 6 | 7 | 19081.308 | 19.0813 | 7.4804 | 9115.75 | 0 | 0 | 0 | 0 | 0 | 0 | 0 | 7.4679 | 9115.75 | 0 | 0 | 0 | 0 | 0 | 0 | 0 | 7.4679 | 9115.75 | 0 | 0 | 0 | 0 | 0 | 0 | 0 | -11.6009 | -11.6134 | -11.6134
[20 empty] | 2020-09-06 07:00 | 5960 | 9 | 6 | 8 | 41044.076 | 41.0441 | 7.4679 | 9115.75 | 0 | 0 | 0 | 0 | 0 | 0 | 0 | 7.4679 | 9115.75 | 0 | 0 | 0 | 0 | 0 | 0 | 0 | 7.4679 | 9115.75 | 0 | 0 | 0 | 0 | 0 | 0 | 0 | -33.5762 | -33.5762 | -33.5762
[20 empty] | 2020-09-06 08:00 | 5961 | 9 | 6 | 9 | 157872.632 | 157.8726 | 7.4679 | 8749.11 | 0 | 0 | 0 | 0 | 0 | 0 | 0 | 7.4679 | 8749.11 | 0 | 0 | 0 | 0 | 0 | 0 | 0 | 7.4679 | 8749.11 | 0 | 0 | 0 | 0 | 0 | 0 | 0 | -150.4048 | -150.4048 | -150.4048
[20 empty] | 2020-09-06 09:00 | 5962 | 9 | 6 | 10 | 205529.611 | 205.5296 | 21.606 | 8602.46 | 10.4067 | 35.5077 | 0 | 0 | 0 | 75627.6 | 0 | 21.5895 | 8602.46 | 10.4066 | 35.5073 | 0 | 0 | 0 | 75627.2 | 0 | 21.5895 | 8602.46 | 10.4066 | 35.5073 | 0 | 0 | 0 | 75627.2 | 0 | -183.9236 | -183.9401 | -183.9401
[20 empty] | 2020-09-06 10:00 | 5963 | 9 | 6 | 11 | 242192.768 | 242.1928 | 7.4679 | 8602.46 | 0 | 0 | 0 | 0 | 0 | 0 | 0 | 7.4679 | 8602.46 | 0 | 0 | 0 | 0 | 0 | 0 | 0 | 7.4679 | 8602.46 | 0 | 0 | 0 | 0 | 0 | 0 | 0 | -234.7249 | -234.7249 | -234.7249
[20 empty] | 2020-09-06 11:00 | 5964 | 9 | 6 | 12 | 257622.712 | 257.6227 | 7.4679 | 8529.14 | 0 | 0 | 0 | 0 | 0 | 0 | 0 | 7.4679 | 8529.14 | 0 | 0 | 0 | 0 | 0 | 0 | 0 | 17.3116 | 8529.14 | 8.1254 | 27.7238 | 0 | 0 | 0 | 58244 | 0 | -250.1548 | -250.1548 | -240.3111
[20 empty] | 2020-09-06 12:00 | 5965 | 9 | 6 | 13 | 253407.955 | 253.408 | 7.4679 | 8455.81 | 0 | 0 | 0 | 0 | 0 | 0 | 0 | 7.4679 | 8455.81 | 0 | 0 | 0 | 0 | 0 | 0 | 0 | 24.56 | 8455.81 | 13.0709 | 44.5979 | 0 | 0 | 0 | 92540.1 | -242.914 | -245.9401 | -245.9401 | -228.848
[20 empty] | 2020-09-06 13:00 | 5966 | 9 | 6 | 14 | 234354.202 | 234.3542 | 21.8399 | 8455.81 | 10.657 | 36.3617 | 0 | 0 | 0 | 75521.4 | 0 | 36.3789 | 8455.81 | 22.7389 | 77.5851 | 0 | 0 | 0 | 161036 | 0 | 60.681 | 8455.81 | 41.7616 | 142.4906 | 0 | 0 | 0 | 295689 | -337.144 | -212.5143 | -197.9753 | -173.6732
[20 empty] | 2020-09-06 14:00 | 5967 | 9 | 6 | 15 | 38369.847 | 38.3698 | 7.4679 | 8529.14 | 0 | 0 | 0 | 0 | 0 | 0 | 0 | 13.9363 | 8529.14 | 4.3449 | 14.8248 | 0 | 0 | 0 | 31150.4 | -19.2495 | 26.2172 | 8529.14 | 14.4124 | 49.1751 | 0 | 0 | 0 | 103324 | -130.983 | -30.902 | -24.4335 | -12.1526
[20 empty] | 2020-09-06 15:00 | 5968 | 9 | 6 | 16 | 19502.883 | 19.5029 | 7.4679 | 8529.14 | 0 | 0 | 0 | 0 | 0 | 0 | 0 | 32.7235 | 8529.14 | 19.9466 | 68.0578 | 0 | 0 | 0 | 143110 | -24.0348 | 35.6192 | 8529.14 | 22.2719 | 75.9917 | 0 | 0 | 0 | 159847 | -42.2981 | -12.035 | 13.2206 | 16.1163
[20 empty] | 2020-09-06 16:00 | 5969 | 9 | 6 | 17 | 15088.964 | 15.089 | 20.4903 | 8529.14 | 10.8036 | 36.8619 | 0 | 0 | 0 | 77551.1 | 0 | 32.5134 | 8529.14 | 19.7057 | 67.2358 | 0 | 0 | 0 | 141563 | -126.842 | 47.3022 | 8529.14 | 31.8708 | 108.7432 | 0 | 0 | 0 | 229016 | -201.854 | 5.4013 | 17.4244 | 32.2132
[20 empty] | 2020-09-06 17:00 | 5970 | 9 | 6 | 18 | 0 | 0 | 30.3769 | 8749.11 | 16.6362 | 56.7627 | 0 | 0 | 0 | 123891 | -1.0419 | 45.4529 | 8749.11 | 29.0066 | 98.9705 | 0 | 0 | 0 | 216020 | -61.8945 | 48.2044 | 8749.11 | 31.204 | 106.468 | 0 | 0 | 0 | 232385 | -103.238 | 30.3769 | 45.4529 | 48.2044
[20 empty] | 2020-09-06 18:00 | 5971 | 9 | 6 | 19 | 0 | 0 | 7.7516 | 8749.11 | 0 | 0 | 0 | 0 | 0 | 0 | 0 | 16.4538 | 8749.11 | 7.1547 | 24.4119 | 0 | 0 | 0 | 53285.9 | 0 | 23.0097 | 8749.11 | 12.5579 | 42.8476 | 0 | 0 | 0 | 93529.5 | 0 | 7.7516 | 16.4538 | 23.0097
[20 empty] | 2020-09-06 19:00 | 5972 | 9 | 6 | 20 | 0 | 0 | 7.7516 | 8749.11 | 0 | 0 | 0 | 0 | 0 | 0 | 0 | 7.7516 | 8749.11 | 0 | 0 | 0 | 0 | 0 | 0 | 0 | 17.2604 | 8749.11 | 7.8052 | 26.6315 | 0 | 0 | 0 | 58129.8 | 0 | 7.7516 | 7.7516 | 17.2604
[20 empty] | 2020-09-06 20:00 | 5973 | 9 | 6 | 21 | 0 | 0 | 7.7516 | 8822.44 | 0 | 0 | 0 | 0 | 0 | 0 | 0 | 7.7516 | 8822.44 | 0 | 0 | 0 | 0 | 0 | 0 | 0 | 7.7516 | 8822.44 | 0 | 0 | 0 | 0 | 0 | 0 | 0 | 7.7516 | 7.7516 | 7.7516
[20 empty] | 2020-09-06 21:00 | 5974 | 9 | 6 | 22 | 0 | 0 | 7.7516 | 8895.77 | 0 | 0 | 0 | 0 | 0 | 0 | 0 | 7.7516 | 8895.77 | 0 | 0 | 0 | 0 | 0 | 0 | 0 | 7.7516 | 8895.77 | 0 | 0 | 0 | 0 | 0 | 0 | 0 | 7.7516 | 7.7516 | 7.7516
[20 empty] | 2020-09-06 22:00 | 5975 | 9 | 6 | 23 | 0 | 0 | 21.3815 | 8895.77 | 9.9149 | 33.8297 | 0 | 0 | 0 | 75656.1 | 0 | 21.3815 | 8895.77 | 9.9149 | 33.8295 | 0 | 0 | 0 | 75655.6 | 0 | 21.3815 | 8895.77 | 9.9148 | 33.8295 | 0 | 0 | 0 | 75655.5 | 0 | 21.3815 | 21.3815 | 21.3815
[20 empty] | 2020-09-06 23:00 | 5976 | 9 | 6 | 24 | 0 | 0 | 7.3463 | 8969.09 | 0 | 0 | 0 | 0 | 0 | 0 | 0 | 7.3463 | 8969.09 | 0 | 0 | 0 | 0 | 0 | 0 | 0 | 7.3463 | 8969.09 | 0 | 0 | 0 | 0 | 0 | 0 | 0 | 7.3463 | 7.3463 | 7.3463
[20 empty] | 2020-09-07 | 5977 | 9 | 7 | 1 | 0 | 0 | 7.3463 | 9042.42 | 0 | 0 | 0 | 0 | 0 | 0 | 0 | 7.3463 | 9042.42 | 0 | 0 | 0 | 0 | 0 | 0 | 0 | 7.3463 | 9042.42 | 0 | 0 | 0 | 0 | 0 | 0 | 0 | 7.3463 | 7.3463 | 7.3463
[20 empty] | 2020-09-07 01:00 | 5978 | 9 | 7 | 2 | 0 | 0 | 7.3463 | 9042.42 | 0 | 0 | 0 | 0 | 0 | 0 | 0 | 7.3463 | 9042.42 | 0 | 0 | 0 | 0 | 0 | 0 | 0 | 7.3463 | 9042.42 | 0 | 0 | 0 | 0 | 0 | 0 | 0 | 7.3463 | 7.3463 | 7.3463
[20 empty] | 2020-09-07 02:00 | 5979 | 9 | 7 | 3 | 0 | 0 | 20.94 | 9115.75 | 9.8787 | 33.7061 | 0 | 0 | 0 | 75384.7 | 0 | 20.94 | 9115.75 | 9.8787 | 33.706 | 0 | 0 | 0 | 75384.4 | 0 | 20.9399 | 9115.75 | 9.8786 | 33.7059 | 0 | 0 | 0 | 75384.3 | 0 | 20.94 | 20.94 | 20.9399
[20 empty] | 2020-09-07 03:00 | 5980 | 9 | 7 | 4 | 0 | 0 | 7.3463 | 9115.75 | 0 | 0 | 0 | 0 | 0 | 0 | 0 | 33.4492 | 9115.75 | 20.3902 | 69.5714 | 0 | 0 | 0 | 155782 | 0 | 7.3463 | 9115.75 | 0 | 0 | 0 | 0 | 0 | 0 | 0 | 7.3463 | 33.4492 | 7.3463
[20 empty] | 2020-09-07 04:00 | 5981 | 9 | 7 | 5 | 0 | 0 | 61.5238 | 9115.75 | 40.0982 | 136.8151 | 0 | 0 | 0 | 306202 | 0 | 62.6061 | 9115.75 | 40.9885 | 139.8528 | 0 | 0 | 0 | 312868 | 0 | 35.3178 | 9115.75 | 20.7467 | 70.7877 | 0 | 0 | 0 | 158324 | 0 | 61.5238 | 62.6061 | 35.3178
[20 empty] | 2020-09-07 05:00 | 5982 | 9 | 7 | 6 | 0 | 0 | 103.286 | 31404.2 | 69.6013 | 237.4796 | 0 | 0 | 0 | 531397 | 0 | 105.714 | 31404.2 | 72.002 | 245.6708 | 0 | 0 | 0 | 549716 | 0 | 111.188 | 31404.2 | 76.7798 | 261.9727 | 0 | 0 | 0 | 586020 | 0 | 103.286 | 105.714 | 111.188
[20 empty] | 2020-09-07 06:00 | 5983 | 9 | 7 | 7 | 32345.868 | 32.3459 | 212.388 | 80966.3 | 103.248 | 352.2822 | 0 | 0 | 0 | 796527 | -18.751 | 216.175 | 80966.3 | 107.319 | 366.1724 | 0 | 0 | 0 | 822683 | -18.9191 | 219.379 | 80966.3 | 110.806 | 378.0701 | 0 | 0 | 0 | 847444 | -21.2789 | 180.0421 | 183.8291 | 187.0331
[20 empty] | 2020-09-07 07:00 | 5984 | 9 | 7 | 8 | 101696.282 | 101.6963 | 245.661 | 80966.3 | 106.766 | 364.2856 | 0 | 0 | 0 | 837203 | -16.3485 | 251.517 | 80966.3 | 112.301 | 383.171 | 0 | 0 | 0 | 877316 | -16.4586 | 256.013 | 80966.3 | 116.839 | 398.6547 | 0 | 0 | 0 | 905647 | -16.6461 | 143.9647 | 149.8207 | 154.3167
[20 empty] | 2020-09-07 08:00 | 5985 | 9 | 7 | 9 | 168691.66 | 168.6917 | 281.878 | 55742.3 | 134.93 | 460.3812 | 0 | 0 | 0 | 1098540 | -9.1694 | 290.121 | 55742.3 | 142.349 | 485.6948 | 0 | 0 | 0 | 1144750 | -9.1694 | 297.049 | 55742.3 | 148.854 | 507.8898 | 0 | 0 | 0 | 1181800 | -18.7127 | 113.1863 | 121.4293 | 128.3573
[20 empty] | 2020-09-07 09:00 | 5986 | 9 | 7 | 10 | 219645.592 | 219.6456 | 291.122 | 55595.6 | 142.504 | 486.2236 | 0 | 0 | 0 | 1146100 | -4.8895 | 299.924 | 55595.6 | 150.304 | 512.8372 | 0 | 0 | 0 | 1194780 | -4.8895 | 307.688 | 55595.6 | 157.357 | 536.9021 | 0 | 0 | 0 | 1235790 | -4.8895 | 71.4764 | 80.2784 | 88.0424
[20 empty] | 2020-09-07 10:00 | 5987 | 9 | 7 | 11 | 253693.006 | 253.693 | 264.298 | 126659 | 138.156 | 471.3883 | 0 | 0 | 0 | 1081800 | 0 | 272.944 | 126659 | 145.854 | 497.6538 | 0 | 0 | 0 | 1128720 | 0 | 280.189 | 126659 | 152.445 | 520.1423 | 0 | 0 | 0 | 1167920 | 0 | 10.605 | 19.251 | 26.496
[20 empty] | 2020-09-07 11:00 | 5988 | 9 | 7 | 12 | 266980.229 | 266.9802 | 310.668 | 126659 | 155.661 | 531.1153 | 0 | 0 | 0 | 1256290 | -12.5397 | 320.644 | 126659 | 164.151 | 560.0832 | 0 | 0 | 0 | 1308700 | -12.5398 | 329.792 | 126659 | 172.052 | 587.0414 | 0 | 0 | 0 | 1356320 | -12.5397 | 43.6878 | 53.6638 | 62.8118
[20 empty] | 2020-09-07 12:00 | 5989 | 9 | 7 | 13 | 262628.055 | 262.6281 | 264.778 | 86546.6 | 159.397 | 543.8626 | 0 | 0 | 0 | 1301700 | -2.0359 | 275.662 | 86546.6 | 168.42 | 574.649 | 0 | 0 | 0 | 1359830 | -2.0359 | 285.377 | 86546.6 | 176.614 | 602.607 | 0 | 0 | 0 | 1412110 | -2.0359 | 2.1499 | 13.0339 | 22.7489
[20 empty] | 2020-09-07 13:00 | 5990 | 9 | 7 | 14 | 239413.605 | 239.4136 | 257.035 | 55302.2 | 158.047 | 539.2564 | 0 | 0 | 0 | 1262110 | -10.9789 | 268.421 | 55302.2 | 167.345 | 570.9811 | 0 | 0 | 0 | 1324500 | -10.9789 | 278.673 | 55302.2 | 175.88 | 600.1026 | 0 | 0 | 0 | 1381150 | -10.9789 | 17.6214 | 29.0074 | 39.2594
[20 empty] | 2020-09-07 14:00 | 5991 | 9 | 7 | 15 | 187292.234 | 187.2922 | 232.46 | 55448.9 | 150.98 | 515.1438 | 0 | 0 | 0 | 1208960 | 0 | 242.684 | 55448.9 | 159.444 | 544.0229 | 0 | 0 | 0 | 1263310 | 0 | 251.894 | 55448.9 | 167.187 | 570.442 | 0 | 0 | 0 | 1312480 | 0 | 45.1678 | 55.3918 | 64.6018
[20 empty] | 2020-09-07 15:00 | 5992 | 9 | 7 | 16 | 140863.401 | 140.8634 | 227.4 | 30670.8 | 147.491 | 503.2393 | 0 | 0 | 0 | 1175240 | -1.9329 | 237.829 | 30670.8 | 155.926 | 532.0195 | 0 | 0 | 0 | 1232240 | -1.9329 | 247.401 | 30670.8 | 163.816 | 558.9402 | 0 | 0 | 0 | 1283810 | -1.9329 | 86.5366 | 96.9656 | 106.5376
[20 empty] | 2020-09-07 16:00 | 5993 | 9 | 7 | 17 | 70506.12 | 70.5061 | 14.694 | 30670.8 | 0 | 0 | 0 | 0 | 0 | 0 | 0 | 14.694 | 30670.8 | 0 | 0 | 0 | 0 | 0 | 0 | 0 | 14.694 | 30670.8 | 0 | 0 | 0 | 0 | 0 | 0 | 0 | -55.8121 | -55.8121 | -55.8121
[20 empty] | 2020-09-07 17:00 | 5994 | 9 | 7 | 18 | 18025.864 | 18.0259 | 13.7827 | 30964.1 | 0 | 0 | 0 | 0 | 0 | 0 | 0 | 13.7827 | 30964.1 | 0 | 0 | 0 | 0 | 0 | 0 | 0 | 25.2146 | 30964.1 | 8.4419 | 28.8039 | 0 | 0 | 0 | 61582.4 | -39.834 | -4.2432 | -4.2432 | 7.1887
[20 empty] | 2020-09-07 18:00 | 5995 | 9 | 7 | 19 | 0 | 0 | 24.6524 | 30964.1 | 10.5527 | 36.0058 | 0 | 0 | 0 | 77405.2 | 0 | 24.6523 | 30964.1 | 10.5526 | 36.0055 | 0 | 0 | 0 | 77404.4 | 0 | 24.6523 | 30964.1 | 10.5526 | 36.0055 | 0 | 0 | 0 | 77404.7 | 0 | 24.6524 | 24.6523 | 24.6523
[20 empty] | 2020-09-07 19:00 | 5996 | 9 | 7 | 20 | 0 | 0 | 8.8655 | 8602.46 | 0 | 0 | 0 | 0 | 0 | 0 | 0 | 8.8655 | 8602.46 | 0 | 0 | 0 | 0 | 0 | 0 | 0 | 8.8655 | 8602.46 | 0 | 0 | 0 | 0 | 0 | 0 | 0 | 8.8655 | 8.8655 | 8.8655
[20 empty] | 2020-09-07 20:00 | 5997 | 9 | 7 | 21 | 0 | 0 | 7.3463 | 8675.79 | 0 | 0 | 0 | 0 | 0 | 0 | 0 | 7.3463 | 8675.79 | 0 | 0 | 0 | 0 | 0 | 0 | 0 | 7.3463 | 8675.79 | 0 | 0 | 0 | 0 | 0 | 0 | 0 | 7.3463 | 7.3463 | 7.3463
[20 empty] | 2020-09-07 21:00 | 5998 | 9 | 7 | 22 | 0 | 0 | 21.4428 | 8675.79 | 10.3815 | 35.4217 | 0 | 0 | 0 | 76582.3 | 0 | 21.4427 | 8675.79 | 10.3814 | 35.4213 | 0 | 0 | 0 | 76581.5 | 0 | 21.4428 | 8675.79 | 10.3815 | 35.4217 | 0 | 0 | 0 | 76581.9 | 0 | 21.4428 | 21.4427 | 21.4428
[20 empty] | 2020-09-07 22:00 | 5999 | 9 | 7 | 23 | 0 | 0 | 7.3463 | 8675.79 | 0 | 0 | 0 | 0 | 0 | 0 | 0 | 7.3463 | 8675.79 | 0 | 0 | 0 | 0 | 0 | 0 | 0 | 7.3463 | 8675.79 | 0 | 0 | 0 | 0 | 0 | 0 | 0 | 7.3463 | 7.3463 | 7.3463
[20 empty] | 2020-09-07 23:00 | 6000 | 9 | 7 | 24 | 0 | 0 | 7.3463 | 8822.44 | 0 | 0 | 0 | 0 | 0 | 0 | 0 | 7.3463 | 8822.44 | 0 | 0 | 0 | 0 | 0 | 0 | 0 | 7.3463 | 8822.44 | 0 | 0 | 0 | 0 | 0 | 0 | 0 | 7.3463 | 7.3463 | 7.3463
[20 empty] | 2020-09-08 | 6001 | 9 | 8 | 1 | 0 | 0 | 21.2872 | 8749.11 | 10.2259 | 34.8908 | 0 | 0 | 0 | 76272.3 | 0 | 21.2871 | 8749.11 | 10.2258 | 34.8904 | 0 | 0 | 0 | 76271.3 | 0 | 21.2871 | 8749.11 | 10.2258 | 34.8904 | 0 | 0 | 0 | 76271.8 | 0 | 21.2872 | 21.2871 | 21.2871
[20 empty] | 2020-09-08 01:00 | 6002 | 9 | 8 | 2 | 0 | 0 | 7.3463 | 8749.11 | 0 | 0 | 0 | 0 | 0 | 0 | 0 | 7.3463 | 8749.11 | 0 | 0 | 0 | 0 | 0 | 0 | 0 | 7.3463 | 8749.11 | 0 | 0 | 0 | 0 | 0 | 0 | 0 | 7.3463 | 7.3463 | 7.3463
[20 empty] | 2020-09-08 02:00 | 6003 | 9 | 8 | 3 | 0 | 0 | 7.3463 | 8749.11 | 0 | 0 | 0 | 0 | 0 | 0 | 0 | 7.3463 | 8749.11 | 0 | 0 | 0 | 0 | 0 | 0 | 0 | 7.3463 | 8749.11 | 0 | 0 | 0 | 0 | 0 | 0 | 0 | 7.3463 | 7.3463 | 7.3463
[20 empty] | 2020-09-08 03:00 | 6004 | 9 | 8 | 4 | 0 | 0 | 7.3463 | 8749.11 | 0 | 0 | 0 | 0 | 0 | 0 | 0 | 7.3463 | 8749.11 | 0 | 0 | 0 | 0 | 0 | 0 | 0 | 7.3463 | 8749.11 | 0 | 0 | 0 | 0 | 0 | 0 | 0 | 7.3463 | 7.3463 | 7.3463
[20 empty] | 2020-09-08 04:00 | 6005 | 9 | 8 | 5 | 0 | 0 | 22.8462 | 8749.11 | 10.2656 | 35.0262 | 0 | 0 | 0 | 76576.3 | 0 | 22.846 | 8749.11 | 10.2655 | 35.0259 | 0 | 0 | 0 | 76575.3 | 0 | 22.8461 | 8749.11 | 10.2656 | 35.0262 | 0 | 0 | 0 | 76576 | 0 | 22.8462 | 22.846 | 22.8461
[20 empty] | 2020-09-08 05:00 | 6006 | 9 | 8 | 6 | 0 | 0 | 101.666 | 31110.8 | 69.599 | 237.4718 | 0 | 0 | 0 | 519334 | 0 | 106.319 | 31110.8 | 73.6079 | 251.1502 | 0 | 0 | 0 | 549252 | 0 | 109.582 | 31110.8 | 76.6509 | 261.5329 | 0 | 0 | 0 | 572014 | 0 | 101.666 | 106.319 | 109.582
[20 empty] | 2020-09-08 06:00 | 6007 | 9 | 8 | 7 | 33379.894 | 33.3799 | 229.767 | 80672.8 | 121.132 | 413.3024 | 0 | 0 | 0 | 934812 | 0 | 235.549 | 80672.8 | 126.606 | 431.9797 | 0 | 0 | 0 | 969268 | 0 | 239.467 | 80672.8 | 130.72 | 446.0166 | 0 | 0 | 0 | 994201 | 0 | 196.3871 | 202.1691 | 206.0871
[20 empty] | 2020-09-08 07:00 | 6008 | 9 | 8 | 8 | 97591.499 | 97.5915 | 258.096 | 80672.8 | 122.899 | 419.3314 | 0 | 0 | 0 | 943820 | -5.0383 | 264.145 | 80672.8 | 128.683 | 439.0664 | 0 | 0 | 0 | 980550 | -5.0383 | 268.566 | 80672.8 | 133.33 | 454.922 | 0 | 0 | 0 | 1005090 | -5.0383 | 160.5045 | 166.5535 | 170.9745
[20 empty] | 2020-09-08 08:00 | 6009 | 9 | 8 | 9 | 108538.683 | 108.5387 | 290.409 | 55375.5 | 147.407 | 502.9527 | 0 | 0 | 0 | 1168050 | -7.392 | 298.574 | 55375.5 | 154.785 | 528.1264 | 0 | 0 | 0 | 1209480 | -7.392 | 305.426 | 55375.5 | 161.254 | 550.1986 | 0 | 0 | 0 | 1242440 | -7.392 | 181.8703 | 190.0353 | 196.8873
[20 empty] | 2020-09-08 09:00 | 6010 | 9 | 8 | 10 | 171513.155 | 171.5132 | 304.297 | 55155.5 | 158.552 | 540.9794 | 0 | 0 | 0 | 1250410 | -6.6102 | 313.703 | 55155.5 | 166.825 | 569.2069 | 0 | 0 | 0 | 1296880 | -6.6102 | 321.801 | 55155.5 | 174.123 | 594.1077 | 0 | 0 | 0 | 1337180 | -6.6102 | 132.7838 | 142.1898 | 150.2878
[20 empty] | 2020-09-08 10:00 | 6011 | 9 | 8 | 11 | 210129.182 | 210.1292 | 279.188 | 126659 | 154.907 | 528.5427 | 0 | 0 | 0 | 1191350 | 0 | 288.4 | 126659 | 163.097 | 556.487 | 0 | 0 | 0 | 1238650 | 0 | 296.603 | 126659 | 170.494 | 581.7255 | 0 | 0 | 0 | 1279960 | 0 | 69.0588 | 78.2708 | 86.4738
[20 empty] | 2020-09-08 11:00 | 6012 | 9 | 8 | 12 | 161921.6 | 161.9216 | 314.691 | 126659 | 161.348 | 550.5194 | 0 | 0 | 0 | 1184580 | 0 | 325.196 | 126659 | 170.291 | 581.0329 | 0 | 0 | 0 | 1236010 | 0 | 335.174 | 126659 | 178.84 | 610.2021 | 0 | 0 | 0 | 1284280 | 0 | 152.7694 | 163.2744 | 173.2524
[20 empty] | 2020-09-08 12:00 | 6013 | 9 | 8 | 13 | 219131.786 | 219.1318 | 257.706 | 84837.7 | 153.008 | 522.0633 | 0 | 0 | 0 | 1051550 | 0 | 269.317 | 84837.7 | 162.611 | 554.8287 | 0 | 0 | 0 | 1108230 | 0 | 280.291 | 84837.7 | 171.807 | 586.2055 | 0 | 0 | 0 | 1162100 | 0 | 38.5742 | 50.1852 | 61.1592
[20 empty] | 2020-09-08 13:00 | 6014 | 9 | 8 | 14 | 175548.882 | 175.5489 | 251.359 | 54568.6 | 152.035 | 518.7434 | 0 | 0 | 0 | 1026230 | 0 | 263.69 | 54568.6 | 162.048 | 552.9078 | 0 | 0 | 0 | 1088310 | 0 | 275.276 | 54568.6 | 171.551 | 585.332 | 0 | 0 | 0 | 1147490 | 0 | 75.8101 | 88.1411 | 99.7271
[20 empty] | 2020-09-08 14:00 | 6015 | 9 | 8 | 15 | 104832.319 | 104.8323 | 220.146 | 54568.6 | 137.178 | 468.0513 | 0 | 0 | 0 | 877136 | 0 | 231.199 | 54568.6 | 145.935 | 497.9302 | 0 | 0 | 0 | 930124 | 0 | 242.96 | 54568.6 | 155.576 | 530.8253 | 0 | 0 | 0 | 998518 | 0 | 115.3137 | 126.3667 | 138.1277
[20 empty] | 2020-09-08 15:00 | 6016 | 9 | 8 | 16 | 89603.956 | 89.604 | 209.814 | 29864 | 129.543 | 442.0007 | 0 | 0 | 0 | 834019 | 0 | 221.232 | 29864 | 138.389 | 472.1833 | 0 | 0 | 0 | 889354 | 0 | 232.471 | 29864 | 147.247 | 502.4068 | 0 | 0 | 0 | 942773 | 0 | 120.21 | 131.628 | 142.867
[20 empty] | 2020-09-08 16:00 | 6017 | 9 | 8 | 17 | 17668.648 | 17.6686 | 14.694 | 29864 | 0 | 0 | 0 | 0 | 0 | 0 | 0 | 25.44 | 29864 | 7.9818 | 27.2338 | 0 | 0 | 0 | 48091.3 | -1773.14 | 32.7319 | 29864 | 14.0514 | 47.9434 | 0 | 0 | 0 | 84662 | -2995.08 | -2.9746 | 7.7714 | 15.0633
[20 empty] | 2020-09-08 17:00 | 6018 | 9 | 8 | 18 | 3531.941 | 3.5319 | 13.7827 | 30597.4 | 0 | 0 | 0 | 0 | 0 | 0 | 0 | 23.9785 | 30597.4 | 7.4316 | 25.3567 | 0 | 0 | 0 | 50649.7 | -107.554 | 25.1987 | 30597.4 | 8.3836 | 28.6049 | 0 | 0 | 0 | 57138.1 | -113.627 | 10.2508 | 20.4466 | 21.6668
[20 empty] | 2020-09-08 18:00 | 6019 | 9 | 8 | 19 | 0 | 0 | 24.9061 | 30890.8 | 10.8064 | 36.8714 | 0 | 0 | 0 | 77481.6 | 0 | 24.906 | 30890.8 | 10.8063 | 36.8711 | 0 | 0 | 0 | 77480.7 | 0 | 35.6215 | 30890.8 | 18.5318 | 63.2305 | 0 | 0 | 0 | 132930 | -3.593 | 24.9061 | 24.906 | 35.6215
[20 empty] | 2020-09-08 19:00 | 6020 | 9 | 8 | 20 | 0 | 0 | 8.8655 | 8529.14 | 0 | 0 | 0 | 0 | 0 | 0 | 0 | 8.8655 | 8529.14 | 0 | 0 | 0 | 0 | 0 | 0 | 0 | 8.8655 | 8529.14 | 0 | 0 | 0 | 0 | 0 | 0 | 0 | 8.8655 | 8.8655 | 8.8655
[20 empty] | 2020-09-08 20:00 | 6021 | 9 | 8 | 21 | 0 | 0 | 7.3463 | 8969.09 | 0 | 0 | 0 | 0 | 0 | 0 | 0 | 7.3463 | 8969.09 | 0 | 0 | 0 | 0 | 0 | 0 | 0 | 7.3463 | 8969.09 | 0 | 0 | 0 | 0 | 0 | 0 | 0 | 7.3463 | 7.3463 | 7.3463
[20 empty] | 2020-09-08 21:00 | 6022 | 9 | 8 | 22 | 0 | 0 | 7.3463 | 9042.42 | 0 | 0 | 0 | 0 | 0 | 0 | 0 | 7.3463 | 9042.42 | 0 | 0 | 0 | 0 | 0 | 0 | 0 | 7.3463 | 9042.42 | 0 | 0 | 0 | 0 | 0 | 0 | 0 | 7.3463 | 7.3463 | 7.3463
[20 empty] | 2020-09-08 22:00 | 6023 | 9 | 8 | 23 | 0 | 0 | 21.2529 | 9042.42 | 10.1916 | 34.7737 | 0 | 0 | 0 | 77766 | 0 | 21.2529 | 9042.42 | 10.1916 | 34.7737 | 0 | 0 | 0 | 77765.3 | 0 | 21.2529 | 9042.42 | 10.1916 | 34.7737 | 0 | 0 | 0 | 77765.7 | 0 | 21.2529 | 21.2529 | 21.2529
[20 empty] | 2020-09-08 23:00 | 6024 | 9 | 8 | 24 | 0 | 0 | 7.3463 | 9189.07 | 0 | 0 | 0 | 0 | 0 | 0 | 0 | 7.3463 | 9189.07 | 0 | 0 | 0 | 0 | 0 | 0 | 0 | 7.3463 | 9189.07 | 0 | 0 | 0 | 0 | 0 | 0 | 0 | 7.3463 | 7.3463 | 7.3463
[20 empty] | 2020-09-09 | 6025 | 9 | 9 | 1 | 0 | 0 | 7.3463 | 9189.07 | 0 | 0 | 0 | 0 | 0 | 0 | 0 | 7.3463 | 9189.07 | 0 | 0 | 0 | 0 | 0 | 0 | 0 | 7.3463 | 9189.07 | 0 | 0 | 0 | 0 | 0 | 0 | 0 | 7.3463 | 7.3463 | 7.3463
[20 empty] | 2020-09-09 01:00 | 6026 | 9 | 9 | 2 | 0 | 0 | 21.162 | 9189.07 | 10.1007 | 34.4636 | 0 | 0 | 0 | 77088 | 0 | 21.1619 | 9189.07 | 10.1006 | 34.4632 | 0 | 0 | 0 | 77087.2 | 0 | 21.162 | 9189.07 | 10.1007 | 34.4636 | 0 | 0 | 0 | 77087.8 | 0 | 21.162 | 21.1619 | 21.162
[20 empty] | 2020-09-09 02:00 | 6027 | 9 | 9 | 3 | 0 | 0 | 7.3463 | 9335.73 | 0 | 0 | 0 | 0 | 0 | 0 | 0 | 7.3463 | 9335.73 | 0 | 0 | 0 | 0 | 0 | 0 | 0 | 7.3463 | 9335.73 | 0 | 0 | 0 | 0 | 0 | 0 | 0 | 7.3463 | 7.3463 | 7.3463
[20 empty] | 2020-09-09 03:00 | 6028 | 9 | 9 | 4 | 0 | 0 | 7.3463 | 9409.05 | 0 | 0 | 0 | 0 | 0 | 0 | 0 | 7.3463 | 9409.05 | 0 | 0 | 0 | 0 | 0 | 0 | 0 | 7.3463 | 9409.05 | 0 | 0 | 0 | 0 | 0 | 0 | 0 | 7.3463 | 7.3463 | 7.3463
[20 empty] | 2020-09-09 04:00 | 6029 | 9 | 9 | 5 | 0 | 0 | 8.8655 | 9409.05 | 0 | 0 | 0 | 0 | 0 | 0 | 0 | 8.8655 | 9409.05 | 0 | 0 | 0 | 0 | 0 | 0 | 0 | 8.8655 | 9409.05 | 0 | 0 | 0 | 0 | 0 | 0 | 0 | 8.8655 | 8.8655 | 8.8655
[20 empty] | 2020-09-09 05:00 | 6030 | 9 | 9 | 6 | 0 | 0 | 102.617 | 31770.9 | 69.2573 | 236.3059 | 0 | 0 | 0 | 529116 | 0 | 105.302 | 31770.9 | 71.7731 | 244.8898 | 0 | 0 | 0 | 548170 | 0 | 107.468 | 31770.9 | 73.9234 | 252.2266 | 0 | 0 | 0 | 564624 | 0 | 102.617 | 105.302 | 107.468
[20 empty] | 2020-09-09 06:00 | 6031 | 9 | 9 | 7 | 31146.072 | 31.1461 | 139.299 | 81333.1 | 34.3277 | 117.1261 | 0 | 0 | 0 | 262224 | 0 | 139.68 | 81333.1 | 35.0181 | 119.4818 | 0 | 0 | 0 | 267471 | 0 | 139.656 | 81333.1 | 35.6566 | 121.6603 | 0 | 0 | 0 | 272322 | 0 | 108.1529 | 108.5339 | 108.5099
[20 empty] | 2020-09-09 07:00 | 6032 | 9 | 9 | 8 | 55779.439 | 55.7794 | 169.584 | 81333.1 | 37.0808 | 126.5197 | 0 | 0 | 0 | 283350 | 0 | 170.391 | 81333.1 | 38.0272 | 129.7488 | 0 | 0 | 0 | 290581 | 0 | 172.422 | 81333.1 | 38.9723 | 132.9735 | 0 | 0 | 0 | 297803 | -5.5842 | 113.8046 | 114.6116 | 116.6426
[20 empty] | 2020-09-09 08:00 | 6033 | 9 | 9 | 9 | 112267.134 | 112.2671 | 196.569 | 56182.4 | 54.9858 | 187.6115 | 0 | 0 | 0 | 420168 | -11.2686 | 199.05 | 56182.4 | 56.9905 | 194.4516 | 0 | 0 | 0 | 435487 | -11.2686 | 201.022 | 56182.4 | 58.6182 | 200.0053 | 0 | 0 | 0 | 447925 | -11.2686 | 84.3019 | 86.7829 | 88.7549
[20 empty] | 2020-09-09 09:00 | 6034 | 9 | 9 | 10 | 103432.099 | 103.4321 | 196.718 | 56182.4 | 52.3824 | 178.7287 | 0 | 0 | 0 | 400275 | -102.402 | 198.666 | 56182.4 | 54.2321 | 185.0399 | 0 | 0 | 0 | 414409 | -102.354 | 200.818 | 56182.4 | 56.3267 | 192.1867 | 0 | 0 | 0 | 430415 | -102.373 | 93.2859 | 95.2339 | 97.3859
[20 empty] | 2020-09-09 10:00 | 6035 | 9 | 9 | 11 | 135771.98 | 135.772 | 172.382 | 126659 | 49.5275 | 168.9878 | 0 | 0 | 0 | 378459 | 0 | 174.14 | 126659 | 51.4783 | 175.644 | 0 | 0 | 0 | 393367 | 0 | 175.948 | 126659 | 53.3425 | 182.0046 | 0 | 0 | 0 | 407611 | 0 | 36.61 | 38.368 | 40.176
[20 empty] | 2020-09-09 11:00 | 6036 | 9 | 9 | 12 | 181406.03 | 181.406 | 203.941 | 126659 | 56.1254 | 191.4999 | 0 | 0 | 0 | 428877 | -7.4871 | 206.253 | 126659 | 57.9102 | 197.5896 | 0 | 0 | 0 | 442515 | -7.4871 | 208.818 | 126659 | 60.0166 | 204.7766 | 0 | 0 | 0 | 458611 | -7.4871 | 22.535 | 24.847 | 27.412
[20 empty] | 2020-09-09 12:00 | 6037 | 9 | 9 | 13 | 118287.023 | 118.287 | 148.929 | 88677.4 | 52.5316 | 179.2378 | 0 | 0 | 0 | 401415 | 0 | 151.291 | 88677.4 | 54.5306 | 186.0584 | 0 | 0 | 0 | 416690 | 0 | 153.555 | 88677.4 | 56.515 | 192.8292 | 0 | 0 | 0 | 431854 | 0 | 30.642 | 33.004 | 35.268
[20 empty] | 2020-09-09 13:00 | 6038 | 9 | 9 | 14 | 83555.499 | 83.5555 | 137.61 | 56109.1 | 49.1333 | 167.6428 | 0 | 0 | 0 | 375447 | 0 | 140.248 | 56109.1 | 51.2746 | 174.9489 | 0 | 0 | 0 | 391810 | 0 | 142.704 | 56109.1 | 53.3351 | 181.9794 | 0 | 0 | 0 | 407555 | 0 | 54.0545 | 56.6925 | 59.1485
[20 empty] | 2020-09-09 14:00 | 6039 | 9 | 9 | 15 | 81795.631 | 81.7956 | 115.218 | 56109.1 | 44.1762 | 150.7292 | 0 | 0 | 0 | 337568 | 0 | 117.445 | 56109.1 | 46.0796 | 157.2236 | 0 | 0 | 0 | 352113 | 0 | 119.605 | 56109.1 | 47.9324 | 163.5453 | 0 | 0 | 0 | 366270 | 0 | 33.4224 | 35.6494 | 37.8094
[20 empty] | 2020-09-09 15:00 | 6040 | 9 | 9 | 16 | 74532.739 | 74.5327 | 110.556 | 31257.5 | 42.5508 | 145.1833 | 0 | 0 | 0 | 325147 | 0 | 112.313 | 31257.5 | 44.2342 | 150.9271 | 0 | 0 | 0 | 338011 | 0 | 114.002 | 31257.5 | 45.2438 | 154.3718 | 0 | 0 | 0 | 345726 | 0 | 36.0233 | 37.7803 | 39.4693
[20 empty] | 2020-09-09 16:00 | 6041 | 9 | 9 | 17 | 13151.058 | 13.1511 | 14.694 | 31257.5 | 0 | 0 | 0 | 0 | 0 | 0 | 0 | 14.694 | 31257.5 | 0 | 0 | 0 | 0 | 0 | 0 | 0 | 14.694 | 31257.5 | 0 | 0 | 0 | 0 | 0 | 0 | 0 | 1.5429 | 1.5429 | 1.5429
[20 empty] | 2020-09-09 17:00 | 6042 | 9 | 9 | 18 | 2404.728 | 2.4047 | 13.7827 | 31404.2 | 0 | 0 | 0 | 0 | 0 | 0 | 0 | 13.7827 | 31404.2 | 0 | 0 | 0 | 0 | 0 | 0 | 0 | 13.7827 | 31404.2 | 0 | 0 | 0 | 0 | 0 | 0 | 0 | 11.378 | 11.378 | 11.378
[20 empty] | 2020-09-09 18:00 | 6043 | 9 | 9 | 19 | 0 | 0 | 24.3212 | 31477.5 | 10.2214 | 34.8754 | 0 | 0 | 0 | 77990.9 | 0 | 24.3212 | 31477.5 | 10.2214 | 34.8754 | 0 | 0 | 0 | 77990.8 | 0 | 24.3212 | 31477.5 | 10.2214 | 34.8754 | 0 | 0 | 0 | 77990.8 | 0 | 24.3212 | 24.3212 | 24.3212
[20 empty] | 2020-09-09 19:00 | 6044 | 9 | 9 | 20 | 0 | 0 | 8.8655 | 9115.75 | 0 | 0 | 0 | 0 | 0 | 0 | 0 | 8.8655 | 9115.75 | 0 | 0 | 0 | 0 | 0 | 0 | 0 | 8.8655 | 9115.75 | 0 | 0 | 0 | 0 | 0 | 0 | 0 | 8.8655 | 8.8655 | 8.8655
[20 empty] | 2020-09-09 20:00 | 6045 | 9 | 9 | 21 | 0 | 0 | 7.3463 | 9262.4 | 0 | 0 | 0 | 0 | 0 | 0 | 0 | 7.3463 | 9262.4 | 0 | 0 | 0 | 0 | 0 | 0 | 0 | 7.3463 | 9262.4 | 0 | 0 | 0 | 0 | 0 | 0 | 0 | 7.3463 | 7.3463 | 7.3463
[20 empty] | 2020-09-09 21:00 | 6046 | 9 | 9 | 22 | 0 | 0 | 7.3463 | 9335.73 | 0 | 0 | 0 | 0 | 0 | 0 | 0 | 7.3463 | 9335.73 | 0 | 0 | 0 | 0 | 0 | 0 | 0 | 7.3463 | 9335.73 | 0 | 0 | 0 | 0 | 0 | 0 | 0 | 7.3463 | 7.3463 | 7.3463
[20 empty] | 2020-09-09 22:00 | 6047 | 9 | 9 | 23 | 0 | 0 | 21.3165 | 9335.73 | 10.2552 | 34.9907 | 0 | 0 | 0 | 78249.5 | 0 | 21.3165 | 9335.73 | 10.2552 | 34.9907 | 0 | 0 | 0 | 78249.4 | 0 | 21.3165 | 9335.73 | 10.2552 | 34.9907 | 0 | 0 | 0 | 78249.4 | 0 | 21.3165 | 21.3165 | 21.3165
[20 empty] | 2020-09-09 23:00 | 6048 | 9 | 9 | 24 | 0 | 0 | 7.3463 | 9409.05 | 0 | 0 | 0 | 0 | 0 | 0 | 0 | 7.3463 | 9409.05 | 0 | 0 | 0 | 0 | 0 | 0 | 0 | 7.3463 | 9409.05 | 0 | 0 | 0 | 0 | 0 | 0 | 0 | 7.3463 | 7.3463 | 7.3463
[20 empty] | 2020-09-10 | 6049 | 9 | 10 | 1 | 0 | 0 | 7.3463 | 9409.05 | 0 | 0 | 0 | 0 | 0 | 0 | 0 | 7.3463 | 9409.05 | 0 | 0 | 0 | 0 | 0 | 0 | 0 | 7.3463 | 9409.05 | 0 | 0 | 0 | 0 | 0 | 0 | 0 | 7.3463 | 7.3463 | 7.3463
[20 empty] | 2020-09-10 01:00 | 6050 | 9 | 10 | 2 | 0 | 0 | 7.3463 | 9409.05 | 0 | 0 | 0 | 0 | 0 | 0 | 0 | 7.3463 | 9409.05 | 0 | 0 | 0 | 0 | 0 | 0 | 0 | 7.3463 | 9409.05 | 0 | 0 | 0 | 0 | 0 | 0 | 0 | 7.3463 | 7.3463 | 7.3463
[20 empty] | 2020-09-10 02:00 | 6051 | 9 | 10 | 3 | 0 | 0 | 21.2959 | 9482.38 | 10.2346 | 34.9205 | 0 | 0 | 0 | 78091.3 | 0 | 21.2959 | 9482.38 | 10.2346 | 34.9205 | 0 | 0 | 0 | 78091.3 | 0 | 21.2959 | 9482.38 | 10.2346 | 34.9205 | 0 | 0 | 0 | 78091.2 | 0 | 21.2959 | 21.2959 | 21.2959
[20 empty] | 2020-09-10 03:00 | 6052 | 9 | 10 | 4 | 0 | 0 | 7.3463 | 9482.38 | 0 | 0 | 0 | 0 | 0 | 0 | 0 | 7.3463 | 9482.38 | 0 | 0 | 0 | 0 | 0 | 0 | 0 | 7.3463 | 9482.38 | 0 | 0 | 0 | 0 | 0 | 0 | 0 | 7.3463 | 7.3463 | 7.3463
[20 empty] | 2020-09-10 04:00 | 6053 | 9 | 10 | 5 | 0 | 0 | 8.8655 | 9482.38 | 0 | 0 | 0 | 0 | 0 | 0 | 0 | 8.8655 | 9482.38 | 0 | 0 | 0 | 0 | 0 | 0 | 0 | 8.8655 | 9482.38 | 0 | 0 | 0 | 0 | 0 | 0 | 0 | 8.8655 | 8.8655 | 8.8655
[20 empty] | 2020-09-10 05:00 | 6054 | 9 | 10 | 6 | 0 | 0 | 11.0361 | 31917.6 | 0 | 0 | 0 | 0 | 0 | 0 | 0 | 11.0361 | 31917.6 | 0 | 0 | 0 | 0 | 0 | 0 | 0 | 11.0361 | 31917.6 | 0 | 0 | 0 | 0 | 0 | 0 | 0 | 11.0361 | 11.0361 | 11.0361
[20 empty] | 2020-09-10 06:00 | 6055 | 9 | 10 | 7 | 31278.082 | 31.2781 | 129.6 | 81406.5 | 30.1453 | 102.8558 | 0 | 0 | 0 | 230352 | -3.1721 | 129.697 | 81406.5 | 30.6137 | 104.4539 | 0 | 0 | 0 | 233932 | -3.2048 | 129.841 | 81406.5 | 31.1021 | 106.1204 | 0 | 0 | 0 | 237663 | -3.2222 | 98.3219 | 98.4189 | 98.5629
[20 empty] | 2020-09-10 07:00 | 6056 | 9 | 10 | 8 | 101954.258 | 101.9543 | 153.81 | 81406.5 | 27.0794 | 92.3949 | 0 | 0 | 0 | 206925 | -65.5434 | 154.173 | 81406.5 | 27.6885 | 94.4732 | 0 | 0 | 0 | 211579 | -121.72 | 154.43 | 81406.5 | 28.2753 | 96.4753 | 0 | 0 | 0 | 216063 | -149.415 | 51.8557 | 52.2187 | 52.4757
[20 empty] | 2020-09-10 08:00 | 6057 | 9 | 10 | 9 | 168274.658 | 168.2747 | 184.287 | 56182.4 | 49.1833 | 167.8134 | 0 | 0 | 0 | 375830 | -161.981 | 185.959 | 56182.4 | 50.817 | 173.3876 | 0 | 0 | 0 | 388313 | -199.734 | 187.88 | 56182.4 | 52.6172 | 179.5299 | 0 | 0 | 0 | 402069 | -348.45 | 16.0123 | 17.6843 | 19.6053
[20 empty] | 2020-09-10 09:00 | 6058 | 9 | 10 | 10 | 217488.372 | 217.4884 | 184.857 | 56109.1 | 49.9912 | 170.57 | 0 | 0 | 0 | 382002 | -32.7939 | 186.953 | 56109.1 | 51.7604 | 176.6065 | 0 | 0 | 0 | 395522 | -44.6599 | 188.945 | 56109.1 | 53.4305 | 182.3049 | 0 | 0 | 0 | 408284 | -69.1004 | -32.6314 | -30.5354 | -28.5434
[20 empty] | 2020-09-10 10:00 | 6059 | 9 | 10 | 11 | 249483.805 | 249.4838 | 163.332 | 126659 | 48.4638 | 165.3585 | 0 | 0 | 0 | 370331 | 0 | 165.334 | 126659 | 50.126 | 171.0299 | 0 | 0 | 0 | 383033 | 0 | 167.525 | 126659 | 51.8776 | 177.0064 | 0 | 0 | 0 | 396418 | 0 | -86.1518 | -84.1498 | -81.9588
[20 empty] | 2020-09-10 11:00 | 6060 | 9 | 10 | 12 | 262061.612 | 262.0616 | 207.641 | 126659 | 65.9037 | 224.8634 | 0 | 0 | 0 | 484591 | -84.2511 | 210.975 | 126659 | 68.5343 | 233.839 | 0 | 0 | 0 | 503933 | -163.908 | 214.138 | 126659 | 71.0509 | 242.4257 | 0 | 0 | 0 | 522438 | -239.809 | -54.4206 | -51.0866 | -47.9236
[20 empty] | 2020-09-10 12:00 | 6061 | 9 | 10 | 13 | 254705.146 | 254.7051 | 142.699 | 88323.6 | 51.517 | 175.776 | 0 | 0 | 0 | 388632 | 0 | 145.186 | 88323.6 | 53.4455 | 182.356 | 0 | 0 | 0 | 403180 | 0 | 147.817 | 88323.6 | 55.4924 | 189.3401 | 0 | 0 | 0 | 418621 | 0 | -112.0061 | -109.5191 | -106.8881
[20 empty] | 2020-09-10 13:00 | 6062 | 9 | 10 | 14 | 71433.127 | 71.4331 | 131.146 | 56035.7 | 47.3899 | 161.6943 | 0 | 0 | 0 | 357498 | 0 | 133.316 | 56035.7 | 49.2203 | 167.9397 | 0 | 0 | 0 | 371306 | 0 | 135.67 | 56035.7 | 51.0315 | 174.1195 | 0 | 0 | 0 | 384969 | 0 | 59.7129 | 61.8829 | 64.2369
[20 empty] | 2020-09-10 14:00 | 6063 | 9 | 10 | 15 | 117550.616 | 117.5506 | 108.155 | 56035.7 | 40.7261 | 138.9575 | 0 | 0 | 0 | 307228 | 0 | 109.989 | 56035.7 | 42.4348 | 144.7875 | 0 | 0 | 0 | 320118 | 0 | 111.891 | 56035.7 | 43.6693 | 148.9997 | 0 | 0 | 0 | 329431 | 0 | -9.3956 | -7.5616 | -5.6596
[20 empty] | 2020-09-10 15:00 | 6064 | 9 | 10 | 16 | 120026.446 | 120.0264 | 99.8003 | 31257.5 | 35.2321 | 120.2119 | 0 | 0 | 0 | 269223 | 0 | 101.048 | 31257.5 | 36.2602 | 123.7198 | 0 | 0 | 0 | 277079 | 0 | 102.44 | 31257.5 | 37.1858 | 126.8779 | 0 | 0 | 0 | 284152 | 0 | -20.2261 | -18.9784 | -17.5864
[20 empty] | 2020-09-10 16:00 | 6065 | 9 | 10 | 17 | 79458.548 | 79.4585 | 14.694 | 31257.5 | 0 | 0 | 0 | 0 | 0 | 0 | 0 | 14.694 | 31257.5 | 0 | 0 | 0 | 0 | 0 | 0 | 0 | 14.694 | 31257.5 | 0 | 0 | 0 | 0 | 0 | 0 | 0 | -64.7645 | -64.7645 | -64.7645
[20 empty] | 2020-09-10 17:00 | 6066 | 9 | 10 | 18 | 16258.777 | 16.2588 | 13.7827 | 31404.2 | 0 | 0 | 0 | 0 | 0 | 0 | 0 | 13.7827 | 31404.2 | 0 | 0 | 0 | 0 | 0 | 0 | 0 | 13.7827 | 31404.2 | 0 | 0 | 0 | 0 | 0 | 0 | 0 | -2.4761 | -2.4761 | -2.4761
[20 empty] | 2020-09-10 18:00 | 6067 | 9 | 10 | 19 | 0 | 0 | 24.6016 | 31404.2 | 10.5018 | 35.8321 | 0 | 0 | 0 | 80141.4 | 0 | 24.6016 | 31404.2 | 10.5018 | 35.8321 | 0 | 0 | 0 | 80141.5 | 0 | 24.6016 | 31404.2 | 10.5018 | 35.8321 | 0 | 0 | 0 | 80141.5 | 0 | 24.6016 | 24.6016 | 24.6016
[20 empty] | 2020-09-10 19:00 | 6068 | 9 | 10 | 20 | 0 | 0 | 8.8655 | 9042.42 | 0 | 0 | 0 | 0 | 0 | 0 | 0 | 8.8655 | 9042.42 | 0 | 0 | 0 | 0 | 0 | 0 | 0 | 8.8655 | 9042.42 | 0 | 0 | 0 | 0 | 0 | 0 | 0 | 8.8655 | 8.8655 | 8.8655
[20 empty] | 2020-09-10 20:00 | 6069 | 9 | 10 | 21 | 0 | 0 | 7.3463 | 9189.07 | 0 | 0 | 0 | 0 | 0 | 0 | 0 | 7.3463 | 9189.07 | 0 | 0 | 0 | 0 | 0 | 0 | 0 | 7.3463 | 9189.07 | 0 | 0 | 0 | 0 | 0 | 0 | 0 | 7.3463 | 7.3463 | 7.3463
[20 empty] | 2020-09-10 21:00 | 6070 | 9 | 10 | 22 | 0 | 0 | 21.3146 | 9335.73 | 10.2533 | 34.9843 | 0 | 0 | 0 | 78248.7 | 0 | 21.3146 | 9335.73 | 10.2533 | 34.9843 | 0 | 0 | 0 | 78248.6 | 0 | 21.3146 | 9335.73 | 10.2533 | 34.9843 | 0 | 0 | 0 | 78248.8 | 0 | 21.3146 | 21.3146 | 21.3146
[20 empty] | 2020-09-10 22:00 | 6071 | 9 | 10 | 23 | 0 | 0 | 7.3463 | 9335.73 | 0 | 0 | 0 | 0 | 0 | 0 | 0 | 7.3463 | 9335.73 | 0 | 0 | 0 | 0 | 0 | 0 | 0 | 7.3463 | 9335.73 | 0 | 0 | 0 | 0 | 0 | 0 | 0 | 7.3463 | 7.3463 | 7.3463
[20 empty] | 2020-09-10 23:00 | 6072 | 9 | 10 | 24 | 0 | 0 | 7.7516 | 9482.38 | 0 | 0 | 0 | 0 | 0 | 0 | 0 | 7.7516 | 9482.38 | 0 | 0 | 0 | 0 | 0 | 0 | 0 | 7.7516 | 9482.38 | 0 | 0 | 0 | 0 | 0 | 0 | 0 | 7.7516 | 7.7516 | 7.7516
[20 empty] | 2020-09-11 | 6073 | 9 | 11 | 1 | 0 | 0 | 21.6792 | 9482.38 | 10.2126 | 34.8454 | 0 | 0 | 0 | 77930.6 | 0 | 21.6792 | 9482.38 | 10.2126 | 34.8454 | 0 | 0 | 0 | 77930.6 | 0 | 21.6792 | 9482.38 | 10.2126 | 34.8454 | 0 | 0 | 0 | 77930.9 | 0 | 21.6792 | 21.6792 | 21.6792
[20 empty] | 2020-09-11 01:00 | 6074 | 9 | 11 | 2 | 0 | 0 | 7.7516 | 9482.38 | 0 | 0 | 0 | 0 | 0 | 0 | 0 | 7.7516 | 9482.38 | 0 | 0 | 0 | 0 | 0 | 0 | 0 | 7.7516 | 9482.38 | 0 | 0 | 0 | 0 | 0 | 0 | 0 | 7.7516 | 7.7516 | 7.7516
[20 empty] | 2020-09-11 02:00 | 6075 | 9 | 11 | 3 | 0 | 0 | 7.7516 | 9555.71 | 0 | 0 | 0 | 0 | 0 | 0 | 0 | 7.7516 | 9555.71 | 0 | 0 | 0 | 0 | 0 | 0 | 0 | 7.7516 | 9555.71 | 0 | 0 | 0 | 0 | 0 | 0 | 0 | 7.7516 | 7.7516 | 7.7516
[20 empty] | 2020-09-11 03:00 | 6076 | 9 | 11 | 4 | 0 | 0 | 7.7516 | 9702.36 | 0 | 0 | 0 | 0 | 0 | 0 | 0 | 7.7516 | 9702.36 | 0 | 0 | 0 | 0 | 0 | 0 | 0 | 7.7516 | 9702.36 | 0 | 0 | 0 | 0 | 0 | 0 | 0 | 7.7516 | 7.7516 | 7.7516
[20 empty] | 2020-09-11 04:00 | 6077 | 9 | 11 | 5 | 0 | 0 | 21.7104 | 9702.36 | 10.2437 | 34.9515 | 0 | 0 | 0 | 78162 | 0 | 21.7103 | 9702.36 | 10.2437 | 34.9515 | 0 | 0 | 0 | 78161.9 | 0 | 21.7104 | 9702.36 | 10.2438 | 34.9518 | 0 | 0 | 0 | 78162.3 | 0 | 21.7104 | 21.7103 | 21.7104
[20 empty] | 2020-09-11 05:00 | 6078 | 9 | 11 | 6 | 0 | 0 | 7.7516 | 9775.69 | 0 | 0 | 0 | 0 | 0 | 0 | 0 | 7.7516 | 9775.69 | 0 | 0 | 0 | 0 | 0 | 0 | 0 | 7.7516 | 9775.69 | 0 | 0 | 0 | 0 | 0 | 0 | 0 | 7.7516 | 7.7516 | 7.7516
[20 empty] | 2020-09-11 06:00 | 6079 | 9 | 11 | 7 | 28838.48 | 28.8385 | 7.484 | 9335.73 | 0 | 0 | 0 | 0 | 0 | 0 | 0 | 7.4679 | 9335.73 | 0 | 0 | 0 | 0 | 0 | 0 | 0 | 7.4679 | 9335.73 | 0 | 0 | 0 | 0 | 0 | 0 | 0 | -21.3544 | -21.3706 | -21.3706
[20 empty] | 2020-09-11 07:00 | 6080 | 9 | 11 | 8 | 32145.861 | 32.1459 | 7.4679 | 9335.73 | 0 | 0 | 0 | 0 | 0 | 0 | 0 | 7.4679 | 9335.73 | 0 | 0 | 0 | 0 | 0 | 0 | 0 | 7.4679 | 9335.73 | 0 | 0 | 0 | 0 | 0 | 0 | 0 | -24.678 | -24.678 | -24.678
[20 empty] | 2020-09-11 08:00 | 6081 | 9 | 11 | 9 | 86880.286 | 86.8803 | 21.4012 | 8895.77 | 10.2183 | 34.8648 | 0 | 0 | 0 | 77967.8 | 0 | 21.4012 | 8895.77 | 10.2183 | 34.8648 | 0 | 0 | 0 | 77967.7 | 0 | 21.4012 | 8895.77 | 10.2183 | 34.8648 | 0 | 0 | 0 | 77968 | 0 | -65.4791 | -65.4791 | -65.4791
[20 empty] | 2020-09-11 09:00 | 6082 | 9 | 11 | 10 | 73662.066 | 73.6621 | 7.5469 | 8675.79 | 0 | 0 | 0 | 0 | 0 | 0 | 0 | 7.5099 | 8675.79 | 0 | 0 | 0 | 0 | 0 | 0 | 0 | 7.4741 | 8675.79 | 0 | 0 | 0 | 0 | 0 | 0 | 0 | -66.1152 | -66.1521 | -66.1879
[20 empty] | 2020-09-11 10:00 | 6083 | 9 | 11 | 11 | 210664.492 | 210.6645 | 7.5157 | 8675.79 | 0 | 0 | 0 | 0 | 0 | 0 | 0 | 7.4783 | 8675.79 | 0 | 0 | 0 | 0 | 0 | 0 | 0 | 7.4679 | 8675.79 | 0 | 0 | 0 | 0 | 0 | 0 | 0 | -203.1488 | -203.1862 | -203.1966
[20 empty] | 2020-09-11 11:00 | 6084 | 9 | 11 | 12 | 116317.015 | 116.317 | 7.4795 | 8309.16 | 0 | 0 | 0 | 0 | 0 | 0 | 0 | 7.4679 | 8309.16 | 0 | 0 | 0 | 0 | 0 | 0 | 0 | 7.4679 | 8309.16 | 0 | 0 | 0 | 0 | 0 | 0 | 0 | -108.8375 | -108.8491 | -108.8491
[20 empty] | 2020-09-11 12:00 | 6085 | 9 | 11 | 13 | 113557.923 | 113.5579 | 22.4003 | 8309.16 | 11.2174 | 38.2738 | 0 | 0 | 0 | 77688.2 | 0 | 22.4003 | 8309.16 | 11.2174 | 38.2738 | 0 | 0 | 0 | 77688 | 0 | 22.4003 | 8309.16 | 11.2174 | 38.2738 | 0 | 0 | 0 | 77688.3 | 0 | -91.1576 | -91.1576 | -91.1576
[20 empty] | 2020-09-11 13:00 | 6086 | 9 | 11 | 14 | 168622.539 | 168.6225 | 7.4685 | 8309.16 | 0 | 0 | 0 | 0 | 0 | 0 | 0 | 7.4679 | 8309.16 | 0 | 0 | 0 | 0 | 0 | 0 | 0 | 7.4679 | 8309.16 | 0 | 0 | 0 | 0 | 0 | 0 | 0 | -161.1541 | -161.1547 | -161.1547
[20 empty] | 2020-09-11 14:00 | 6087 | 9 | 11 | 15 | 124040.658 | 124.0407 | 7.4721 | 8309.16 | 0 | 0 | 0 | 0 | 0 | 0 | 0 | 7.4679 | 8309.16 | 0 | 0 | 0 | 0 | 0 | 0 | 0 | 7.4679 | 8309.16 | 0 | 0 | 0 | 0 | 0 | 0 | 0 | -116.5686 | -116.5728 | -116.5728
[20 empty] | 2020-09-11 15:00 | 6088 | 9 | 11 | 16 | 49409.534 | 49.4095 | 7.4679 | 8529.14 | 0 | 0 | 0 | 0 | 0 | 0 | 0 | 7.4679 | 8529.14 | 0 | 0 | 0 | 0 | 0 | 0 | 0 | 7.4679 | 8529.14 | 0 | 0 | 0 | 0 | 0 | 0 | 0 | -41.9417 | -41.9417 | -41.9417
[20 empty] | 2020-09-11 16:00 | 6089 | 9 | 11 | 17 | 8779.223 | 8.7792 | 21.9969 | 8529.14 | 10.814 | 36.8974 | 0 | 0 | 0 | 77620.4 | 0 | 21.9969 | 8529.14 | 10.814 | 36.8974 | 0 | 0 | 0 | 77620.3 | 0 | 21.997 | 8529.14 | 10.8141 | 36.8977 | 0 | 0 | 0 | 77620.6 | 0 | 13.2177 | 13.2177 | 13.2178
[20 empty] | 2020-09-11 17:00 | 6090 | 9 | 11 | 18 | 13883.849 | 13.8838 | 7.4726 | 8969.09 | 0 | 0 | 0 | 0 | 0 | 0 | 0 | 7.4679 | 8969.09 | 0 | 0 | 0 | 0 | 0 | 0 | 0 | 7.4679 | 8969.09 | 0 | 0 | 0 | 0 | 0 | 0 | 0 | -6.4113 | -6.416 | -6.416
[20 empty] | 2020-09-11 18:00 | 6091 | 9 | 11 | 19 | 0 | 0 | 7.7516 | 9115.75 | 0 | 0 | 0 | 0 | 0 | 0 | 0 | 7.7516 | 9115.75 | 0 | 0 | 0 | 0 | 0 | 0 | 0 | 7.7516 | 9115.75 | 0 | 0 | 0 | 0 | 0 | 0 | 0 | 7.7516 | 7.7516 | 7.7516
[20 empty] | 2020-09-11 19:00 | 6092 | 9 | 11 | 20 | 0 | 0 | 7.7516 | 9115.75 | 0 | 0 | 0 | 0 | 0 | 0 | 0 | 7.7516 | 9115.75 | 0 | 0 | 0 | 0 | 0 | 0 | 0 | 7.7516 | 9115.75 | 0 | 0 | 0 | 0 | 0 | 0 | 0 | 7.7516 | 7.7516 | 7.7516
[20 empty] | 2020-09-11 20:00 | 6093 | 9 | 11 | 21 | 0 | 0 | 21.6058 | 9115.75 | 10.1391 | 34.5946 | 0 | 0 | 0 | 77364.9 | 0 | 21.6057 | 9115.75 | 10.1391 | 34.5946 | 0 | 0 | 0 | 77364.8 | 0 | 21.6058 | 9115.75 | 10.1392 | 34.595 | 0 | 0 | 0 | 77365.1 | 0 | 21.6058 | 21.6057 | 21.6058
[20 empty] | 2020-09-11 21:00 | 6094 | 9 | 11 | 22 | 0 | 0 | 7.7516 | 9115.75 | 0 | 0 | 0 | 0 | 0 | 0 | 0 | 7.7516 | 9115.75 | 0 | 0 | 0 | 0 | 0 | 0 | 0 | 7.7516 | 9115.75 | 0 | 0 | 0 | 0 | 0 | 0 | 0 | 7.7516 | 7.7516 | 7.7516
[20 empty] | 2020-09-11 22:00 | 6095 | 9 | 11 | 23 | 0 | 0 | 7.7516 | 9115.75 | 0 | 0 | 0 | 0 | 0 | 0 | 0 | 7.7516 | 9115.75 | 0 | 0 | 0 | 0 | 0 | 0 | 0 | 7.7516 | 9115.75 | 0 | 0 | 0 | 0 | 0 | 0 | 0 | 7.7516 | 7.7516 | 7.7516
[20 empty] | 2020-09-11 23:00 | 6096 | 9 | 11 | 24 | 0 | 0 | 7.7516 | 9189.07 | 0 | 0 | 0 | 0 | 0 | 0 | 0 | 7.7516 | 9189.07 | 0 | 0 | 0 | 0 | 0 | 0 | 0 | 7.7516 | 9189.07 | 0 | 0 | 0 | 0 | 0 | 0 | 0 | 7.7516 | 7.7516 | 7.7516
[20 empty] | 2020-09-12 | 6097 | 9 | 12 | 1 | 0 | 0 | 21.5816 | 9262.4 | 10.115 | 34.5124 | 0 | 0 | 0 | 77179.1 | 0 | 21.5815 | 9262.4 | 10.1149 | 34.512 | 0 | 0 | 0 | 77179 | 0 | 21.5816 | 9262.4 | 10.115 | 34.5124 | 0 | 0 | 0 | 77179.2 | 0 | 21.5816 | 21.5815 | 21.5816
[20 empty] | 2020-09-12 01:00 | 6098 | 9 | 12 | 2 | 0 | 0 | 7.7516 | 9262.4 | 0 | 0 | 0 | 0 | 0 | 0 | 0 | 7.7516 | 9262.4 | 0 | 0 | 0 | 0 | 0 | 0 | 0 | 7.7516 | 9262.4 | 0 | 0 | 0 | 0 | 0 | 0 | 0 | 7.7516 | 7.7516 | 7.7516
[20 empty] | 2020-09-12 02:00 | 6099 | 9 | 12 | 3 | 0 | 0 | 7.7516 | 9409.05 | 0 | 0 | 0 | 0 | 0 | 0 | 0 | 7.7516 | 9409.05 | 0 | 0 | 0 | 0 | 0 | 0 | 0 | 7.7516 | 9409.05 | 0 | 0 | 0 | 0 | 0 | 0 | 0 | 7.7516 | 7.7516 | 7.7516
[20 empty] | 2020-09-12 03:00 | 6100 | 9 | 12 | 4 | 0 | 0 | 7.7516 | 9482.38 | 0 | 0 | 0 | 0 | 0 | 0 | 0 | 7.7516 | 9482.38 | 0 | 0 | 0 | 0 | 0 | 0 | 0 | 7.7516 | 9482.38 | 0 | 0 | 0 | 0 | 0 | 0 | 0 | 7.7516 | 7.7516 | 7.7516
[20 empty] | 2020-09-12 04:00 | 6101 | 9 | 12 | 5 | 0 | 0 | 21.5584 | 9482.38 | 10.0918 | 34.4332 | 0 | 0 | 0 | 77002.5 | 0 | 21.5584 | 9482.38 | 10.0918 | 34.4332 | 0 | 0 | 0 | 77002.3 | 0 | 21.5584 | 9482.38 | 10.0918 | 34.4332 | 0 | 0 | 0 | 77002.5 | 0 | 21.5584 | 21.5584 | 21.5584
[20 empty] | 2020-09-12 05:00 | 6102 | 9 | 12 | 6 | 0 | 0 | 7.7516 | 9555.71 | 0 | 0 | 0 | 0 | 0 | 0 | 0 | 7.7516 | 9555.71 | 0 | 0 | 0 | 0 | 0 | 0 | 0 | 7.7516 | 9555.71 | 0 | 0 | 0 | 0 | 0 | 0 | 0 | 7.7516 | 7.7516 | 7.7516
[20 empty] | 2020-09-12 06:00 | 6103 | 9 | 12 | 7 | 13824.017 | 13.824 | 7.4878 | 9482.38 | 0 | 0 | 0 | 0 | 0 | 0 | 0 | 7.482 | 9482.38 | 0 | 0 | 0 | 0 | 0 | 0 | 0 | 7.4754 | 9482.38 | 0 | 0 | 0 | 0 | 0 | 0 | 0 | -6.3362 | -6.3421 | -6.3486
[20 empty] | 2020-09-12 07:00 | 6104 | 9 | 12 | 8 | 64663.073 | 64.6631 | 7.4797 | 9482.38 | 0 | 0 | 0 | 0 | 0 | 0 | 0 | 7.4714 | 9482.38 | 0 | 0 | 0 | 0 | 0 | 0 | 0 | 7.4679 | 9482.38 | 0 | 0 | 0 | 0 | 0 | 0 | 0 | -57.1834 | -57.1917 | -57.1952
[20 empty] | 2020-09-12 08:00 | 6105 | 9 | 12 | 9 | 175192.834 | 175.1928 | 21.2636 | 9262.4 | 10.0697 | 34.3578 | 0 | 0 | 0 | 76833.2 | 0 | 21.255 | 9262.4 | 10.0696 | 34.3575 | 0 | 0 | 0 | 76833 | 0 | 21.2526 | 9262.4 | 10.0697 | 34.3578 | 0 | 0 | 0 | 76833.2 | 0 | -153.9292 | -153.9378 | -153.9402
[20 empty] | 2020-09-12 09:00 | 6106 | 9 | 12 | 10 | 224715.038 | 224.715 | 7.4679 | 9189.07 | 0 | 0 | 0 | 0 | 0 | 0 | 0 | 7.4679 | 9189.07 | 0 | 0 | 0 | 0 | 0 | 0 | 0 | 7.4679 | 9189.07 | 0 | 0 | 0 | 0 | 0 | 0 | 0 | -217.2472 | -217.2472 | -217.2472
[20 empty] | 2020-09-12 10:00 | 6107 | 9 | 12 | 11 | 257915.976 | 257.916 | 7.4801 | 9189.07 | 0 | 0 | 0 | 0 | 0 | 0 | 0 | 7.472 | 9189.07 | 0 | 0 | 0 | 0 | 0 | 0 | 0 | 7.4679 | 9189.07 | 0 | 0 | 0 | 0 | 0 | 0 | 0 | -250.4358 | -250.444 | -250.4481
[20 empty] | 2020-09-12 11:00 | 6108 | 9 | 12 | 12 | 270007.62 | 270.0076 | 7.4886 | 9189.07 | 0 | 0 | 0 | 0 | 0 | 0 | 0 | 7.4831 | 9189.07 | 0 | 0 | 0 | 0 | 0 | 0 | 0 | 7.4765 | 9189.07 | 0 | 0 | 0 | 0 | 0 | 0 | 0 | -262.519 | -262.5245 | -262.5311
[20 empty] | 2020-09-12 12:00 | 6109 | 9 | 12 | 13 | 264099.147 | 264.0991 | 21.2521 | 9189.07 | 10.0484 | 34.2851 | 0 | 0 | 0 | 76670.7 | 0 | 21.2466 | 9189.07 | 10.0483 | 34.2848 | 0 | 0 | 0 | 76670.4 | 0 | 21.2401 | 9189.07 | 10.0484 | 34.2851 | 0 | 0 | 0 | 76670.8 | 0 | -242.847 | -242.8525 | -242.859
[20 empty] | 2020-09-12 13:00 | 6110 | 9 | 12 | 14 | 240526.89 | 240.5269 | 7.4842 | 9189.07 | 0 | 0 | 0 | 0 | 0 | 0 | 0 | 7.4774 | 9189.07 | 0 | 0 | 0 | 0 | 0 | 0 | 0 | 7.4692 | 9189.07 | 0 | 0 | 0 | 0 | 0 | 0 | 0 | -233.0427 | -233.0495 | -233.0577
[20 empty] | 2020-09-12 14:00 | 6111 | 9 | 12 | 15 | 202559.233 | 202.5592 | 7.4862 | 9189.07 | 0 | 0 | 0 | 0 | 0 | 0 | 0 | 7.48 | 9189.07 | 0 | 0 | 0 | 0 | 0 | 0 | 0 | 7.4726 | 9189.07 | 0 | 0 | 0 | 0 | 0 | 0 | 0 | -195.073 | -195.0792 | -195.0867
[20 empty] | 2020-09-12 15:00 | 6112 | 9 | 12 | 16 | 151089.342 | 151.0893 | 7.5139 | 9409.05 | 0 | 0 | 0 | 0 | 0 | 0 | 0 | 7.4856 | 9409.05 | 0 | 0 | 0 | 0 | 0 | 0 | 0 | 7.4797 | 9409.05 | 0 | 0 | 0 | 0 | 0 | 0 | 0 | -143.5754 | -143.6037 | -143.6096
[20 empty] | 2020-09-12 16:00 | 6113 | 9 | 12 | 17 | 80685.209 | 80.6852 | 21.2712 | 9555.71 | 10.0267 | 34.2111 | 0 | 0 | 0 | 76513.5 | 0 | 21.2368 | 9555.71 | 10.0267 | 34.2111 | 0 | 0 | 0 | 76513.2 | 0 | 21.223 | 9555.71 | 10.0268 | 34.2114 | 0 | 0 | 0 | 76513.6 | 0 | -59.414 | -59.4484 | -59.4622
[20 empty] | 2020-09-12 17:00 | 6114 | 9 | 12 | 18 | 14461.294 | 14.4613 | 7.6011 | 9555.71 | 0 | 0 | 0 | 0 | 0 | 0 | 0 | 7.5774 | 9555.71 | 0 | 0 | 0 | 0 | 0 | 0 | 0 | 7.5577 | 9555.71 | 0 | 0 | 0 | 0 | 0 | 0 | 0 | -6.8602 | -6.8839 | -6.9036
[20 empty] | 2020-09-12 18:00 | 6115 | 9 | 12 | 19 | 0 | 0 | 7.7516 | 9775.69 | 0 | 0 | 0 | 0 | 0 | 0 | 0 | 7.7516 | 9775.69 | 0 | 0 | 0 | 0 | 0 | 0 | 0 | 7.7516 | 9775.69 | 0 | 0 | 0 | 0 | 0 | 0 | 0 | 7.7516 | 7.7516 | 7.7516
[20 empty] | 2020-09-12 19:00 | 6116 | 9 | 12 | 20 | 0 | 0 | 7.7516 | 9775.69 | 0 | 0 | 0 | 0 | 0 | 0 | 0 | 7.7516 | 9775.69 | 0 | 0 | 0 | 0 | 0 | 0 | 0 | 7.7516 | 9775.69 | 0 | 0 | 0 | 0 | 0 | 0 | 0 | 7.7516 | 7.7516 | 7.7516
[20 empty] | 2020-09-12 20:00 | 6117 | 9 | 12 | 21 | 0 | 0 | 21.4744 | 9849.01 | 10.0078 | 34.1466 | 0 | 0 | 0 | 76363.7 | 0 | 21.4743 | 9849.01 | 10.0077 | 34.1463 | 0 | 0 | 0 | 76363.3 | 0 | 21.4744 | 9849.01 | 10.0078 | 34.1466 | 0 | 0 | 0 | 76363.8 | 0 | 21.4744 | 21.4743 | 21.4744
[20 empty] | 2020-09-12 21:00 | 6118 | 9 | 12 | 22 | 0 | 0 | 7.7516 | 9922.34 | 0 | 0 | 0 | 0 | 0 | 0 | 0 | 7.7516 | 9922.34 | 0 | 0 | 0 | 0 | 0 | 0 | 0 | 7.7516 | 9922.34 | 0 | 0 | 0 | 0 | 0 | 0 | 0 | 7.7516 | 7.7516 | 7.7516
[20 empty] | 2020-09-12 22:00 | 6119 | 9 | 12 | 23 | 0 | 0 | 7.7516 | 9922.34 | 0 | 0 | 0 | 0 | 0 | 0 | 0 | 7.7516 | 9922.34 | 0 | 0 | 0 | 0 | 0 | 0 | 0 | 7.7516 | 9922.34 | 0 | 0 | 0 | 0 | 0 | 0 | 0 | 7.7516 | 7.7516 | 7.7516
[20 empty] | 2020-09-12 23:00 | 6120 | 9 | 12 | 24 | 0 | 0 | 7.3463 | 9922.34 | 0 | 0 | 0 | 0 | 0 | 0 | 0 | 7.3463 | 9922.34 | 0 | 0 | 0 | 0 | 0 | 0 | 0 | 7.3463 | 9922.34 | 0 | 0 | 0 | 0 | 0 | 0 | 0 | 7.3463 | 7.3463 | 7.3463
[20 empty] | 2020-09-13 | 6121 | 9 | 13 | 1 | 0 | 0 | 21.0502 | 9995.67 | 9.9889 | 34.0822 | 0 | 0 | 0 | 76217.1 | 0 | 21.0502 | 9995.67 | 9.9889 | 34.0821 | 0 | 0 | 0 | 76216.7 | 0 | 21.0503 | 9995.67 | 9.989 | 34.0823 | 0 | 0 | 0 | 76217.3 | 0 | 21.0502 | 21.0502 | 21.0503
[20 empty] | 2020-09-13 01:00 | 6122 | 9 | 13 | 2 | 0 | 0 | 7.3463 | 9922.34 | 0 | 0 | 0 | 0 | 0 | 0 | 0 | 7.3463 | 9922.34 | 0 | 0 | 0 | 0 | 0 | 0 | 0 | 7.3463 | 9922.34 | 0 | 0 | 0 | 0 | 0 | 0 | 0 | 7.3463 | 7.3463 | 7.3463
[20 empty] | 2020-09-13 02:00 | 6123 | 9 | 13 | 3 | 0 | 0 | 7.3463 | 9995.67 | 0 | 0 | 0 | 0 | 0 | 0 | 0 | 7.3463 | 9995.67 | 0 | 0 | 0 | 0 | 0 | 0 | 0 | 7.3463 | 9995.67 | 0 | 0 | 0 | 0 | 0 | 0 | 0 | 7.3463 | 7.3463 | 7.3463
[20 empty] | 2020-09-13 03:00 | 6124 | 9 | 13 | 4 | 0 | 0 | 7.3463 | 9922.34 | 0 | 0 | 0 | 0 | 0 | 0 | 0 | 7.3463 | 9922.34 | 0 | 0 | 0 | 0 | 0 | 0 | 0 | 7.3463 | 9922.34 | 0 | 0 | 0 | 0 | 0 | 0 | 0 | 7.3463 | 7.3463 | 7.3463
[20 empty] | 2020-09-13 04:00 | 6125 | 9 | 13 | 5 | 0 | 0 | 22.551 | 9922.34 | 9.9705 | 34.0194 | 0 | 0 | 0 | 76077 | 0 | 22.551 | 9922.34 | 9.9704 | 34.0191 | 0 | 0 | 0 | 76076.5 | 0 | 22.5511 | 9922.34 | 9.9705 | 34.0195 | 0 | 0 | 0 | 76077.3 | 0 | 22.551 | 22.551 | 22.5511
[20 empty] | 2020-09-13 05:00 | 6126 | 9 | 13 | 6 | 0 | 0 | 11.0361 | 32357.6 | 0 | 0 | 0 | 0 | 0 | 0 | 0 | 11.0361 | 32357.6 | 0 | 0 | 0 | 0 | 0 | 0 | 0 | 11.0361 | 32357.6 | 0 | 0 | 0 | 0 | 0 | 0 | 0 | 11.0361 | 11.0361 | 11.0361
[20 empty] | 2020-09-13 06:00 | 6127 | 9 | 13 | 7 | 2266.471 | 2.2665 | 117.684 | 81553.3 | 25.0959 | 85.6272 | 0 | 0 | 0 | 191768 | -259.799 | 119.41 | 81553.3 | 26.7387 | 91.2324 | 0 | 0 | 0 | 204321 | -204.997 | 121.5 | 81553.3 | 28.5875 | 97.5405 | 0 | 0 | 0 | 218449 | -154.247 | 115.4175 | 117.1435 | 119.2335
[20 empty] | 2020-09-13 07:00 | 6128 | 9 | 13 | 8 | 28164.339 | 28.1643 | 139.328 | 81553.3 | 20.3299 | 69.3656 | 0 | 0 | 0 | 155349 | -875.042 | 141.23 | 81553.3 | 22.1895 | 75.7106 | 0 | 0 | 0 | 169559 | -894.49 | 143.506 | 81553.3 | 24.2148 | 82.6209 | 0 | 0 | 0 | 185035 | -905.105 | 111.1637 | 113.0657 | 115.3417
[20 empty] | 2020-09-13 08:00 | 6129 | 9 | 13 | 9 | 77727.578 | 77.7276 | 151.762 | 56549.2 | 26.7416 | 91.2423 | 0 | 0 | 0 | 204344 | -994.891 | 153.726 | 56549.2 | 28.3378 | 96.6886 | 0 | 0 | 0 | 216540 | -1245.03 | 156.17 | 56549.2 | 30.2971 | 103.3737 | 0 | 0 | 0 | 231512 | -1616.55 | 74.0344 | 75.9984 | 78.4424
[20 empty] | 2020-09-13 09:00 | 6130 | 9 | 13 | 10 | 136229.121 | 136.2291 | 169.143 | 56182.4 | 42.7239 | 145.7739 | 0 | 0 | 0 | 326470 | -599.126 | 171.992 | 56182.4 | 45.0223 | 153.6161 | 0 | 0 | 0 | 344034 | -760.134 | 175.255 | 56182.4 | 47.5742 | 162.3232 | 0 | 0 | 0 | 363534 | -997.49 | 32.9139 | 35.7629 | 39.0259
[20 empty] | 2020-09-13 10:00 | 6131 | 9 | 13 | 11 | 21385.654 | 21.3857 | 145.214 | 126659 | 38.5079 | 131.389 | 0 | 0 | 0 | 293954 | -168.085 | 148.19 | 126659 | 40.9378 | 139.6798 | 0 | 0 | 0 | 312503 | -230.367 | 151.743 | 126659 | 43.6939 | 149.0836 | 0 | 0 | 0 | 333542 | -343.633 | 123.8283 | 126.8043 | 130.3573
[20 empty] | 2020-09-13 11:00 | 6132 | 9 | 13 | 12 | 85327.023 | 85.327 | 177.25 | 126659 | 44.1398 | 150.605 | 0 | 0 | 0 | 336946 | -916.031 | 180.539 | 126659 | 46.672 | 159.2449 | 0 | 0 | 0 | 356276 | -1109.76 | 184.508 | 126659 | 49.786 | 169.8698 | 0 | 0 | 0 | 380046 | -1288.94 | 91.923 | 95.212 | 99.181
[20 empty] | 2020-09-13 12:00 | 6133 | 9 | 13 | 13 | 68784.838 | 68.7848 | 133.757 | 88457.3 | 49.2218 | 167.9448 | 0 | 0 | 0 | 361916 | -348.682 | 137.422 | 88457.3 | 52.1161 | 177.8201 | 0 | 0 | 0 | 383197 | -543.764 | 141.724 | 88457.3 | 55.467 | 189.2534 | 0 | 0 | 0 | 407835 | -819.658 | 64.9722 | 68.6372 | 72.9392
[20 empty] | 2020-09-13 13:00 | 6134 | 9 | 13 | 14 | 48837.933 | 48.8379 | 123.923 | 55889 | 45.7417 | 156.0707 | 0 | 0 | 0 | 336347 | -373.671 | 127.955 | 55889 | 48.924 | 166.9287 | 0 | 0 | 0 | 359747 | -504.609 | 131.988 | 55889 | 52.1057 | 177.7846 | 0 | 0 | 0 | 383143 | -345.441 | 75.0851 | 79.1171 | 83.1501
[20 empty] | 2020-09-13 14:00 | 6135 | 9 | 13 | 15 | 1676.087 | 1.6761 | 108.544 | 55962.4 | 44.8301 | 152.9603 | 0 | 0 | 0 | 333783 | -64.5665 | 113.219 | 55962.4 | 48.3919 | 165.1132 | 0 | 0 | 0 | 360303 | -40.3945 | 118.793 | 55962.4 | 52.6078 | 179.4978 | 0 | 0 | 0 | 391692 | -47.4286 | 106.8679 | 111.5429 | 117.1169
[20 empty] | 2020-09-13 15:00 | 6136 | 9 | 13 | 16 | 48292.445 | 48.2924 | 105.952 | 31110.8 | 44.2436 | 150.9592 | 0 | 0 | 0 | 329469 | -301.404 | 111.436 | 31110.8 | 48.3196 | 164.8665 | 0 | 0 | 0 | 359821 | -46.8532 | 117.41 | 31110.8 | 52.7294 | 179.9127 | 0 | 0 | 0 | 392660 | -58.2367 | 57.6596 | 63.1436 | 69.1176
[20 empty] | 2020-09-13 16:00 | 6137 | 9 | 13 | 17 | 22714.88 | 22.7149 | 14.694 | 31110.8 | 0 | 0 | 0 | 0 | 0 | 0 | 0 | 14.694 | 31110.8 | 0 | 0 | 0 | 0 | 0 | 0 | 0 | 14.694 | 31110.8 | 0 | 0 | 0 | 0 | 0 | 0 | 0 | -8.0209 | -8.0209 | -8.0209
[20 empty] | 2020-09-13 17:00 | 6138 | 9 | 13 | 18 | 0 | 0 | 13.7827 | 31257.5 | 0 | 0 | 0 | 0 | 0 | 0 | 0 | 13.7827 | 31257.5 | 0 | 0 | 0 | 0 | 0 | 0 | 0 | 13.7827 | 31257.5 | 0 | 0 | 0 | 0 | 0 | 0 | 0 | 13.7827 | 13.7827 | 13.7827
[20 empty] | 2020-09-13 18:00 | 6139 | 9 | 13 | 19 | 0 | 0 | 24.3867 | 31550.8 | 10.287 | 35.0992 | 0 | 0 | 0 | 78585.8 | 0 | 24.3867 | 31550.8 | 10.2869 | 35.0989 | 0 | 0 | 0 | 78585.5 | 0 | 24.3867 | 31550.8 | 10.287 | 35.0992 | 0 | 0 | 0 | 78586 | 0 | 24.3867 | 24.3867 | 24.3867
[20 empty] | 2020-09-13 19:00 | 6140 | 9 | 13 | 20 | 0 | 0 | 8.8655 | 9189.07 | 0 | 0 | 0 | 0 | 0 | 0 | 0 | 8.8655 | 9189.07 | 0 | 0 | 0 | 0 | 0 | 0 | 0 | 8.8655 | 9189.07 | 0 | 0 | 0 | 0 | 0 | 0 | 0 | 8.8655 | 8.8655 | 8.8655
[20 empty] | 2020-09-13 20:00 | 6141 | 9 | 13 | 21 | 0 | 0 | 7.3463 | 9189.07 | 0 | 0 | 0 | 0 | 0 | 0 | 0 | 7.3463 | 9189.07 | 0 | 0 | 0 | 0 | 0 | 0 | 0 | 7.3463 | 9189.07 | 0 | 0 | 0 | 0 | 0 | 0 | 0 | 7.3463 | 7.3463 | 7.3463
[20 empty] | 2020-09-13 21:00 | 6142 | 9 | 13 | 22 | 0 | 0 | 7.3463 | 9189.07 | 0 | 0 | 0 | 0 | 0 | 0 | 0 | 7.3463 | 9189.07 | 0 | 0 | 0 | 0 | 0 | 0 | 0 | 7.3463 | 9189.07 | 0 | 0 | 0 | 0 | 0 | 0 | 0 | 7.3463 | 7.3463 | 7.3463
[20 empty] | 2020-09-13 22:00 | 6143 | 9 | 13 | 23 | 0 | 0 | 21.2098 | 9189.07 | 10.1485 | 34.6267 | 0 | 0 | 0 | 77448.2 | 0 | 21.2097 | 9189.07 | 10.1484 | 34.6263 | 0 | 0 | 0 | 77447.8 | 0 | 21.2098 | 9189.07 | 10.1485 | 34.6267 | 0 | 0 | 0 | 77448.3 | 0 | 21.2098 | 21.2097 | 21.2098
[20 empty] | 2020-09-13 23:00 | 6144 | 9 | 13 | 24 | 0 | 0 | 7.3463 | 9409.05 | 0 | 0 | 0 | 0 | 0 | 0 | 0 | 7.3463 | 9409.05 | 0 | 0 | 0 | 0 | 0 | 0 | 0 | 7.3463 | 9409.05 | 0 | 0 | 0 | 0 | 0 | 0 | 0 | 7.3463 | 7.3463 | 7.3463
[20 empty] | 2020-09-14 | 6145 | 9 | 14 | 1 | 0 | 0 | 7.3463 | 9482.38 | 0 | 0 | 0 | 0 | 0 | 0 | 0 | 7.3463 | 9482.38 | 0 | 0 | 0 | 0 | 0 | 0 | 0 | 7.3463 | 9482.38 | 0 | 0 | 0 | 0 | 0 | 0 | 0 | 7.3463 | 7.3463 | 7.3463
[20 empty] | 2020-09-14 01:00 | 6146 | 9 | 14 | 2 | 0 | 0 | 7.3463 | 9482.38 | 0 | 0 | 0 | 0 | 0 | 0 | 0 | 7.3463 | 9482.38 | 0 | 0 | 0 | 0 | 0 | 0 | 0 | 7.3463 | 9482.38 | 0 | 0 | 0 | 0 | 0 | 0 | 0 | 7.3463 | 7.3463 | 7.3463
[20 empty] | 2020-09-14 02:00 | 6147 | 9 | 14 | 3 | 0 | 0 | 21.1934 | 9555.71 | 10.1321 | 34.5707 | 0 | 0 | 0 | 77315.3 | 0 | 21.1934 | 9555.71 | 10.1321 | 34.5707 | 0 | 0 | 0 | 77315 | 0 | 21.1934 | 9555.71 | 10.1321 | 34.5707 | 0 | 0 | 0 | 77315.3 | 0 | 21.1934 | 21.1934 | 21.1934
[20 empty] | 2020-09-14 03:00 | 6148 | 9 | 14 | 4 | 0 | 0 | 7.3463 | 9629.03 | 0 | 0 | 0 | 0 | 0 | 0 | 0 | 7.3463 | 9629.03 | 0 | 0 | 0 | 0 | 0 | 0 | 0 | 7.3463 | 9629.03 | 0 | 0 | 0 | 0 | 0 | 0 | 0 | 7.3463 | 7.3463 | 7.3463
[20 empty] | 2020-09-14 04:00 | 6149 | 9 | 14 | 5 | 0 | 0 | 8.8655 | 9629.03 | 0 | 0 | 0 | 0 | 0 | 0 | 0 | 8.8655 | 9629.03 | 0 | 0 | 0 | 0 | 0 | 0 | 0 | 8.8655 | 9629.03 | 0 | 0 | 0 | 0 | 0 | 0 | 0 | 8.8655 | 8.8655 | 8.8655
[20 empty] | 2020-09-14 05:00 | 6150 | 9 | 14 | 6 | 0 | 0 | 11.0361 | 31917.6 | 0 | 0 | 0 | 0 | 0 | 0 | 0 | 11.0361 | 31917.6 | 0 | 0 | 0 | 0 | 0 | 0 | 0 | 11.0361 | 31917.6 | 0 | 0 | 0 | 0 | 0 | 0 | 0 | 11.0361 | 11.0361 | 11.0361
[20 empty] | 2020-09-14 06:00 | 6151 | 9 | 14 | 7 | 33067.831 | 33.0678 | 138.949 | 81259.8 | 44.8031 | 152.8682 | 0 | 0 | 0 | 344866 | -215.366 | 141.453 | 81259.8 | 47.112 | 160.7461 | 0 | 0 | 0 | 362484 | -155.771 | 144.354 | 81259.8 | 49.7158 | 169.6303 | 0 | 0 | 0 | 382353 | -112.942 | 105.8812 | 108.3852 | 111.2862
[20 empty] | 2020-09-14 07:00 | 6152 | 9 | 14 | 8 | 113259.587 | 113.2596 | 159.493 | 81259.8 | 38.9733 | 132.9769 | 0 | 0 | 0 | 297405 | -971.868 | 162.301 | 81259.8 | 41.5982 | 141.9331 | 0 | 0 | 0 | 317436 | -1103.99 | 165.637 | 81259.8 | 44.5236 | 151.9145 | 0 | 0 | 0 | 339759 | -1277.31 | 46.2334 | 49.0414 | 52.3774
[20 empty] | 2020-09-14 08:00 | 6153 | 9 | 14 | 9 | 184974.586 | 184.9746 | 190.756 | 56035.7 | 62.3218 | 212.642 | 0 | 0 | 0 | 475738 | -506.713 | 195.131 | 56035.7 | 66.2959 | 226.2016 | 0 | 0 | 0 | 505694 | -693.467 | 200.24 | 56035.7 | 70.7252 | 241.3144 | 0 | 0 | 0 | 539082 | -856.901 | 5.7814 | 10.1564 | 15.2654
[20 empty] | 2020-09-14 09:00 | 6154 | 9 | 14 | 10 | 235729.864 | 235.7299 | 206.773 | 55815.7 | 75.8397 | 258.7651 | 0 | 0 | 0 | 564580 | -346.492 | 212.136 | 55815.7 | 80.6448 | 275.1601 | 0 | 0 | 0 | 599563 | -360.591 | 218.316 | 55815.7 | 86.0074 | 293.4572 | 0 | 0 | 0 | 638610 | -415.628 | -28.9569 | -23.5939 | -17.4139
[20 empty] | 2020-09-14 10:00 | 6155 | 9 | 14 | 11 | 265859.153 | 265.8592 | 186.877 | 126659 | 74.0279 | 252.5832 | 0 | 0 | 0 | 553744 | -151.888 | 192.66 | 126659 | 79.097 | 269.879 | 0 | 0 | 0 | 590649 | -154.831 | 199.728 | 126659 | 85.0584 | 290.2193 | 0 | 0 | 0 | 634056 | -115.794 | -78.9822 | -73.1992 | -66.1312
[20 empty] | 2020-09-14 11:00 | 6156 | 9 | 14 | 12 | 276103.16 | 276.1032 | 216.485 | 126659 | 77.9214 | 265.8678 | 0 | 0 | 0 | 548404 | -265.751 | 224.684 | 126659 | 84.5848 | 288.6033 | 0 | 0 | 0 | 594182 | -235.143 | 233.729 | 126659 | 91.9374 | 313.6904 | 0 | 0 | 0 | 644681 | -220.956 | -59.6182 | -51.4192 | -42.3742
[20 empty] | 2020-09-14 12:00 | 6157 | 9 | 14 | 13 | 267897.561 | 267.8976 | 161.563 | 87112.8 | 71.0129 | 242.296 | 0 | 0 | 0 | 497727 | -101.597 | 170.307 | 87112.8 | 77.8292 | 265.5532 | 0 | 0 | 0 | 544911 | -17.0825 | 180.069 | 87112.8 | 85.3887 | 291.3462 | 0 | 0 | 0 | 597240 | -15.9447 | -106.3346 | -97.5906 | -87.8286
[20 empty] | 2020-09-14 13:00 | 6158 | 9 | 14 | 14 | 226655.632 | 226.6556 | 154.396 | 55522.2 | 69.7296 | 237.9174 | 0 | 0 | 0 | 482065 | -68.4979 | 164.491 | 55522.2 | 77.491 | 264.3993 | 0 | 0 | 0 | 535723 | -44.7334 | 175.361 | 55522.2 | 85.8334 | 292.8636 | 0 | 0 | 0 | 593396 | -45.3223 | -72.2596 | -62.1646 | -51.2946
[20 empty] | 2020-09-14 14:00 | 6159 | 9 | 14 | 15 | 185578.519 | 185.5785 | 120.887 | 55595.6 | 52.3712 | 178.6905 | 0 | 0 | 0 | 366535 | 0 | 128.796 | 55595.6 | 58.0499 | 198.0663 | 0 | 0 | 0 | 406279 | 0 | 137.882 | 55595.6 | 64.4608 | 219.9402 | 0 | 0 | 0 | 451147 | 0 | -64.6915 | -56.7825 | -47.6965
[20 empty] | 2020-09-14 15:00 | 6160 | 9 | 14 | 16 | 153341.052 | 153.3411 | 117.038 | 30817.4 | 49.2728 | 168.1188 | 0 | 0 | 0 | 348747 | -17.4585 | 125.366 | 30817.4 | 54.9343 | 187.4358 | 0 | 0 | 0 | 388818 | -15.0341 | 134.706 | 30817.4 | 61.2509 | 208.9881 | 0 | 0 | 0 | 433526 | -15.5339 | -36.3031 | -27.9751 | -18.6351
[20 empty] | 2020-09-14 16:00 | 6161 | 9 | 14 | 17 | 18069.334 | 18.0693 | 14.694 | 30817.4 | 0 | 0 | 0 | 0 | 0 | 0 | 0 | 14.694 | 30817.4 | 0 | 0 | 0 | 0 | 0 | 0 | 0 | 14.694 | 30817.4 | 0 | 0 | 0 | 0 | 0 | 0 | 0 | -3.3753 | -3.3753 | -3.3753
[20 empty] | 2020-09-14 17:00 | 6162 | 9 | 14 | 18 | 12310.997 | 12.311 | 13.7827 | 31110.8 | 0 | 0 | 0 | 0 | 0 | 0 | 0 | 13.7827 | 31110.8 | 0 | 0 | 0 | 0 | 0 | 0 | 0 | 13.7827 | 31110.8 | 0 | 0 | 0 | 0 | 0 | 0 | 0 | 1.4717 | 1.4717 | 1.4717
[20 empty] | 2020-09-14 18:00 | 6163 | 9 | 14 | 19 | 0 | 0 | 24.4292 | 31257.5 | 10.3294 | 35.2439 | 0 | 0 | 0 | 78884.1 | 0 | 24.4291 | 31257.5 | 10.3294 | 35.2439 | 0 | 0 | 0 | 78883.7 | 0 | 24.4291 | 31257.5 | 10.3294 | 35.2439 | 0 | 0 | 0 | 78883.8 | 0 | 24.4292 | 24.4291 | 24.4291
[20 empty] | 2020-09-14 19:00 | 6164 | 9 | 14 | 20 | 0 | 0 | 8.8655 | 8895.77 | 0 | 0 | 0 | 0 | 0 | 0 | 0 | 8.8655 | 8895.77 | 0 | 0 | 0 | 0 | 0 | 0 | 0 | 8.8655 | 8895.77 | 0 | 0 | 0 | 0 | 0 | 0 | 0 | 8.8655 | 8.8655 | 8.8655
[20 empty] | 2020-09-14 20:00 | 6165 | 9 | 14 | 21 | 0 | 0 | 7.3463 | 9189.07 | 0 | 0 | 0 | 0 | 0 | 0 | 0 | 7.3463 | 9189.07 | 0 | 0 | 0 | 0 | 0 | 0 | 0 | 7.3463 | 9189.07 | 0 | 0 | 0 | 0 | 0 | 0 | 0 | 7.3463 | 7.3463 | 7.3463
[20 empty] | 2020-09-14 21:00 | 6166 | 9 | 14 | 22 | 0 | 0 | 21.2456 | 9335.73 | 10.1843 | 34.7488 | 0 | 0 | 0 | 77801.8 | 0 | 21.2456 | 9335.73 | 10.1843 | 34.7488 | 0 | 0 | 0 | 77801.3 | 0 | 21.2456 | 9335.73 | 10.1843 | 34.7488 | 0 | 0 | 0 | 77801.4 | 0 | 21.2456 | 21.2456 | 21.2456
[20 empty] | 2020-09-14 22:00 | 6167 | 9 | 14 | 23 | 0 | 0 | 7.3463 | 9335.73 | 0 | 0 | 0 | 0 | 0 | 0 | 0 | 7.3463 | 9335.73 | 0 | 0 | 0 | 0 | 0 | 0 | 0 | 7.3463 | 9335.73 | 0 | 0 | 0 | 0 | 0 | 0 | 0 | 7.3463 | 7.3463 | 7.3463
[20 empty] | 2020-09-14 23:00 | 6168 | 9 | 14 | 24 | 0 | 0 | 7.3463 | 9409.05 | 0 | 0 | 0 | 0 | 0 | 0 | 0 | 7.3463 | 9409.05 | 0 | 0 | 0 | 0 | 0 | 0 | 0 | 7.3463 | 9409.05 | 0 | 0 | 0 | 0 | 0 | 0 | 0 | 7.3463 | 7.3463 | 7.3463
[20 empty] | 2020-09-15 | 6169 | 9 | 15 | 1 | 0 | 0 | 21.2228 | 9629.03 | 10.1615 | 34.671 | 0 | 0 | 0 | 77590.4 | 0 | 21.2227 | 9629.03 | 10.1614 | 34.6707 | 0 | 0 | 0 | 77589.8 | 0 | 21.2228 | 9629.03 | 10.1615 | 34.671 | 0 | 0 | 0 | 77590.1 | 0 | 21.2228 | 21.2227 | 21.2228
[20 empty] | 2020-09-15 01:00 | 6170 | 9 | 15 | 2 | 0 | 0 | 7.3463 | 9629.03 | 0 | 0 | 0 | 0 | 0 | 0 | 0 | 7.3463 | 9629.03 | 0 | 0 | 0 | 0 | 0 | 0 | 0 | 7.3463 | 9629.03 | 0 | 0 | 0 | 0 | 0 | 0 | 0 | 7.3463 | 7.3463 | 7.3463
[20 empty] | 2020-09-15 02:00 | 6171 | 9 | 15 | 3 | 0 | 0 | 7.3463 | 9409.05 | 0 | 0 | 0 | 0 | 0 | 0 | 0 | 7.3463 | 9409.05 | 0 | 0 | 0 | 0 | 0 | 0 | 0 | 7.3463 | 9409.05 | 0 | 0 | 0 | 0 | 0 | 0 | 0 | 7.3463 | 7.3463 | 7.3463
[20 empty] | 2020-09-15 03:00 | 6172 | 9 | 15 | 4 | 0 | 0 | 7.3463 | 9482.38 | 0 | 0 | 0 | 0 | 0 | 0 | 0 | 7.3463 | 9482.38 | 0 | 0 | 0 | 0 | 0 | 0 | 0 | 7.3463 | 9482.38 | 0 | 0 | 0 | 0 | 0 | 0 | 0 | 7.3463 | 7.3463 | 7.3463
[20 empty] | 2020-09-15 04:00 | 6173 | 9 | 15 | 5 | 0 | 0 | 22.7546 | 9482.38 | 10.174 | 34.7137 | 0 | 0 | 0 | 77644.9 | 0 | 22.7545 | 9482.38 | 10.174 | 34.7137 | 0 | 0 | 0 | 77644.3 | 0 | 22.7545 | 9482.38 | 10.174 | 34.7137 | 0 | 0 | 0 | 77644.5 | 0 | 22.7546 | 22.7545 | 22.7545
[20 empty] | 2020-09-15 05:00 | 6174 | 9 | 15 | 6 | 0 | 0 | 11.0361 | 31990.9 | 0 | 0 | 0 | 0 | 0 | 0 | 0 | 25.6211 | 31990.9 | 11.1608 | 38.0806 | 0 | 0 | 0 | 85284.3 | 0 | 41.7754 | 31990.9 | 23.4018 | 79.8469 | 0 | 0 | 0 | 178822 | 0 | 11.0361 | 25.6211 | 41.7754
[20 empty] | 2020-09-15 06:00 | 6175 | 9 | 15 | 7 | 29786.368 | 29.7864 | 115.8 | 81553.3 | 18.2061 | 62.1192 | 0 | 0 | 0 | 139120 | -29.6395 | 115.826 | 81553.3 | 18.2705 | 62.3389 | 0 | 0 | 0 | 139612 | -186.34 | 115.891 | 81553.3 | 18.3448 | 62.5925 | 0 | 0 | 0 | 140180 | -457.722 | 86.0136 | 86.0396 | 86.1046
[20 empty] | 2020-09-15 07:00 | 6176 | 9 | 15 | 8 | 103767.983 | 103.768 | 140.459 | 81553.3 | 15.6043 | 53.2419 | 0 | 0 | 0 | 119238 | -416.285 | 141.831 | 81553.3 | 16.5495 | 56.4669 | 0 | 0 | 0 | 126461 | -447.946 | 142.689 | 81553.3 | 17.1862 | 58.6393 | 0 | 0 | 0 | 131327 | -498.998 | 36.691 | 38.063 | 38.921
[20 empty] | 2020-09-15 08:00 | 6177 | 9 | 15 | 9 | 172304.011 | 172.304 | 159.435 | 56475.9 | 26.098 | 89.0464 | 0 | 0 | 0 | 199425 | -291.284 | 161.884 | 56475.9 | 27.9237 | 95.2757 | 0 | 0 | 0 | 213376 | -317.9 | 164.164 | 56475.9 | 29.5363 | 100.7779 | 0 | 0 | 0 | 225699 | -163.085 | -12.869 | -10.42 | -8.14
[20 empty] | 2020-09-15 09:00 | 6178 | 9 | 15 | 10 | 220909.074 | 220.9091 | 169.17 | 56329.2 | 32.2255 | 109.9534 | 0 | 0 | 0 | 246248 | -71.8796 | 171.71 | 56329.2 | 34.6511 | 118.2296 | 0 | 0 | 0 | 264783 | -55.4307 | 174.347 | 56329.2 | 36.9587 | 126.1031 | 0 | 0 | 0 | 282416 | -69.2614 | -51.7391 | -49.1991 | -46.5621
[20 empty] | 2020-09-15 10:00 | 6179 | 9 | 15 | 11 | 250970.266 | 250.9703 | 147.191 | 126659 | 30.2875 | 103.341 | 0 | 0 | 0 | 231439 | -29.2252 | 149.503 | 126659 | 32.363 | 110.4226 | 0 | 0 | 0 | 247299 | -9.0868 | 151.677 | 126659 | 34.6853 | 118.3462 | 0 | 0 | 0 | 265044 | 0 | -103.7793 | -101.4673 | -99.2933
[20 empty] | 2020-09-15 11:00 | 6180 | 9 | 15 | 12 | 260393.132 | 260.3931 | 185.663 | 126659 | 43.7816 | 149.3828 | 0 | 0 | 0 | 334553 | -47.8841 | 190.197 | 126659 | 47.1675 | 160.9355 | 0 | 0 | 0 | 360426 | -47.1228 | 195.282 | 126659 | 50.7063 | 173.0099 | 0 | 0 | 0 | 387467 | -149.237 | -74.7301 | -70.1961 | -65.1111
[20 empty] | 2020-09-15 12:00 | 6181 | 9 | 15 | 13 | 252740.332 | 252.7403 | 138.49 | 88740.4 | 44.9182 | 153.2609 | 0 | 0 | 0 | 338852 | -2.5676 | 144.201 | 88740.4 | 48.7476 | 166.3268 | 0 | 0 | 0 | 367740 | -2.5678 | 150.427 | 88740.4 | 52.8951 | 180.4781 | 0 | 0 | 0 | 399028 | -2.5676 | -114.2503 | -108.5393 | -102.3133
[20 empty] | 2020-09-15 13:00 | 6182 | 9 | 15 | 14 | 234474.255 | 234.4743 | 130.028 | 56035.7 | 43.0137 | 146.7627 | 0 | 0 | 0 | 324485 | -10.7297 | 136.161 | 56035.7 | 46.9982 | 160.3579 | 0 | 0 | 0 | 354543 | -11.054 | 142.896 | 56035.7 | 51.3914 | 175.3475 | 0 | 0 | 0 | 387685 | -11.0518 | -104.4463 | -98.3133 | -91.5783
[20 empty] | 2020-09-15 14:00 | 6183 | 9 | 15 | 15 | 200224.355 | 200.2244 | 114.795 | 55889 | 43.9092 | 149.8182 | 0 | 0 | 0 | 322865 | 0 | 121.575 | 55889 | 48.268 | 164.6904 | 0 | 0 | 0 | 354915 | 0 | 129.109 | 55889 | 53.0769 | 181.0984 | 0 | 0 | 0 | 390275 | 0 | -85.4294 | -78.6494 | -71.1154
[20 empty] | 2020-09-15 15:00 | 6184 | 9 | 15 | 16 | 147733.228 | 147.7332 | 109.575 | 31110.8 | 39.7778 | 135.7219 | 0 | 0 | 0 | 296251 | -4.325 | 116.689 | 31110.8 | 43.9624 | 149.9997 | 0 | 0 | 0 | 327416 | -4.4999 | 124.416 | 31110.8 | 48.6723 | 166.0699 | 0 | 0 | 0 | 362494 | -4.6081 | -38.1582 | -31.0442 | -23.3172
[20 empty] | 2020-09-15 16:00 | 6185 | 9 | 15 | 17 | 74827.672 | 74.8277 | 14.694 | 31110.8 | 0 | 0 | 0 | 0 | 0 | 0 | 0 | 14.694 | 31110.8 | 0 | 0 | 0 | 0 | 0 | 0 | 0 | 14.694 | 31110.8 | 0 | 0 | 0 | 0 | 0 | 0 | 0 | -60.1337 | -60.1337 | -60.1337
[20 empty] | 2020-09-15 17:00 | 6186 | 9 | 15 | 18 | 11122.056 | 11.1221 | 13.7827 | 31330.8 | 0 | 0 | 0 | 0 | 0 | 0 | 0 | 13.7827 | 31330.8 | 0 | 0 | 0 | 0 | 0 | 0 | 0 | 13.7827 | 31330.8 | 0 | 0 | 0 | 0 | 0 | 0 | 0 | 2.6606 | 2.6606 | 2.6606
[20 empty] | 2020-09-15 18:00 | 6187 | 9 | 15 | 19 | 0 | 0 | 24.5753 | 31477.5 | 10.4755 | 35.7424 | 0 | 0 | 0 | 80028.4 | 0 | 24.5752 | 31477.5 | 10.4755 | 35.7424 | 0 | 0 | 0 | 80027.9 | 0 | 24.5753 | 31477.5 | 10.4756 | 35.7427 | 0 | 0 | 0 | 80028.6 | 0 | 24.5753 | 24.5752 | 24.5753
[20 empty] | 2020-09-15 19:00 | 6188 | 9 | 15 | 20 | 0 | 0 | 8.8655 | 9115.75 | 0 | 0 | 0 | 0 | 0 | 0 | 0 | 8.8655 | 9115.75 | 0 | 0 | 0 | 0 | 0 | 0 | 0 | 8.8655 | 9115.75 | 0 | 0 | 0 | 0 | 0 | 0 | 0 | 8.8655 | 8.8655 | 8.8655
[20 empty] | 2020-09-15 20:00 | 6189 | 9 | 15 | 21 | 0 | 0 | 7.3463 | 9335.73 | 0 | 0 | 0 | 0 | 0 | 0 | 0 | 7.3463 | 9335.73 | 0 | 0 | 0 | 0 | 0 | 0 | 0 | 7.3463 | 9335.73 | 0 | 0 | 0 | 0 | 0 | 0 | 0 | 7.3463 | 7.3463 | 7.3463
[20 empty] | 2020-09-15 21:00 | 6190 | 9 | 15 | 22 | 0 | 0 | 7.3463 | 9482.38 | 0 | 0 | 0 | 0 | 0 | 0 | 0 | 7.3463 | 9482.38 | 0 | 0 | 0 | 0 | 0 | 0 | 0 | 7.3463 | 9482.38 | 0 | 0 | 0 | 0 | 0 | 0 | 0 | 7.3463 | 7.3463 | 7.3463
[20 empty] | 2020-09-15 22:00 | 6191 | 9 | 15 | 23 | 0 | 0 | 21.3318 | 9482.38 | 10.2705 | 35.0429 | 0 | 0 | 0 | 78440.9 | 0 | 21.3318 | 9482.38 | 10.2704 | 35.0426 | 0 | 0 | 0 | 78440.5 | 0 | 21.3318 | 9482.38 | 10.2705 | 35.0429 | 0 | 0 | 0 | 78441 | 0 | 21.3318 | 21.3318 | 21.3318
[20 empty] | 2020-09-15 23:00 | 6192 | 9 | 15 | 24 | 0 | 0 | 7.3463 | 9775.69 | 0 | 0 | 0 | 0 | 0 | 0 | 0 | 7.3463 | 9775.69 | 0 | 0 | 0 | 0 | 0 | 0 | 0 | 7.3463 | 9775.69 | 0 | 0 | 0 | 0 | 0 | 0 | 0 | 7.3463 | 7.3463 | 7.3463
[20 empty] | 2020-09-16 | 6193 | 9 | 16 | 1 | 0 | 0 | 7.3463 | 9775.69 | 0 | 0 | 0 | 0 | 0 | 0 | 0 | 7.3463 | 9775.69 | 0 | 0 | 0 | 0 | 0 | 0 | 0 | 7.3463 | 9775.69 | 0 | 0 | 0 | 0 | 0 | 0 | 0 | 7.3463 | 7.3463 | 7.3463
[20 empty] | 2020-09-16 01:00 | 6194 | 9 | 16 | 2 | 0 | 0 | 7.3463 | 9775.69 | 0 | 0 | 0 | 0 | 0 | 0 | 0 | 7.3463 | 9775.69 | 0 | 0 | 0 | 0 | 0 | 0 | 0 | 7.3463 | 9775.69 | 0 | 0 | 0 | 0 | 0 | 0 | 0 | 7.3463 | 7.3463 | 7.3463
[20 empty] | 2020-09-16 02:00 | 6195 | 9 | 16 | 3 | 0 | 0 | 21.3377 | 9995.67 | 10.2764 | 35.0631 | 0 | 0 | 0 | 78472.4 | 0 | 21.3377 | 9995.67 | 10.2764 | 35.0631 | 0 | 0 | 0 | 78472 | 0 | 21.3377 | 9995.67 | 10.2764 | 35.0631 | 0 | 0 | 0 | 78472.4 | 0 | 21.3377 | 21.3377 | 21.3377
[20 empty] | 2020-09-16 03:00 | 6196 | 9 | 16 | 4 | 0 | 0 | 7.3463 | 10069 | 0 | 0 | 0 | 0 | 0 | 0 | 0 | 7.3463 | 10069 | 0 | 0 | 0 | 0 | 0 | 0 | 0 | 7.3463 | 10069 | 0 | 0 | 0 | 0 | 0 | 0 | 0 | 7.3463 | 7.3463 | 7.3463
[20 empty] | 2020-09-16 04:00 | 6197 | 9 | 16 | 5 | 0 | 0 | 8.8655 | 10069 | 0 | 0 | 0 | 0 | 0 | 0 | 0 | 8.8655 | 10069 | 0 | 0 | 0 | 0 | 0 | 0 | 0 | 8.8655 | 10069 | 0 | 0 | 0 | 0 | 0 | 0 | 0 | 8.8655 | 8.8655 | 8.8655
[20 empty] | 2020-09-16 05:00 | 6198 | 9 | 16 | 6 | 0 | 0 | 24.7719 | 32357.6 | 10.5399 | 35.9621 | 0 | 0 | 0 | 80539.3 | 0 | 39.1897 | 32357.6 | 21.3187 | 72.7394 | 0 | 0 | 0 | 162905 | 0 | 42.1064 | 32357.6 | 23.9211 | 81.6188 | 0 | 0 | 0 | 182791 | 0 | 24.7719 | 39.1897 | 42.1064
[20 empty] | 2020-09-16 06:00 | 6199 | 9 | 16 | 7 | 6580.033 | 6.58 | 106.834 | 81846.8 | 10.4199 | 35.5527 | 0 | 0 | 0 | 79622.6 | -131.954 | 106.348 | 81846.8 | 10.0183 | 34.1824 | 0 | 0 | 0 | 76553.7 | -326.331 | 106.881 | 81846.8 | 10.1764 | 34.7219 | 0 | 0 | 0 | 77761.8 | -646.621 | 100.254 | 99.768 | 100.301
[20 empty] | 2020-09-16 07:00 | 6200 | 9 | 16 | 8 | 10292.952 | 10.293 | 131.728 | 81846.8 | 9.6366 | 32.8801 | 0 | 0 | 0 | 73637.2 | -487.964 | 131.933 | 81846.8 | 9.7264 | 33.1866 | 0 | 0 | 0 | 74323.7 | -621.172 | 132.637 | 81846.8 | 10.034 | 34.236 | 0 | 0 | 0 | 76673.8 | -690.928 | 121.435 | 121.64 | 122.344
[20 empty] | 2020-09-16 08:00 | 6201 | 9 | 16 | 9 | 6606.802 | 6.6068 | 163.714 | 56329.2 | 32.9963 | 112.5834 | 0 | 0 | 0 | 252138 | -493.64 | 165.879 | 56329.2 | 34.5577 | 117.9109 | 0 | 0 | 0 | 264069 | -552.9 | 168.334 | 56329.2 | 36.4232 | 124.276 | 0 | 0 | 0 | 278324 | -489.686 | 157.1072 | 159.2722 | 161.7272
[20 empty] | 2020-09-16 09:00 | 6202 | 9 | 16 | 10 | 31714.162 | 31.7142 | 163.987 | 56402.5 | 31.9312 | 108.9493 | 0 | 0 | 0 | 243999 | -103.527 | 166.372 | 56402.5 | 33.5081 | 114.3296 | 0 | 0 | 0 | 256049 | -110.926 | 169.482 | 56402.5 | 35.572 | 121.3717 | 0 | 0 | 0 | 271820 | -80.8481 | 132.2728 | 134.6578 | 137.7678
[20 empty] | 2020-09-16 10:00 | 6203 | 9 | 16 | 11 | 7644.683 | 7.6447 | 156.543 | 126659 | 42.5972 | 145.3416 | 0 | 0 | 0 | 325502 | -96.9603 | 159.945 | 126659 | 44.9251 | 153.2844 | 0 | 0 | 0 | 343291 | -57.6224 | 164.419 | 126659 | 48.066 | 164.0012 | 0 | 0 | 0 | 367292 | -68.6924 | 148.8983 | 152.3003 | 156.7743
[20 empty] | 2020-09-16 11:00 | 6204 | 9 | 16 | 12 | 59534.819 | 59.5348 | 205.806 | 126659 | 66.5632 | 227.1136 | 0 | 0 | 0 | 513286 | -75.2692 | 211.091 | 126659 | 70.7118 | 241.2687 | 0 | 0 | 0 | 544987 | -80.4474 | 217.254 | 126659 | 75.5136 | 257.6524 | 0 | 0 | 0 | 581678 | -142.859 | 146.2712 | 151.5562 | 157.7192
[20 empty] | 2020-09-16 12:00 | 6205 | 9 | 16 | 13 | 141211.355 | 141.2114 | 152.129 | 88677.4 | 61.871 | 211.1039 | 0 | 0 | 0 | 472828 | -4.8997 | 157.263 | 88677.4 | 65.7111 | 224.2063 | 0 | 0 | 0 | 502132 | -5.5593 | 163.146 | 88677.4 | 70.2667 | 239.75 | 0 | 0 | 0 | 536903 | -3.3926 | 10.9176 | 16.0516 | 21.9346
[20 empty] | 2020-09-16 13:00 | 6206 | 9 | 16 | 14 | 161278.187 | 161.2782 | 145.315 | 56109.1 | 62.2035 | 212.2383 | 0 | 0 | 0 | 474725 | -5.6256 | 150.387 | 56109.1 | 66.1396 | 225.6683 | 0 | 0 | 0 | 504764 | -5.6447 | 156.345 | 56109.1 | 70.8567 | 241.7631 | 0 | 0 | 0 | 540764 | -5.6752 | -15.9632 | -10.8912 | -4.9332
[20 empty] | 2020-09-16 14:00 | 6207 | 9 | 16 | 15 | 12884.439 | 12.8844 | 142.518 | 55962.4 | 75.8912 | 258.9408 | 0 | 0 | 0 | 569693 | 0 | 149.849 | 55962.4 | 80.9143 | 276.0796 | 0 | 0 | 0 | 607106 | 0 | 156.865 | 55962.4 | 86.6261 | 295.5683 | 0 | 0 | 0 | 649649 | -4.7498 | 129.6336 | 136.9646 | 143.9806
[20 empty] | 2020-09-16 15:00 | 6208 | 9 | 16 | 16 | 19001.018 | 19.001 | 135.553 | 31110.8 | 70.4107 | 240.2413 | 0 | 0 | 0 | 526774 | 0 | 141.33 | 31110.8 | 74.9564 | 255.7512 | 0 | 0 | 0 | 560651 | -1.2946 | 148.016 | 31110.8 | 80.2688 | 273.8771 | 0 | 0 | 0 | 600244 | -3.9277 | 116.552 | 122.329 | 129.015
[20 empty] | 2020-09-16 16:00 | 6209 | 9 | 16 | 17 | 14704.253 | 14.7043 | 14.694 | 31037.5 | 0 | 0 | 0 | 0 | 0 | 0 | 0 | 14.694 | 31037.5 | 0 | 0 | 0 | 0 | 0 | 0 | 0 | 14.694 | 31037.5 | 0 | 0 | 0 | 0 | 0 | 0 | 0 | -0.010253 | -0.010253 | -0.010253
[20 empty] | 2020-09-16 17:00 | 6210 | 9 | 16 | 18 | 1343.286 | 1.3433 | 13.7827 | 31697.5 | 0 | 0 | 0 | 0 | 0 | 0 | 0 | 13.7827 | 31697.5 | 0 | 0 | 0 | 0 | 0 | 0 | 0 | 13.7827 | 31697.5 | 0 | 0 | 0 | 0 | 0 | 0 | 0 | 12.4394 | 12.4394 | 12.4394
[20 empty] | 2020-09-16 18:00 | 6211 | 9 | 16 | 19 | 0 | 0 | 24.6873 | 31330.8 | 10.5875 | 36.1245 | 0 | 0 | 0 | 81031.4 | 0 | 24.6873 | 31330.8 | 10.5875 | 36.1245 | 0 | 0 | 0 | 81031.3 | 0 | 24.6873 | 31330.8 | 10.5875 | 36.1245 | 0 | 0 | 0 | 81031.3 | 0 | 24.6873 | 24.6873 | 24.6873
[20 empty] | 2020-09-16 19:00 | 6212 | 9 | 16 | 20 | 0 | 0 | 8.8655 | 8969.09 | 0 | 0 | 0 | 0 | 0 | 0 | 0 | 8.8655 | 8969.09 | 0 | 0 | 0 | 0 | 0 | 0 | 0 | 8.8655 | 8969.09 | 0 | 0 | 0 | 0 | 0 | 0 | 0 | 8.8655 | 8.8655 | 8.8655
[20 empty] | 2020-09-16 20:00 | 6213 | 9 | 16 | 21 | 0 | 0 | 7.3463 | 9042.42 | 0 | 0 | 0 | 0 | 0 | 0 | 0 | 7.3463 | 9042.42 | 0 | 0 | 0 | 0 | 0 | 0 | 0 | 7.3463 | 9042.42 | 0 | 0 | 0 | 0 | 0 | 0 | 0 | 7.3463 | 7.3463 | 7.3463
[20 empty] | 2020-09-16 21:00 | 6214 | 9 | 16 | 22 | 0 | 0 | 21.3187 | 9042.42 | 10.2574 | 34.9982 | 0 | 0 | 0 | 78308.5 | 0 | 21.3187 | 9042.42 | 10.2574 | 34.9982 | 0 | 0 | 0 | 78308.3 | 0 | 21.3187 | 9042.42 | 10.2574 | 34.9982 | 0 | 0 | 0 | 78308.4 | 0 | 21.3187 | 21.3187 | 21.3187
[20 empty] | 2020-09-16 22:00 | 6215 | 9 | 16 | 23 | 0 | 0 | 7.3463 | 9042.42 | 0 | 0 | 0 | 0 | 0 | 0 | 0 | 7.3463 | 9042.42 | 0 | 0 | 0 | 0 | 0 | 0 | 0 | 7.3463 | 9042.42 | 0 | 0 | 0 | 0 | 0 | 0 | 0 | 7.3463 | 7.3463 | 7.3463
[20 empty] | 2020-09-16 23:00 | 6216 | 9 | 16 | 24 | 0 | 0 | 7.3463 | 9042.42 | 0 | 0 | 0 | 0 | 0 | 0 | 0 | 7.3463 | 9042.42 | 0 | 0 | 0 | 0 | 0 | 0 | 0 | 7.3463 | 9042.42 | 0 | 0 | 0 | 0 | 0 | 0 | 0 | 7.3463 | 7.3463 | 7.3463
[20 empty] | 2020-09-17 | 6217 | 9 | 17 | 1 | 0 | 0 | 7.3463 | 9042.42 | 0 | 0 | 0 | 0 | 0 | 0 | 0 | 7.3463 | 9042.42 | 0 | 0 | 0 | 0 | 0 | 0 | 0 | 7.3463 | 9042.42 | 0 | 0 | 0 | 0 | 0 | 0 | 0 | 7.3463 | 7.3463 | 7.3463
[20 empty] | 2020-09-17 01:00 | 6218 | 9 | 17 | 2 | 0 | 0 | 21.3606 | 9042.42 | 10.2992 | 35.1409 | 0 | 0 | 0 | 78625.6 | 0 | 21.3605 | 9042.42 | 10.2992 | 35.1409 | 0 | 0 | 0 | 78625.2 | 0 | 21.3605 | 9042.42 | 10.2992 | 35.1409 | 0 | 0 | 0 | 78625.5 | 0 | 21.3606 | 21.3605 | 21.3605
[20 empty] | 2020-09-17 02:00 | 6219 | 9 | 17 | 3 | 0 | 0 | 7.3463 | 9189.07 | 0 | 0 | 0 | 0 | 0 | 0 | 0 | 7.3463 | 9189.07 | 0 | 0 | 0 | 0 | 0 | 0 | 0 | 7.3463 | 9189.07 | 0 | 0 | 0 | 0 | 0 | 0 | 0 | 7.3463 | 7.3463 | 7.3463
[20 empty] | 2020-09-17 03:00 | 6220 | 9 | 17 | 4 | 0 | 0 | 7.3463 | 9115.75 | 0 | 0 | 0 | 0 | 0 | 0 | 0 | 7.3463 | 9115.75 | 0 | 0 | 0 | 0 | 0 | 0 | 0 | 7.3463 | 9115.75 | 0 | 0 | 0 | 0 | 0 | 0 | 0 | 7.3463 | 7.3463 | 7.3463
[20 empty] | 2020-09-17 04:00 | 6221 | 9 | 17 | 5 | 0 | 0 | 22.7747 | 9115.75 | 10.1942 | 34.7826 | 0 | 0 | 0 | 77817.2 | 0 | 22.7747 | 9115.75 | 10.1941 | 34.7823 | 0 | 0 | 0 | 77816.8 | 0 | 22.7747 | 9115.75 | 10.1942 | 34.7826 | 0 | 0 | 0 | 77817.1 | 0 | 22.7747 | 22.7747 | 22.7747
[20 empty] | 2020-09-17 05:00 | 6222 | 9 | 17 | 6 | 0 | 0 | 11.0361 | 31550.8 | 0 | 0 | 0 | 0 | 0 | 0 | 0 | 11.0361 | 31550.8 | 0 | 0 | 0 | 0 | 0 | 0 | 0 | 11.0361 | 31550.8 | 0 | 0 | 0 | 0 | 0 | 0 | 0 | 11.0361 | 11.0361 | 11.0361
[20 empty] | 2020-09-17 06:00 | 6223 | 9 | 17 | 7 | 28799.544 | 28.7995 | 163.36 | 81259.8 | 64.6394 | 220.5496 | 0 | 0 | 0 | 510964 | -28.1812 | 166.986 | 81259.8 | 67.7734 | 231.2428 | 0 | 0 | 0 | 534887 | -28.1472 | 171.231 | 81259.8 | 71.5322 | 244.0679 | 0 | 0 | 0 | 563582 | -27.3993 | 134.5605 | 138.1865 | 142.4315
[20 empty] | 2020-09-17 07:00 | 6224 | 9 | 17 | 8 | 103744.085 | 103.7441 | 187.952 | 81113 | 66.1488 | 225.6997 | 0 | 0 | 0 | 504987 | -512.111 | 190.976 | 81113 | 69.1838 | 236.0551 | 0 | 0 | 0 | 528157 | -627.862 | 194.63 | 81113 | 72.6744 | 247.9651 | 0 | 0 | 0 | 554805 | -783.346 | 84.2079 | 87.2319 | 90.8859
[20 empty] | 2020-09-17 08:00 | 6225 | 9 | 17 | 9 | 171762.967 | 171.763 | 207.656 | 55889 | 77.722 | 265.1875 | 0 | 0 | 0 | 582120 | -332.251 | 211.332 | 55889 | 81.1884 | 277.0148 | 0 | 0 | 0 | 607692 | -411.248 | 215.425 | 55889 | 84.9123 | 289.7208 | 0 | 0 | 0 | 635156 | -571.799 | 35.893 | 39.569 | 43.662
[20 empty] | 2020-09-17 09:00 | 6226 | 9 | 17 | 10 | 217416.159 | 217.4162 | 205.691 | 55889 | 72.889 | 248.6973 | 0 | 0 | 0 | 540849 | -138.765 | 209.567 | 55889 | 76.4789 | 260.946 | 0 | 0 | 0 | 567299 | -170.296 | 214.001 | 55889 | 80.4145 | 274.3743 | 0 | 0 | 0 | 596296 | -157.58 | -11.7252 | -7.8492 | -3.4152
[20 empty] | 2020-09-17 10:00 | 6227 | 9 | 17 | 11 | 245678.632 | 245.6786 | 186.152 | 126659 | 71.2971 | 243.2657 | 0 | 0 | 0 | 532015 | -114.92 | 190.476 | 126659 | 75.0717 | 256.1446 | 0 | 0 | 0 | 559796 | -76.9411 | 195.987 | 126659 | 79.7346 | 272.0545 | 0 | 0 | 0 | 594120 | -66.0022 | -59.5266 | -55.2026 | -49.6916
[20 empty] | 2020-09-17 11:00 | 6228 | 9 | 17 | 12 | 258296.883 | 258.2969 | 209.2 | 126659 | 68.9291 | 235.1861 | 0 | 0 | 0 | 517707 | -149.847 | 213.941 | 126659 | 72.8336 | 248.5082 | 0 | 0 | 0 | 546792 | -125.734 | 219.927 | 126659 | 77.559 | 264.6313 | 0 | 0 | 0 | 581994 | -149.921 | -49.0969 | -44.3559 | -38.3699
[20 empty] | 2020-09-17 12:00 | 6229 | 9 | 17 | 13 | 256507.925 | 256.5079 | 147.492 | 88263.1 | 57.1583 | 195.0241 | 0 | 0 | 0 | 436335 | -64.0555 | 152.059 | 88263.1 | 60.6052 | 206.7849 | 0 | 0 | 0 | 462648 | -4.7693 | 157.265 | 88263.1 | 64.509 | 220.1047 | 0 | 0 | 0 | 492449 | -10.9283 | -109.0159 | -104.4489 | -99.2429
[20 empty] | 2020-09-17 13:00 | 6230 | 9 | 17 | 14 | 238091.835 | 238.0918 | 135.561 | 56109.1 | 52.4235 | 178.869 | 0 | 0 | 0 | 400383 | -12.8352 | 140.021 | 56109.1 | 55.7221 | 190.1238 | 0 | 0 | 0 | 425576 | -16.3253 | 145.047 | 56109.1 | 59.4707 | 202.914 | 0 | 0 | 0 | 454206 | -19.512 | -102.5308 | -98.0708 | -93.0448
[20 empty] | 2020-09-17 14:00 | 6231 | 9 | 17 | 15 | 201242.69 | 201.2427 | 108.695 | 56109.1 | 40.541 | 138.3259 | 0 | 0 | 0 | 309631 | -1.7203 | 112.582 | 56109.1 | 43.2971 | 147.7297 | 0 | 0 | 0 | 330681 | -9.7617 | 117.201 | 56109.1 | 46.552 | 158.8354 | 0 | 0 | 0 | 355540 | -22.8687 | -92.5477 | -88.6607 | -84.0417
[20 empty] | 2020-09-17 15:00 | 6232 | 9 | 17 | 16 | 146391.593 | 146.3916 | 115.939 | 31037.5 | 49.3479 | 168.375 | 0 | 0 | 0 | 362856 | -41.4417 | 120.898 | 31037.5 | 52.9152 | 180.5467 | 0 | 0 | 0 | 389086 | -22.4071 | 127.04 | 31037.5 | 57.3202 | 195.5765 | 0 | 0 | 0 | 421476 | -24.4116 | -30.4526 | -25.4936 | -19.3516
[20 empty] | 2020-09-17 16:00 | 6233 | 9 | 17 | 17 | 72602.65 | 72.6026 | 14.694 | 31037.5 | 0 | 0 | 0 | 0 | 0 | 0 | 0 | 14.694 | 31037.5 | 0 | 0 | 0 | 0 | 0 | 0 | 0 | 14.694 | 31037.5 | 0 | 0 | 0 | 0 | 0 | 0 | 0 | -57.9086 | -57.9086 | -57.9086
[20 empty] | 2020-09-17 17:00 | 6234 | 9 | 17 | 18 | 8682.587 | 8.6826 | 13.7827 | 31404.2 | 0 | 0 | 0 | 0 | 0 | 0 | 0 | 13.7827 | 31404.2 | 0 | 0 | 0 | 0 | 0 | 0 | 0 | 13.7827 | 31404.2 | 0 | 0 | 0 | 0 | 0 | 0 | 0 | 5.1001 | 5.1001 | 5.1001
[20 empty] | 2020-09-17 18:00 | 6235 | 9 | 17 | 19 | 0 | 0 | 10.3847 | 31624.2 | 0 | 0 | 0 | 0 | 0 | 0 | 0 | 10.3847 | 31624.2 | 0 | 0 | 0 | 0 | 0 | 0 | 0 | 10.3847 | 31624.2 | 0 | 0 | 0 | 0 | 0 | 0 | 0 | 10.3847 | 10.3847 | 10.3847
[20 empty] | 2020-09-17 19:00 | 6236 | 9 | 17 | 20 | 0 | 0 | 23.0358 | 9262.4 | 10.4553 | 35.6735 | 0 | 0 | 0 | 79779.5 | 0 | 23.0358 | 9262.4 | 10.4553 | 35.6735 | 0 | 0 | 0 | 79779.1 | 0 | 23.0358 | 9262.4 | 10.4553 | 35.6735 | 0 | 0 | 0 | 79779.4 | 0 | 23.0358 | 23.0358 | 23.0358
[20 empty] | 2020-09-17 20:00 | 6237 | 9 | 17 | 21 | 0 | 0 | 7.3463 | 9409.05 | 0 | 0 | 0 | 0 | 0 | 0 | 0 | 7.3463 | 9409.05 | 0 | 0 | 0 | 0 | 0 | 0 | 0 | 7.3463 | 9409.05 | 0 | 0 | 0 | 0 | 0 | 0 | 0 | 7.3463 | 7.3463 | 7.3463
[20 empty] | 2020-09-17 21:00 | 6238 | 9 | 17 | 22 | 0 | 0 | 7.3463 | 9482.38 | 0 | 0 | 0 | 0 | 0 | 0 | 0 | 7.3463 | 9482.38 | 0 | 0 | 0 | 0 | 0 | 0 | 0 | 7.3463 | 9482.38 | 0 | 0 | 0 | 0 | 0 | 0 | 0 | 7.3463 | 7.3463 | 7.3463
[20 empty] | 2020-09-17 22:00 | 6239 | 9 | 17 | 23 | 0 | 0 | 21.3276 | 9482.38 | 10.2663 | 35.0286 | 0 | 0 | 0 | 78333.3 | 0 | 21.3275 | 9482.38 | 10.2662 | 35.0283 | 0 | 0 | 0 | 78333 | 0 | 21.3276 | 9482.38 | 10.2663 | 35.0286 | 0 | 0 | 0 | 78333.3 | 0 | 21.3276 | 21.3275 | 21.3276
[20 empty] | 2020-09-17 23:00 | 6240 | 9 | 17 | 24 | 0 | 0 | 7.7516 | 9555.71 | 0 | 0 | 0 | 0 | 0 | 0 | 0 | 7.7516 | 9555.71 | 0 | 0 | 0 | 0 | 0 | 0 | 0 | 7.7516 | 9555.71 | 0 | 0 | 0 | 0 | 0 | 0 | 0 | 7.7516 | 7.7516 | 7.7516
[20 empty] | 2020-09-18 | 6241 | 9 | 18 | 1 | 0 | 0 | 7.7516 | 9555.71 | 0 | 0 | 0 | 0 | 0 | 0 | 0 | 7.7516 | 9555.71 | 0 | 0 | 0 | 0 | 0 | 0 | 0 | 7.7516 | 9555.71 | 0 | 0 | 0 | 0 | 0 | 0 | 0 | 7.7516 | 7.7516 | 7.7516
[20 empty] | 2020-09-18 01:00 | 6242 | 9 | 18 | 2 | 0 | 0 | 7.7516 | 9555.71 | 0 | 0 | 0 | 0 | 0 | 0 | 0 | 7.7516 | 9555.71 | 0 | 0 | 0 | 0 | 0 | 0 | 0 | 7.7516 | 9555.71 | 0 | 0 | 0 | 0 | 0 | 0 | 0 | 7.7516 | 7.7516 | 7.7516
[20 empty] | 2020-09-18 02:00 | 6243 | 9 | 18 | 3 | 0 | 0 | 21.767 | 9555.71 | 10.3004 | 35.145 | 0 | 0 | 0 | 78592.6 | 0 | 21.767 | 9555.71 | 10.3004 | 35.145 | 0 | 0 | 0 | 78592.5 | 0 | 21.767 | 9555.71 | 10.3004 | 35.145 | 0 | 0 | 0 | 78592.5 | 0 | 21.767 | 21.767 | 21.767
[20 empty] | 2020-09-18 03:00 | 6244 | 9 | 18 | 4 | 0 | 0 | 7.7516 | 9482.38 | 0 | 0 | 0 | 0 | 0 | 0 | 0 | 7.7516 | 9482.38 | 0 | 0 | 0 | 0 | 0 | 0 | 0 | 7.7516 | 9482.38 | 0 | 0 | 0 | 0 | 0 | 0 | 0 | 7.7516 | 7.7516 | 7.7516
[20 empty] | 2020-09-18 04:00 | 6245 | 9 | 18 | 5 | 0 | 0 | 7.7516 | 9482.38 | 0 | 0 | 0 | 0 | 0 | 0 | 0 | 7.7516 | 9482.38 | 0 | 0 | 0 | 0 | 0 | 0 | 0 | 7.7516 | 9482.38 | 0 | 0 | 0 | 0 | 0 | 0 | 0 | 7.7516 | 7.7516 | 7.7516
[20 empty] | 2020-09-18 05:00 | 6246 | 9 | 18 | 6 | 0 | 0 | 7.7516 | 9482.38 | 0 | 0 | 0 | 0 | 0 | 0 | 0 | 7.7516 | 9482.38 | 0 | 0 | 0 | 0 | 0 | 0 | 0 | 7.7516 | 9482.38 | 0 | 0 | 0 | 0 | 0 | 0 | 0 | 7.7516 | 7.7516 | 7.7516
[20 empty] | 2020-09-18 06:00 | 6247 | 9 | 18 | 7 | 27047.828 | 27.0478 | 21.4804 | 9409.05 | 10.2733 | 35.0525 | 0 | 0 | 0 | 78388.7 | 0 | 21.4701 | 9409.05 | 10.2733 | 35.0525 | 0 | 0 | 0 | 78388.6 | 0 | 21.465 | 9409.05 | 10.2733 | 35.0525 | 0 | 0 | 0 | 78388.5 | 0 | -5.5674 | -5.5777 | -5.5828
[20 empty] | 2020-09-18 07:00 | 6248 | 9 | 18 | 8 | 98816.015 | 98.816 | 7.4684 | 9409.05 | 0 | 0 | 0 | 0 | 0 | 0 | 0 | 7.4679 | 9409.05 | 0 | 0 | 0 | 0 | 0 | 0 | 0 | 7.4679 | 9409.05 | 0 | 0 | 0 | 0 | 0 | 0 | 0 | -91.3476 | -91.3481 | -91.3481
[20 empty] | 2020-09-18 08:00 | 6249 | 9 | 18 | 9 | 165849.516 | 165.8495 | 7.4679 | 9115.75 | 0 | 0 | 0 | 0 | 0 | 0 | 0 | 7.4679 | 9115.75 | 0 | 0 | 0 | 0 | 0 | 0 | 0 | 7.4679 | 9115.75 | 0 | 0 | 0 | 0 | 0 | 0 | 0 | -158.3816 | -158.3816 | -158.3816
[20 empty] | 2020-09-18 09:00 | 6250 | 9 | 18 | 10 | 215169.169 | 215.1692 | 7.4679 | 8822.44 | 0 | 0 | 0 | 0 | 0 | 0 | 0 | 7.4679 | 8822.44 | 0 | 0 | 0 | 0 | 0 | 0 | 0 | 7.4679 | 8822.44 | 0 | 0 | 0 | 0 | 0 | 0 | 0 | -207.7013 | -207.7013 | -207.7013
[20 empty] | 2020-09-18 10:00 | 6251 | 9 | 18 | 11 | 247300.008 | 247.3 | 21.5516 | 8822.44 | 10.3687 | 35.378 | 0 | 0 | 0 | 78172.6 | 0 | 21.5516 | 8822.44 | 10.3687 | 35.378 | 0 | 0 | 0 | 78172.6 | 0 | 21.5516 | 8822.44 | 10.3687 | 35.378 | 0 | 0 | 0 | 78172.5 | 0 | -225.7484 | -225.7484 | -225.7484
[20 empty] | 2020-09-18 11:00 | 6252 | 9 | 18 | 12 | 260256.851 | 260.2569 | 7.4679 | 8822.44 | 0 | 0 | 0 | 0 | 0 | 0 | 0 | 7.4679 | 8822.44 | 0 | 0 | 0 | 0 | 0 | 0 | 0 | 7.4679 | 8822.44 | 0 | 0 | 0 | 0 | 0 | 0 | 0 | -252.789 | -252.789 | -252.789
[20 empty] | 2020-09-18 12:00 | 6253 | 9 | 18 | 13 | 124274.24 | 124.2742 | 7.4679 | 8749.11 | 0 | 0 | 0 | 0 | 0 | 0 | 0 | 7.4679 | 8749.11 | 0 | 0 | 0 | 0 | 0 | 0 | 0 | 7.4679 | 8749.11 | 0 | 0 | 0 | 0 | 0 | 0 | 0 | -116.8064 | -116.8064 | -116.8064
[20 empty] | 2020-09-18 13:00 | 6254 | 9 | 18 | 14 | 93446.524 | 93.4465 | 7.4679 | 8749.11 | 0 | 0 | 0 | 0 | 0 | 0 | 0 | 7.4679 | 8749.11 | 0 | 0 | 0 | 0 | 0 | 0 | 0 | 7.4679 | 8749.11 | 0 | 0 | 0 | 0 | 0 | 0 | 0 | -85.9786 | -85.9786 | -85.9786
[20 empty] | 2020-09-18 14:00 | 6255 | 9 | 18 | 15 | 32779.572 | 32.7796 | 21.4004 | 8895.77 | 10.2175 | 34.8621 | 0 | 0 | 0 | 77960 | 0 | 21.4004 | 8895.77 | 10.2175 | 34.8621 | 0 | 0 | 0 | 77960.2 | 0 | 21.4004 | 8895.77 | 10.2175 | 34.8621 | 0 | 0 | 0 | 77960.1 | 0 | -11.3792 | -11.3792 | -11.3792
[20 empty] | 2020-09-18 15:00 | 6256 | 9 | 18 | 16 | 86068.323 | 86.0683 | 7.4679 | 8969.09 | 0 | 0 | 0 | 0 | 0 | 0 | 0 | 7.4679 | 8969.09 | 0 | 0 | 0 | 0 | 0 | 0 | 0 | 7.4679 | 8969.09 | 0 | 0 | 0 | 0 | 0 | 0 | 0 | -78.6004 | -78.6004 | -78.6004
[20 empty] | 2020-09-18 16:00 | 6257 | 9 | 18 | 17 | 32918.121 | 32.9181 | 7.4679 | 8969.09 | 0 | 0 | 0 | 0 | 0 | 0 | 0 | 7.4679 | 8969.09 | 0 | 0 | 0 | 0 | 0 | 0 | 0 | 7.4679 | 8969.09 | 0 | 0 | 0 | 0 | 0 | 0 | 0 | -25.4502 | -25.4502 | -25.4502
[20 empty] | 2020-09-18 17:00 | 6258 | 9 | 18 | 18 | 7217.807 | 7.2178 | 7.4998 | 9262.4 | 0 | 0 | 0 | 0 | 0 | 0 | 0 | 7.4913 | 9262.4 | 0 | 0 | 0 | 0 | 0 | 0 | 0 | 7.4913 | 9262.4 | 0 | 0 | 0 | 0 | 0 | 0 | 0 | 0.28197 | 0.27348 | 0.27348
[20 empty] | 2020-09-18 18:00 | 6259 | 9 | 18 | 19 | 0 | 0 | 21.6575 | 9335.73 | 10.1909 | 34.7714 | 0 | 0 | 0 | 77759 | 0 | 21.6575 | 9335.73 | 10.1909 | 34.7714 | 0 | 0 | 0 | 77759.1 | 0 | 21.6575 | 9335.73 | 10.1909 | 34.7714 | 0 | 0 | 0 | 77759.1 | 0 | 21.6575 | 21.6575 | 21.6575
[20 empty] | 2020-09-18 19:00 | 6260 | 9 | 18 | 20 | 0 | 0 | 7.7516 | 9335.73 | 0 | 0 | 0 | 0 | 0 | 0 | 0 | 7.7516 | 9335.73 | 0 | 0 | 0 | 0 | 0 | 0 | 0 | 7.7516 | 9335.73 | 0 | 0 | 0 | 0 | 0 | 0 | 0 | 7.7516 | 7.7516 | 7.7516
[20 empty] | 2020-09-18 20:00 | 6261 | 9 | 18 | 21 | 0 | 0 | 7.7516 | 9335.73 | 0 | 0 | 0 | 0 | 0 | 0 | 0 | 7.7516 | 9335.73 | 0 | 0 | 0 | 0 | 0 | 0 | 0 | 7.7516 | 9335.73 | 0 | 0 | 0 | 0 | 0 | 0 | 0 | 7.7516 | 7.7516 | 7.7516
[20 empty] | 2020-09-18 21:00 | 6262 | 9 | 18 | 22 | 0 | 0 | 7.7516 | 9409.05 | 0 | 0 | 0 | 0 | 0 | 0 | 0 | 7.7516 | 9409.05 | 0 | 0 | 0 | 0 | 0 | 0 | 0 | 7.7516 | 9409.05 | 0 | 0 | 0 | 0 | 0 | 0 | 0 | 7.7516 | 7.7516 | 7.7516
[20 empty] | 2020-09-18 22:00 | 6263 | 9 | 18 | 23 | 0 | 0 | 21.6326 | 9409.05 | 10.166 | 34.6864 | 0 | 0 | 0 | 77568.8 | 0 | 21.6326 | 9409.05 | 10.166 | 34.6864 | 0 | 0 | 0 | 77569 | 0 | 21.6326 | 9409.05 | 10.166 | 34.6864 | 0 | 0 | 0 | 77569 | 0 | 21.6326 | 21.6326 | 21.6326
[20 empty] | 2020-09-18 23:00 | 6264 | 9 | 18 | 24 | 0 | 0 | 7.7516 | 9409.05 | 0 | 0 | 0 | 0 | 0 | 0 | 0 | 7.7516 | 9409.05 | 0 | 0 | 0 | 0 | 0 | 0 | 0 | 7.7516 | 9409.05 | 0 | 0 | 0 | 0 | 0 | 0 | 0 | 7.7516 | 7.7516 | 7.7516
[20 empty] | 2020-09-19 | 6265 | 9 | 19 | 1 | 0 | 0 | 7.7516 | 9409.05 | 0 | 0 | 0 | 0 | 0 | 0 | 0 | 7.7516 | 9409.05 | 0 | 0 | 0 | 0 | 0 | 0 | 0 | 7.7516 | 9409.05 | 0 | 0 | 0 | 0 | 0 | 0 | 0 | 7.7516 | 7.7516 | 7.7516
[20 empty] | 2020-09-19 01:00 | 6266 | 9 | 19 | 2 | 0 | 0 | 7.7516 | 9409.05 | 0 | 0 | 0 | 0 | 0 | 0 | 0 | 7.7516 | 9409.05 | 0 | 0 | 0 | 0 | 0 | 0 | 0 | 7.7516 | 9409.05 | 0 | 0 | 0 | 0 | 0 | 0 | 0 | 7.7516 | 7.7516 | 7.7516
[20 empty] | 2020-09-19 02:00 | 6267 | 9 | 19 | 3 | 0 | 0 | 21.6082 | 9482.38 | 10.1416 | 34.6031 | 0 | 0 | 0 | 77386.1 | 0 | 21.6083 | 9482.38 | 10.1416 | 34.6031 | 0 | 0 | 0 | 77386.3 | 0 | 21.6082 | 9482.38 | 10.1416 | 34.6031 | 0 | 0 | 0 | 77386.1 | 0 | 21.6082 | 21.6083 | 21.6082
[20 empty] | 2020-09-19 03:00 | 6268 | 9 | 19 | 4 | 0 | 0 | 7.7516 | 9482.38 | 0 | 0 | 0 | 0 | 0 | 0 | 0 | 7.7516 | 9482.38 | 0 | 0 | 0 | 0 | 0 | 0 | 0 | 7.7516 | 9482.38 | 0 | 0 | 0 | 0 | 0 | 0 | 0 | 7.7516 | 7.7516 | 7.7516
[20 empty] | 2020-09-19 04:00 | 6269 | 9 | 19 | 5 | 0 | 0 | 7.7516 | 9482.38 | 0 | 0 | 0 | 0 | 0 | 0 | 0 | 7.7516 | 9482.38 | 0 | 0 | 0 | 0 | 0 | 0 | 0 | 7.7516 | 9482.38 | 0 | 0 | 0 | 0 | 0 | 0 | 0 | 7.7516 | 7.7516 | 7.7516
[20 empty] | 2020-09-19 05:00 | 6270 | 9 | 19 | 6 | 0 | 0 | 7.7516 | 9482.38 | 0 | 0 | 0 | 0 | 0 | 0 | 0 | 7.7516 | 9482.38 | 0 | 0 | 0 | 0 | 0 | 0 | 0 | 7.7516 | 9482.38 | 0 | 0 | 0 | 0 | 0 | 0 | 0 | 7.7516 | 7.7516 | 7.7516
[20 empty] | 2020-09-19 06:00 | 6271 | 9 | 19 | 7 | 26488.112 | 26.4881 | 21.3214 | 9335.73 | 10.1186 | 34.5247 | 0 | 0 | 0 | 77212 | 0 | 21.3015 | 9335.73 | 10.1186 | 34.5247 | 0 | 0 | 0 | 77212.2 | 0 | 21.3015 | 9335.73 | 10.1186 | 34.5247 | 0 | 0 | 0 | 77212.1 | 0 | -5.1667 | -5.1866 | -5.1866
[20 empty] | 2020-09-19 07:00 | 6272 | 9 | 19 | 8 | 98570.987 | 98.571 | 7.4679 | 9335.73 | 0 | 0 | 0 | 0 | 0 | 0 | 0 | 7.4679 | 9335.73 | 0 | 0 | 0 | 0 | 0 | 0 | 0 | 7.4679 | 9335.73 | 0 | 0 | 0 | 0 | 0 | 0 | 0 | -91.1031 | -91.1031 | -91.1031
[20 empty] | 2020-09-19 08:00 | 6273 | 9 | 19 | 9 | 169585.197 | 169.5852 | 7.4679 | 9042.42 | 0 | 0 | 0 | 0 | 0 | 0 | 0 | 7.4679 | 9042.42 | 0 | 0 | 0 | 0 | 0 | 0 | 0 | 7.4679 | 9042.42 | 0 | 0 | 0 | 0 | 0 | 0 | 0 | -162.1173 | -162.1173 | -162.1173
[20 empty] | 2020-09-19 09:00 | 6274 | 9 | 19 | 10 | 221384.379 | 221.3844 | 7.4679 | 8895.77 | 0 | 0 | 0 | 0 | 0 | 0 | 0 | 7.4679 | 8895.77 | 0 | 0 | 0 | 0 | 0 | 0 | 0 | 7.4679 | 8895.77 | 0 | 0 | 0 | 0 | 0 | 0 | 0 | -213.9165 | -213.9165 | -213.9165
[20 empty] | 2020-09-19 10:00 | 6275 | 9 | 19 | 11 | 254469.447 | 254.4694 | 21.2791 | 8895.77 | 10.0962 | 34.4482 | 0 | 0 | 0 | 77044.7 | 0 | 21.2791 | 8895.77 | 10.0962 | 34.4482 | 0 | 0 | 0 | 77044.8 | 0 | 21.2791 | 8895.77 | 10.0962 | 34.4482 | 0 | 0 | 0 | 77044.8 | 0 | -233.1903 | -233.1903 | -233.1903
[20 empty] | 2020-09-19 11:00 | 6276 | 9 | 19 | 12 | 268492.931 | 268.4929 | 7.4679 | 8675.79 | 0 | 0 | 0 | 0 | 0 | 0 | 0 | 7.4679 | 8675.79 | 0 | 0 | 0 | 0 | 0 | 0 | 0 | 7.4679 | 8675.79 | 0 | 0 | 0 | 0 | 0 | 0 | 0 | -261.0251 | -261.0251 | -261.0251
[20 empty] | 2020-09-19 12:00 | 6277 | 9 | 19 | 13 | 127810.209 | 127.8102 | 7.4679 | 8529.14 | 0 | 0 | 0 | 0 | 0 | 0 | 0 | 7.4679 | 8529.14 | 0 | 0 | 0 | 0 | 0 | 0 | 0 | 7.4679 | 8529.14 | 0 | 0 | 0 | 0 | 0 | 0 | 0 | -120.3423 | -120.3423 | -120.3423
[20 empty] | 2020-09-19 13:00 | 6278 | 9 | 19 | 14 | 239568.592 | 239.5686 | 7.4679 | 8529.14 | 0 | 0 | 0 | 0 | 0 | 0 | 0 | 7.4679 | 8529.14 | 0 | 0 | 0 | 0 | 0 | 0 | 0 | 7.4679 | 8529.14 | 0 | 0 | 0 | 0 | 0 | 0 | 0 | -232.1007 | -232.1007 | -232.1007
[20 empty] | 2020-09-19 14:00 | 6279 | 9 | 19 | 15 | 199174.414 | 199.1744 | 21.9925 | 8455.81 | 10.8096 | 36.8824 | 0 | 0 | 0 | 76886.6 | 0 | 21.9925 | 8455.81 | 10.8096 | 36.8824 | 0 | 0 | 0 | 76886.6 | 0 | 21.9925 | 8455.81 | 10.8096 | 36.8824 | 0 | 0 | 0 | 76886.6 | 0 | -177.1819 | -177.1819 | -177.1819
[20 empty] | 2020-09-19 15:00 | 6280 | 9 | 19 | 16 | 143009.006 | 143.009 | 7.4679 | 8675.79 | 0 | 0 | 0 | 0 | 0 | 0 | 0 | 7.4679 | 8675.79 | 0 | 0 | 0 | 0 | 0 | 0 | 0 | 7.4679 | 8675.79 | 0 | 0 | 0 | 0 | 0 | 0 | 0 | -135.5411 | -135.5411 | -135.5411
[20 empty] | 2020-09-19 16:00 | 6281 | 9 | 19 | 17 | 68702.11 | 68.7021 | 7.4679 | 8675.79 | 0 | 0 | 0 | 0 | 0 | 0 | 0 | 7.4679 | 8675.79 | 0 | 0 | 0 | 0 | 0 | 0 | 0 | 7.4679 | 8675.79 | 0 | 0 | 0 | 0 | 0 | 0 | 0 | -61.2342 | -61.2342 | -61.2342
[20 empty] | 2020-09-19 17:00 | 6282 | 9 | 19 | 18 | 6036.329 | 6.0363 | 7.5144 | 8969.09 | 0 | 0 | 0 | 0 | 0 | 0 | 0 | 7.5083 | 8969.09 | 0 | 0 | 0 | 0 | 0 | 0 | 0 | 7.501 | 8969.09 | 0 | 0 | 0 | 0 | 0 | 0 | 0 | 1.4781 | 1.472 | 1.4646
[20 empty] | 2020-09-19 18:00 | 6283 | 9 | 19 | 19 | 0 | 0 | 21.52 | 8969.09 | 10.0534 | 34.3022 | 0 | 0 | 0 | 76729.5 | 0 | 21.52 | 8969.09 | 10.0534 | 34.3022 | 0 | 0 | 0 | 76729.5 | 0 | 21.52 | 8969.09 | 10.0534 | 34.3022 | 0 | 0 | 0 | 76729.5 | 0 | 21.52 | 21.52 | 21.52
[20 empty] | 2020-09-19 19:00 | 6284 | 9 | 19 | 20 | 0 | 0 | 7.7516 | 8969.09 | 0 | 0 | 0 | 0 | 0 | 0 | 0 | 7.7516 | 8969.09 | 0 | 0 | 0 | 0 | 0 | 0 | 0 | 7.7516 | 8969.09 | 0 | 0 | 0 | 0 | 0 | 0 | 0 | 7.7516 | 7.7516 | 7.7516
[20 empty] | 2020-09-19 20:00 | 6285 | 9 | 19 | 21 | 0 | 0 | 7.7516 | 8969.09 | 0 | 0 | 0 | 0 | 0 | 0 | 0 | 7.7516 | 8969.09 | 0 | 0 | 0 | 0 | 0 | 0 | 0 | 7.7516 | 8969.09 | 0 | 0 | 0 | 0 | 0 | 0 | 0 | 7.7516 | 7.7516 | 7.7516
[20 empty] | 2020-09-19 21:00 | 6286 | 9 | 19 | 22 | 0 | 0 | 7.7516 | 8895.77 | 0 | 0 | 0 | 0 | 0 | 0 | 0 | 7.7516 | 8895.77 | 0 | 0 | 0 | 0 | 0 | 0 | 0 | 7.7516 | 8895.77 | 0 | 0 | 0 | 0 | 0 | 0 | 0 | 7.7516 | 7.7516 | 7.7516
[20 empty] | 2020-09-19 22:00 | 6287 | 9 | 19 | 23 | 0 | 0 | 21.5017 | 8895.77 | 10.0351 | 34.2398 | 0 | 0 | 0 | 76583.3 | 0 | 21.5017 | 8895.77 | 10.0351 | 34.2398 | 0 | 0 | 0 | 76583.3 | 0 | 21.5017 | 8895.77 | 10.0351 | 34.2398 | 0 | 0 | 0 | 76583.2 | 0 | 21.5017 | 21.5017 | 21.5017
[20 empty] | 2020-09-19 23:00 | 6288 | 9 | 19 | 24 | 0 | 0 | 7.3463 | 8895.77 | 0 | 0 | 0 | 0 | 0 | 0 | 0 | 7.3463 | 8895.77 | 0 | 0 | 0 | 0 | 0 | 0 | 0 | 7.3463 | 8895.77 | 0 | 0 | 0 | 0 | 0 | 0 | 0 | 7.3463 | 7.3463 | 7.3463
[20 empty] | 2020-09-20 | 6289 | 9 | 20 | 1 | 0 | 0 | 7.3463 | 8895.77 | 0 | 0 | 0 | 0 | 0 | 0 | 0 | 7.3463 | 8895.77 | 0 | 0 | 0 | 0 | 0 | 0 | 0 | 7.3463 | 8895.77 | 0 | 0 | 0 | 0 | 0 | 0 | 0 | 7.3463 | 7.3463 | 7.3463
[20 empty] | 2020-09-20 01:00 | 6290 | 9 | 20 | 2 | 0 | 0 | 7.3463 | 8895.77 | 0 | 0 | 0 | 0 | 0 | 0 | 0 | 7.3463 | 8895.77 | 0 | 0 | 0 | 0 | 0 | 0 | 0 | 7.3463 | 8895.77 | 0 | 0 | 0 | 0 | 0 | 0 | 0 | 7.3463 | 7.3463 | 7.3463
[20 empty] | 2020-09-20 02:00 | 6291 | 9 | 20 | 3 | 0 | 0 | 21.0792 | 9115.75 | 10.0179 | 34.1811 | 0 | 0 | 0 | 76439.1 | 0 | 21.0792 | 9115.75 | 10.0179 | 34.1811 | 0 | 0 | 0 | 76439 | 0 | 21.0792 | 9115.75 | 10.0179 | 34.1811 | 0 | 0 | 0 | 76438.9 | 0 | 21.0792 | 21.0792 | 21.0792
[20 empty] | 2020-09-20 03:00 | 6292 | 9 | 20 | 4 | 0 | 0 | 7.3463 | 9262.4 | 0 | 0 | 0 | 0 | 0 | 0 | 0 | 7.3463 | 9262.4 | 0 | 0 | 0 | 0 | 0 | 0 | 0 | 7.3463 | 9262.4 | 0 | 0 | 0 | 0 | 0 | 0 | 0 | 7.3463 | 7.3463 | 7.3463
[20 empty] | 2020-09-20 04:00 | 6293 | 9 | 20 | 5 | 0 | 0 | 8.8655 | 9262.4 | 0 | 0 | 0 | 0 | 0 | 0 | 0 | 8.8655 | 9262.4 | 0 | 0 | 0 | 0 | 0 | 0 | 0 | 8.8655 | 9262.4 | 0 | 0 | 0 | 0 | 0 | 0 | 0 | 8.8655 | 8.8655 | 8.8655
[20 empty] | 2020-09-20 05:00 | 6294 | 9 | 20 | 6 | 0 | 0 | 24.9762 | 31844.2 | 10.5669 | 36.0543 | 0 | 0 | 0 | 80641.8 | 0 | 27.9504 | 31844.2 | 13.2797 | 45.3103 | 0 | 0 | 0 | 101338 | 0 | 48.2185 | 31844.2 | 28.674 | 97.8357 | 0 | 0 | 0 | 218805 | 0 | 24.9762 | 27.9504 | 48.2185
[20 empty] | 2020-09-20 06:00 | 6295 | 9 | 20 | 7 | 18544.835 | 18.5448 | 114.03 | 81479.9 | 16.7734 | 57.2308 | 0 | 0 | 0 | 128156 | -164.638 | 118.644 | 81479.9 | 19.9944 | 68.2209 | 0 | 0 | 0 | 152765 | -116.37 | 122.79 | 81479.9 | 23.3288 | 79.5979 | 0 | 0 | 0 | 178215 | -189.451 | 95.4852 | 100.0992 | 104.2452
[20 empty] | 2020-09-20 07:00 | 6296 | 9 | 20 | 8 | 59560.966 | 59.561 | 140.042 | 81479.9 | 15.5297 | 52.9873 | 0 | 0 | 0 | 118669 | -464.517 | 144.187 | 81479.9 | 18.1322 | 61.8671 | 0 | 0 | 0 | 138556 | -495.393 | 148.15 | 81479.9 | 21.0682 | 71.8847 | 0 | 0 | 0 | 160991 | -553.985 | 80.481 | 84.626 | 88.589
[20 empty] | 2020-09-20 08:00 | 6297 | 9 | 20 | 9 | 161010.934 | 161.0109 | 163.423 | 56329.2 | 30.0081 | 102.3876 | 0 | 0 | 0 | 229304 | -259.404 | 169.104 | 56329.2 | 33.873 | 115.5747 | 0 | 0 | 0 | 258837 | -118.008 | 175.144 | 56329.2 | 38.288 | 130.6387 | 0 | 0 | 0 | 292574 | -120.075 | 2.4121 | 8.0931 | 14.1331
[20 empty] | 2020-09-20 09:00 | 6298 | 9 | 20 | 10 | 211729.228 | 211.7292 | 172.848 | 56182.4 | 36.0208 | 122.903 | 0 | 0 | 0 | 275249 | -32.0838 | 178.855 | 56182.4 | 40.8538 | 139.3932 | 0 | 0 | 0 | 312180 | -30.6953 | 184.832 | 56182.4 | 45.7002 | 155.9291 | 0 | 0 | 0 | 349213 | -30.1041 | -38.8812 | -32.8742 | -26.8972
[20 empty] | 2020-09-20 10:00 | 6299 | 9 | 20 | 11 | 245774.776 | 245.7748 | 146.528 | 126659 | 31.7954 | 108.4859 | 0 | 0 | 0 | 242961 | 0 | 152.191 | 126659 | 36.1917 | 123.4861 | 0 | 0 | 0 | 276555 | 0 | 158.671 | 126659 | 41.6273 | 142.0323 | 0 | 0 | 0 | 318090 | 0 | -99.2468 | -93.5838 | -87.1038
[20 empty] | 2020-09-20 11:00 | 6300 | 9 | 20 | 12 | 260191.277 | 260.1913 | 191.864 | 126659 | 49.2043 | 167.8851 | 0 | 0 | 0 | 366455 | -53.8907 | 200.161 | 126659 | 55.9029 | 190.7407 | 0 | 0 | 0 | 416345 | -57.4803 | 208.727 | 126659 | 62.6034 | 213.6028 | 0 | 0 | 0 | 466247 | -70.3613 | -68.3273 | -60.0303 | -51.4643
[20 empty] | 2020-09-20 12:00 | 6301 | 9 | 20 | 13 | 256214.709 | 256.2147 | 144.881 | 88315.8 | 50.638 | 172.7769 | 0 | 0 | 0 | 372341 | -3.8872 | 154.761 | 88315.8 | 58.4378 | 199.3898 | 0 | 0 | 0 | 429694 | -3.887 | 164.625 | 88315.8 | 66.4908 | 226.8666 | 0 | 0 | 0 | 488907 | -3.8872 | -111.3337 | -101.4537 | -91.5897
[20 empty] | 2020-09-20 13:00 | 6302 | 9 | 20 | 14 | 233859.493 | 233.8595 | 136.834 | 55889 | 48.8149 | 166.5564 | 0 | 0 | 0 | 358936 | -22.8314 | 146.729 | 55889 | 56.4001 | 192.4371 | 0 | 0 | 0 | 414710 | -23.403 | 156.866 | 55889 | 64.7144 | 220.8055 | 0 | 0 | 0 | 475846 | -22.5938 | -97.0255 | -87.1305 | -76.9935
[20 empty] | 2020-09-20 14:00 | 6303 | 9 | 20 | 15 | 192767.172 | 192.7672 | 114.804 | 55889 | 43.4499 | 148.2511 | 0 | 0 | 0 | 319487 | 0 | 123.949 | 55889 | 49.6922 | 169.5498 | 0 | 0 | 0 | 365387 | 0 | 133.624 | 55889 | 57.0429 | 194.6304 | 0 | 0 | 0 | 419437 | 0 | -77.9632 | -68.8182 | -59.1432
[20 empty] | 2020-09-20 15:00 | 6304 | 9 | 20 | 16 | 134786.253 | 134.7863 | 110.333 | 31110.8 | 39.9381 | 136.2688 | 0 | 0 | 0 | 297444 | -5.8584 | 119.833 | 31110.8 | 46.3336 | 158.0902 | 0 | 0 | 0 | 345076 | -4.8282 | 129.123 | 31110.8 | 52.3492 | 178.6155 | 0 | 0 | 0 | 389878 | -4.9204 | -24.4533 | -14.9533 | -5.6633
[20 empty] | 2020-09-20 16:00 | 6305 | 9 | 20 | 17 | 61784.424 | 61.7844 | 14.694 | 31110.8 | 0 | 0 | 0 | 0 | 0 | 0 | 0 | 14.694 | 31110.8 | 0 | 0 | 0 | 0 | 0 | 0 | 0 | 14.694 | 31110.8 | 0 | 0 | 0 | 0 | 0 | 0 | 0 | -47.0904 | -47.0904 | -47.0904
[20 empty] | 2020-09-20 17:00 | 6306 | 9 | 20 | 18 | 3939.776 | 3.9398 | 13.7827 | 31404.2 | 0 | 0 | 0 | 0 | 0 | 0 | 0 | 13.7827 | 31404.2 | 0 | 0 | 0 | 0 | 0 | 0 | 0 | 23.934 | 31404.2 | 7.1613 | 24.4345 | 0 | 0 | 0 | 54722.6 | -28.0598 | 9.8429 | 9.8429 | 19.9942
[20 empty] | 2020-09-20 18:00 | 6307 | 9 | 20 | 19 | 0 | 0 | 24.4614 | 31550.8 | 10.3617 | 35.3541 | 0 | 0 | 0 | 79118 | 0 | 24.4615 | 31550.8 | 10.3617 | 35.3541 | 0 | 0 | 0 | 79118.3 | 0 | 24.4614 | 31550.8 | 10.3616 | 35.3538 | 0 | 0 | 0 | 79117.9 | 0 | 24.4614 | 24.4615 | 24.4614
[20 empty] | 2020-09-20 19:00 | 6308 | 9 | 20 | 20 | 0 | 0 | 8.8655 | 9189.07 | 0 | 0 | 0 | 0 | 0 | 0 | 0 | 8.8655 | 9189.07 | 0 | 0 | 0 | 0 | 0 | 0 | 0 | 8.8655 | 9189.07 | 0 | 0 | 0 | 0 | 0 | 0 | 0 | 8.8655 | 8.8655 | 8.8655
[20 empty] | 2020-09-20 20:00 | 6309 | 9 | 20 | 21 | 0 | 0 | 7.3463 | 9482.38 | 0 | 0 | 0 | 0 | 0 | 0 | 0 | 7.3463 | 9482.38 | 0 | 0 | 0 | 0 | 0 | 0 | 0 | 7.3463 | 9482.38 | 0 | 0 | 0 | 0 | 0 | 0 | 0 | 7.3463 | 7.3463 | 7.3463
[20 empty] | 2020-09-20 21:00 | 6310 | 9 | 20 | 22 | 0 | 0 | 21.1741 | 9482.38 | 10.1128 | 34.5049 | 0 | 0 | 0 | 77275.7 | 0 | 21.1741 | 9482.38 | 10.1128 | 34.5049 | 0 | 0 | 0 | 77276 | 0 | 21.1741 | 9482.38 | 10.1128 | 34.5049 | 0 | 0 | 0 | 77275.7 | 0 | 21.1741 | 21.1741 | 21.1741
[20 empty] | 2020-09-20 22:00 | 6311 | 9 | 20 | 23 | 0 | 0 | 7.3463 | 9482.38 | 0 | 0 | 0 | 0 | 0 | 0 | 0 | 7.3463 | 9482.38 | 0 | 0 | 0 | 0 | 0 | 0 | 0 | 7.3463 | 9482.38 | 0 | 0 | 0 | 0 | 0 | 0 | 0 | 7.3463 | 7.3463 | 7.3463
[20 empty] | 2020-09-20 23:00 | 6312 | 9 | 20 | 24 | 0 | 0 | 7.3463 | 9702.36 | 0 | 0 | 0 | 0 | 0 | 0 | 0 | 7.3463 | 9702.36 | 0 | 0 | 0 | 0 | 0 | 0 | 0 | 7.3463 | 9702.36 | 0 | 0 | 0 | 0 | 0 | 0 | 0 | 7.3463 | 7.3463 | 7.3463
[20 empty] | 2020-09-21 | 6313 | 9 | 21 | 1 | 0 | 0 | 21.1272 | 9702.36 | 10.0659 | 34.3449 | 0 | 0 | 0 | 76916 | 0 | 21.1273 | 9702.36 | 10.066 | 34.3452 | 0 | 0 | 0 | 76916.5 | 0 | 21.1273 | 9702.36 | 10.066 | 34.3452 | 0 | 0 | 0 | 76916.2 | 0 | 21.1272 | 21.1273 | 21.1273
[20 empty] | 2020-09-21 01:00 | 6314 | 9 | 21 | 2 | 0 | 0 | 7.3463 | 9702.36 | 0 | 0 | 0 | 0 | 0 | 0 | 0 | 7.3463 | 9702.36 | 0 | 0 | 0 | 0 | 0 | 0 | 0 | 7.3463 | 9702.36 | 0 | 0 | 0 | 0 | 0 | 0 | 0 | 7.3463 | 7.3463 | 7.3463
[20 empty] | 2020-09-21 02:00 | 6315 | 9 | 21 | 3 | 0 | 0 | 7.3463 | 9995.67 | 0 | 0 | 0 | 0 | 0 | 0 | 0 | 7.3463 | 9995.67 | 0 | 0 | 0 | 0 | 0 | 0 | 0 | 7.3463 | 9995.67 | 0 | 0 | 0 | 0 | 0 | 0 | 0 | 7.3463 | 7.3463 | 7.3463
[20 empty] | 2020-09-21 03:00 | 6316 | 9 | 21 | 4 | 0 | 0 | 7.3463 | 9995.67 | 0 | 0 | 0 | 0 | 0 | 0 | 0 | 7.3463 | 9995.67 | 0 | 0 | 0 | 0 | 0 | 0 | 0 | 7.3463 | 9995.67 | 0 | 0 | 0 | 0 | 0 | 0 | 0 | 7.3463 | 7.3463 | 7.3463
[20 empty] | 2020-09-21 04:00 | 6317 | 9 | 21 | 5 | 0 | 0 | 22.7043 | 9995.67 | 10.1238 | 34.5424 | 0 | 0 | 0 | 77348 | 0 | 22.7044 | 9995.67 | 10.1239 | 34.5427 | 0 | 0 | 0 | 77348.6 | 0 | 22.7044 | 9995.67 | 10.1238 | 34.5424 | 0 | 0 | 0 | 77348.2 | 0 | 22.7043 | 22.7044 | 22.7044
[20 empty] | 2020-09-21 05:00 | 6318 | 9 | 21 | 6 | 0 | 0 | 24.5435 | 32430.9 | 10.1639 | 34.6792 | 0 | 0 | 0 | 77666.3 | 0 | 41.2507 | 32430.9 | 23.1804 | 79.0915 | 0 | 0 | 0 | 177131 | 0 | 43.7821 | 32430.9 | 25.262 | 86.1939 | 0 | 0 | 0 | 193037 | 0 | 24.5435 | 41.2507 | 43.7821
[20 empty] | 2020-09-21 06:00 | 6319 | 9 | 21 | 7 | 22379.775 | 22.3798 | 108.464 | 81773.4 | 10.8786 | 37.1178 | 0 | 0 | 0 | 83127.6 | -201.019 | 109.198 | 81773.4 | 11.3235 | 38.6358 | 0 | 0 | 0 | 86527.2 | -533.452 | 111.054 | 81773.4 | 12.6218 | 43.0656 | 0 | 0 | 0 | 96448.2 | -742.656 | 86.0842 | 86.8182 | 88.6742
[20 empty] | 2020-09-21 07:00 | 6320 | 9 | 21 | 8 | 42345.348 | 42.3453 | 133.768 | 81773.4 | 9.3552 | 31.9198 | 0 | 0 | 0 | 71486.4 | -463.859 | 134.761 | 81773.4 | 9.8903 | 33.7458 | 0 | 0 | 0 | 75576 | -470.602 | 136.289 | 81773.4 | 10.9658 | 37.4153 | 0 | 0 | 0 | 83794.1 | -634.648 | 91.4227 | 92.4157 | 93.9437
[20 empty] | 2020-09-21 08:00 | 6321 | 9 | 21 | 9 | 72960.141 | 72.9601 | 157.757 | 56475.9 | 25.1164 | 85.6972 | 0 | 0 | 0 | 191924 | -323.913 | 160.538 | 56475.9 | 27.0502 | 92.2953 | 0 | 0 | 0 | 206701 | -338.278 | 163.356 | 56475.9 | 29.2113 | 99.669 | 0 | 0 | 0 | 223215 | -185.42 | 84.7969 | 87.5779 | 90.3959
[20 empty] | 2020-09-21 09:00 | 6322 | 9 | 21 | 10 | 135523.751 | 135.5238 | 164.381 | 56402.5 | 29.1097 | 99.3223 | 0 | 0 | 0 | 222439 | -156.452 | 166.696 | 56402.5 | 31.4406 | 107.2753 | 0 | 0 | 0 | 240250 | -56.9793 | 170.5 | 56402.5 | 34.3109 | 117.0688 | 0 | 0 | 0 | 262183 | -70.8862 | 28.8572 | 31.1722 | 34.9762
[20 empty] | 2020-09-21 10:00 | 6323 | 9 | 21 | 11 | 135798.905 | 135.7989 | 142.015 | 126659 | 26.6224 | 90.8356 | 0 | 0 | 0 | 203432 | -39.0612 | 145.411 | 126659 | 28.9224 | 98.6832 | 0 | 0 | 0 | 221007 | -21.5417 | 149.206 | 126659 | 31.5619 | 107.6892 | 0 | 0 | 0 | 241177 | -13.9401 | 6.2161 | 9.6121 | 13.4071
[20 empty] | 2020-09-21 11:00 | 6324 | 9 | 21 | 12 | 101532.782 | 101.5328 | 177.943 | 126659 | 37.2528 | 127.1066 | 0 | 0 | 0 | 284664 | -55.82 | 182.935 | 126659 | 40.8724 | 139.4566 | 0 | 0 | 0 | 312323 | -90.3196 | 188.319 | 126659 | 44.9242 | 153.2814 | 0 | 0 | 0 | 343283 | -138.142 | 76.4102 | 81.4022 | 86.7862
[20 empty] | 2020-09-21 12:00 | 6325 | 9 | 21 | 13 | 79950.67 | 79.9507 | 127.443 | 89170.2 | 34.8171 | 118.7959 | 0 | 0 | 0 | 266051 | -2.7832 | 132.903 | 89170.2 | 38.41 | 131.0549 | 0 | 0 | 0 | 293506 | -2.7828 | 138.563 | 89170.2 | 42.4679 | 144.9005 | 0 | 0 | 0 | 324514 | -2.7832 | 47.4923 | 52.9523 | 58.6123
[20 empty] | 2020-09-21 13:00 | 6326 | 9 | 21 | 14 | 104053.429 | 104.0534 | 119.971 | 56255.8 | 33.5299 | 114.404 | 0 | 0 | 0 | 256215 | -17.7293 | 125.878 | 56255.8 | 37.3051 | 127.285 | 0 | 0 | 0 | 285063 | -18.0275 | 132.185 | 56255.8 | 41.6442 | 142.09 | 0 | 0 | 0 | 318220 | -18.5767 | 15.9176 | 21.8246 | 28.1316
[20 empty] | 2020-09-21 14:00 | 6327 | 9 | 21 | 15 | 117222.187 | 117.2222 | 101.434 | 56182.4 | 31.2344 | 106.5718 | 0 | 0 | 0 | 238675 | 0 | 107.372 | 56182.4 | 34.739 | 118.5295 | 0 | 0 | 0 | 265454 | 0 | 113.907 | 56182.4 | 39.0334 | 133.182 | 0 | 0 | 0 | 298269 | 0 | -15.7882 | -9.8502 | -3.3152
[20 empty] | 2020-09-21 15:00 | 6328 | 9 | 21 | 16 | 71671.492 | 71.6715 | 102.524 | 31330.8 | 33.2326 | 113.3896 | 0 | 0 | 0 | 253944 | -6.8058 | 109.501 | 31330.8 | 37.356 | 127.4587 | 0 | 0 | 0 | 285452 | -7.2804 | 116.747 | 31330.8 | 41.7577 | 142.4773 | 0 | 0 | 0 | 319087 | -7.6577 | 30.8525 | 37.8295 | 45.0755
[20 empty] | 2020-09-21 16:00 | 6329 | 9 | 21 | 17 | 576.308 | 0.57631 | 14.694 | 31330.8 | 0 | 0 | 0 | 0 | 0 | 0 | 0 | 14.694 | 31330.8 | 0 | 0 | 0 | 0 | 0 | 0 | 0 | 14.694 | 31330.8 | 0 | 0 | 0 | 0 | 0 | 0 | 0 | 14.1177 | 14.1177 | 14.1177
[20 empty] | 2020-09-21 17:00 | 6330 | 9 | 21 | 18 | 0 | 0 | 13.7827 | 31550.8 | 0 | 0 | 0 | 0 | 0 | 0 | 0 | 13.7827 | 31550.8 | 0 | 0 | 0 | 0 | 0 | 0 | 0 | 13.7827 | 31550.8 | 0 | 0 | 0 | 0 | 0 | 0 | 0 | 13.7827 | 13.7827 | 13.7827
[20 empty] | 2020-09-21 18:00 | 6331 | 9 | 21 | 19 | 0 | 0 | 10.3847 | 31550.8 | 0 | 0 | 0 | 0 | 0 | 0 | 0 | 10.3847 | 31550.8 | 0 | 0 | 0 | 0 | 0 | 0 | 0 | 10.3847 | 31550.8 | 0 | 0 | 0 | 0 | 0 | 0 | 0 | 10.3847 | 10.3847 | 10.3847
[20 empty] | 2020-09-21 19:00 | 6332 | 9 | 21 | 20 | 0 | 0 | 23.1543 | 9189.07 | 10.5738 | 36.0778 | 0 | 0 | 0 | 80693.5 | 0 | 23.1544 | 9189.07 | 10.5739 | 36.0781 | 0 | 0 | 0 | 80694 | 0 | 23.1544 | 9189.07 | 10.5738 | 36.0778 | 0 | 0 | 0 | 80693.9 | 0 | 23.1543 | 23.1544 | 23.1544
[20 empty] | 2020-09-21 20:00 | 6333 | 9 | 21 | 21 | 0 | 0 | 7.3463 | 9262.4 | 0 | 0 | 0 | 0 | 0 | 0 | 0 | 7.3463 | 9262.4 | 0 | 0 | 0 | 0 | 0 | 0 | 0 | 7.3463 | 9262.4 | 0 | 0 | 0 | 0 | 0 | 0 | 0 | 7.3463 | 7.3463 | 7.3463
[20 empty] | 2020-09-21 21:00 | 6334 | 9 | 21 | 22 | 0 | 0 | 7.3463 | 9262.4 | 0 | 0 | 0 | 0 | 0 | 0 | 0 | 7.3463 | 9262.4 | 0 | 0 | 0 | 0 | 0 | 0 | 0 | 7.3463 | 9262.4 | 0 | 0 | 0 | 0 | 0 | 0 | 0 | 7.3463 | 7.3463 | 7.3463
[20 empty] | 2020-09-21 22:00 | 6335 | 9 | 21 | 23 | 0 | 0 | 21.2462 | 9262.4 | 10.1849 | 34.7509 | 0 | 0 | 0 | 77712.6 | 0 | 21.2462 | 9262.4 | 10.1849 | 34.7509 | 0 | 0 | 0 | 77712.9 | 0 | 21.2462 | 9262.4 | 10.1849 | 34.7509 | 0 | 0 | 0 | 77712.9 | 0 | 21.2462 | 21.2462 | 21.2462
[20 empty] | 2020-09-21 23:00 | 6336 | 9 | 21 | 24 | 0 | 0 | 7.3463 | 9335.73 | 0 | 0 | 0 | 0 | 0 | 0 | 0 | 7.3463 | 9335.73 | 0 | 0 | 0 | 0 | 0 | 0 | 0 | 7.3463 | 9335.73 | 0 | 0 | 0 | 0 | 0 | 0 | 0 | 7.3463 | 7.3463 | 7.3463
[20 empty] | 2020-09-22 | 6337 | 9 | 22 | 1 | 0 | 0 | 7.3463 | 9335.73 | 0 | 0 | 0 | 0 | 0 | 0 | 0 | 7.3463 | 9335.73 | 0 | 0 | 0 | 0 | 0 | 0 | 0 | 7.3463 | 9335.73 | 0 | 0 | 0 | 0 | 0 | 0 | 0 | 7.3463 | 7.3463 | 7.3463
[20 empty] | 2020-09-22 01:00 | 6338 | 9 | 22 | 2 | 0 | 0 | 7.3463 | 9335.73 | 0 | 0 | 0 | 0 | 0 | 0 | 0 | 7.3463 | 9335.73 | 0 | 0 | 0 | 0 | 0 | 0 | 0 | 7.3463 | 9335.73 | 0 | 0 | 0 | 0 | 0 | 0 | 0 | 7.3463 | 7.3463 | 7.3463
[20 empty] | 2020-09-22 02:00 | 6339 | 9 | 22 | 3 | 0 | 0 | 21.2807 | 9335.73 | 10.2194 | 34.8686 | 0 | 0 | 0 | 77982.8 | 0 | 21.2807 | 9335.73 | 10.2194 | 34.8686 | 0 | 0 | 0 | 77983 | 0 | 21.2808 | 9335.73 | 10.2194 | 34.8686 | 0 | 0 | 0 | 77983.1 | 0 | 21.2807 | 21.2807 | 21.2808
[20 empty] | 2020-09-22 03:00 | 6340 | 9 | 22 | 4 | 0 | 0 | 7.3463 | 9335.73 | 0 | 0 | 0 | 0 | 0 | 0 | 0 | 7.3463 | 9335.73 | 0 | 0 | 0 | 0 | 0 | 0 | 0 | 7.3463 | 9335.73 | 0 | 0 | 0 | 0 | 0 | 0 | 0 | 7.3463 | 7.3463 | 7.3463
[20 empty] | 2020-09-22 04:00 | 6341 | 9 | 22 | 5 | 0 | 0 | 8.8655 | 9335.73 | 0 | 0 | 0 | 0 | 0 | 0 | 0 | 8.8655 | 9335.73 | 0 | 0 | 0 | 0 | 0 | 0 | 0 | 8.8655 | 9335.73 | 0 | 0 | 0 | 0 | 0 | 0 | 0 | 8.8655 | 8.8655 | 8.8655
[20 empty] | 2020-09-22 05:00 | 6342 | 9 | 22 | 6 | 0 | 0 | 39.1325 | 31624.2 | 21.3169 | 72.7333 | 0 | 0 | 0 | 162649 | 0 | 42.6284 | 31624.2 | 24.381 | 83.188 | 0 | 0 | 0 | 186028 | 0 | 45.6496 | 31624.2 | 26.9381 | 91.9128 | 0 | 0 | 0 | 205539 | 0 | 39.1325 | 42.6284 | 45.6496
[20 empty] | 2020-09-22 06:00 | 6343 | 9 | 22 | 7 | 24438.264 | 24.4383 | 154.581 | 81186.4 | 56.7403 | 193.5979 | 0 | 0 | 0 | 440717 | -182.179 | 160.57 | 81186.4 | 62.2694 | 212.4632 | 0 | 0 | 0 | 482912 | -221.673 | 167.349 | 81186.4 | 68.6884 | 234.3648 | 0 | 0 | 0 | 531897 | -262.22 | 130.1427 | 136.1317 | 142.9107
[20 empty] | 2020-09-22 07:00 | 6344 | 9 | 22 | 8 | 96538.899 | 96.5389 | 177.983 | 81186.4 | 53.72 | 183.2926 | 0 | 0 | 0 | 409887 | -424.762 | 182.754 | 81186.4 | 57.8982 | 197.5487 | 0 | 0 | 0 | 441770 | -464.575 | 187.87 | 81186.4 | 62.4664 | 213.1354 | 0 | 0 | 0 | 476628 | -161.538 | 81.4441 | 86.2151 | 91.3311
[20 empty] | 2020-09-22 08:00 | 6345 | 9 | 22 | 9 | 166874.036 | 166.874 | 204.808 | 56035.7 | 72.8447 | 248.5461 | 0 | 0 | 0 | 554111 | -194.208 | 211.021 | 56035.7 | 78.2174 | 266.8778 | 0 | 0 | 0 | 594614 | -151.539 | 218.348 | 56035.7 | 84.4818 | 288.2519 | 0 | 0 | 0 | 641839 | -130.461 | 37.934 | 44.147 | 51.474
[20 empty] | 2020-09-22 09:00 | 6346 | 9 | 22 | 10 | 219886.386 | 219.8864 | 222.837 | 55815.7 | 88.3892 | 301.584 | 0 | 0 | 0 | 655172 | -57.411 | 230.925 | 55815.7 | 95.3101 | 325.1981 | 0 | 0 | 0 | 705552 | -61.6562 | 239.434 | 55815.7 | 102.663 | 350.2862 | 0 | 0 | 0 | 759073 | -44.2457 | 2.9506 | 11.0386 | 19.5476
[20 empty] | 2020-09-22 10:00 | 6347 | 9 | 22 | 11 | 255079.243 | 255.0792 | 202.016 | 126659 | 85.302 | 291.0504 | 0 | 0 | 0 | 637124 | -6.9103 | 210.3 | 126659 | 92.2585 | 314.786 | 0 | 0 | 0 | 687762 | -2.3083 | 219.094 | 126659 | 99.5927 | 339.8103 | 0 | 0 | 0 | 741144 | -3.1338 | -53.0632 | -44.7792 | -35.9852
[20 empty] | 2020-09-22 11:00 | 6348 | 9 | 22 | 12 | 89165.2 | 89.1652 | 258.993 | 126659 | 116.219 | 396.5392 | 0 | 0 | 0 | 857850 | -60.8639 | 269.678 | 126659 | 125.395 | 427.8477 | 0 | 0 | 0 | 921857 | -60.8927 | 280.479 | 126659 | 134.744 | 459.7465 | 0 | 0 | 0 | 987398 | -60.8751 | 169.8278 | 180.5128 | 191.3138
[20 empty] | 2020-09-22 12:00 | 6349 | 9 | 22 | 13 | 87576.887 | 87.5769 | 209.148 | 87039.4 | 114.108 | 389.3365 | 0 | 0 | 0 | 832929 | -7.7693 | 220.842 | 87039.4 | 123.904 | 422.7604 | 0 | 0 | 0 | 902111 | -7.7692 | 232.825 | 87039.4 | 134.057 | 457.4025 | 0 | 0 | 0 | 974297 | -7.7693 | 121.5711 | 133.2651 | 145.2481
[20 empty] | 2020-09-22 13:00 | 6350 | 9 | 22 | 14 | 242627.45 | 242.6275 | 203.116 | 55448.9 | 114.1 | 389.3092 | 0 | 0 | 0 | 805563 | -25.4476 | 215.534 | 55448.9 | 124.374 | 424.3641 | 0 | 0 | 0 | 878951 | -25.4601 | 228.315 | 55448.9 | 135.021 | 460.6917 | 0 | 0 | 0 | 955504 | -25.4955 | -39.5114 | -27.0935 | -14.3125
[20 empty] | 2020-09-22 14:00 | 6351 | 9 | 22 | 15 | 200229.291 | 200.2293 | 189.762 | 55375.5 | 115.534 | 394.202 | 0 | 0 | 0 | 819639 | -2.311 | 202.4 | 55375.5 | 125.32 | 427.5918 | 0 | 0 | 0 | 889095 | -2.311 | 215.568 | 55375.5 | 135.869 | 463.585 | 0 | 0 | 0 | 965351 | -2.311 | -10.4673 | 2.1707 | 15.3387
[20 empty] | 2020-09-22 15:00 | 6352 | 9 | 22 | 16 | 141773.342 | 141.7733 | 181.156 | 30744.1 | 109.397 | 373.2626 | 0 | 0 | 0 | 786640 | -8.1713 | 193.806 | 30744.1 | 119.104 | 406.3828 | 0 | 0 | 0 | 857323 | -8.2751 | 206.753 | 30744.1 | 129.104 | 440.5028 | 0 | 0 | 0 | 930346 | -8.3017 | 39.3827 | 52.0327 | 64.9797
[20 empty] | 2020-09-22 16:00 | 6353 | 9 | 22 | 17 | 44209.565 | 44.2096 | 14.694 | 30744.1 | 0 | 0 | 0 | 0 | 0 | 0 | 0 | 14.694 | 30744.1 | 0 | 0 | 0 | 0 | 0 | 0 | 0 | 14.694 | 30744.1 | 0 | 0 | 0 | 0 | 0 | 0 | 0 | -29.5156 | -29.5156 | -29.5156
[20 empty] | 2020-09-22 17:00 | 6354 | 9 | 22 | 18 | 2272.772 | 2.2728 | 13.7827 | 31037.5 | 0 | 0 | 0 | 0 | 0 | 0 | 0 | 13.7827 | 31037.5 | 0 | 0 | 0 | 0 | 0 | 0 | 0 | 13.7827 | 31037.5 | 0 | 0 | 0 | 0 | 0 | 0 | 0 | 11.5099 | 11.5099 | 11.5099
[20 empty] | 2020-09-22 18:00 | 6355 | 9 | 22 | 19 | 0 | 0 | 24.6968 | 31110.8 | 10.597 | 36.157 | 0 | 0 | 0 | 79405.7 | 0 | 24.6968 | 31110.8 | 10.597 | 36.157 | 0 | 0 | 0 | 79405.6 | 0 | 24.6968 | 31110.8 | 10.5971 | 36.1573 | 0 | 0 | 0 | 79406.1 | 0 | 24.6968 | 24.6968 | 24.6968
[20 empty] | 2020-09-22 19:00 | 6356 | 9 | 22 | 20 | 0 | 0 | 8.8655 | 8749.11 | 0 | 0 | 0 | 0 | 0 | 0 | 0 | 8.8655 | 8749.11 | 0 | 0 | 0 | 0 | 0 | 0 | 0 | 8.8655 | 8749.11 | 0 | 0 | 0 | 0 | 0 | 0 | 0 | 8.8655 | 8.8655 | 8.8655
[20 empty] | 2020-09-22 20:00 | 6357 | 9 | 22 | 21 | 0 | 0 | 7.3463 | 8675.79 | 0 | 0 | 0 | 0 | 0 | 0 | 0 | 7.3463 | 8675.79 | 0 | 0 | 0 | 0 | 0 | 0 | 0 | 7.3463 | 8675.79 | 0 | 0 | 0 | 0 | 0 | 0 | 0 | 7.3463 | 7.3463 | 7.3463
[20 empty] | 2020-09-22 21:00 | 6358 | 9 | 22 | 22 | 0 | 0 | 21.3095 | 8895.77 | 10.2482 | 34.9669 | 0 | 0 | 0 | 78232.5 | 0 | 21.3095 | 8895.77 | 10.2482 | 34.9669 | 0 | 0 | 0 | 78232.5 | 0 | 21.3095 | 8895.77 | 10.2482 | 34.9669 | 0 | 0 | 0 | 78232.7 | 0 | 21.3095 | 21.3095 | 21.3095
[20 empty] | 2020-09-22 22:00 | 6359 | 9 | 22 | 23 | 0 | 0 | 7.3463 | 8895.77 | 0 | 0 | 0 | 0 | 0 | 0 | 0 | 7.3463 | 8895.77 | 0 | 0 | 0 | 0 | 0 | 0 | 0 | 7.3463 | 8895.77 | 0 | 0 | 0 | 0 | 0 | 0 | 0 | 7.3463 | 7.3463 | 7.3463
[20 empty] | 2020-09-22 23:00 | 6360 | 9 | 22 | 24 | 0 | 0 | 7.3463 | 8895.77 | 0 | 0 | 0 | 0 | 0 | 0 | 0 | 7.3463 | 8895.77 | 0 | 0 | 0 | 0 | 0 | 0 | 0 | 7.3463 | 8895.77 | 0 | 0 | 0 | 0 | 0 | 0 | 0 | 7.3463 | 7.3463 | 7.3463
[20 empty] | 2020-09-23 | 6361 | 9 | 23 | 1 | 0 | 0 | 21.2663 | 8895.77 | 10.205 | 34.8195 | 0 | 0 | 0 | 77899.8 | 0 | 21.2662 | 8895.77 | 10.2049 | 34.8191 | 0 | 0 | 0 | 77899.6 | 0 | 21.2663 | 8895.77 | 10.205 | 34.8195 | 0 | 0 | 0 | 77899.9 | 0 | 21.2663 | 21.2662 | 21.2663
[20 empty] | 2020-09-23 01:00 | 6362 | 9 | 23 | 2 | 0 | 0 | 7.3463 | 8895.77 | 0 | 0 | 0 | 0 | 0 | 0 | 0 | 7.3463 | 8895.77 | 0 | 0 | 0 | 0 | 0 | 0 | 0 | 7.3463 | 8895.77 | 0 | 0 | 0 | 0 | 0 | 0 | 0 | 7.3463 | 7.3463 | 7.3463
[20 empty] | 2020-09-23 02:00 | 6363 | 9 | 23 | 3 | 0 | 0 | 7.3463 | 9115.75 | 0 | 0 | 0 | 0 | 0 | 0 | 0 | 7.3463 | 9115.75 | 0 | 0 | 0 | 0 | 0 | 0 | 0 | 7.3463 | 9115.75 | 0 | 0 | 0 | 0 | 0 | 0 | 0 | 7.3463 | 7.3463 | 7.3463
[20 empty] | 2020-09-23 03:00 | 6364 | 9 | 23 | 4 | 0 | 0 | 7.3463 | 8969.09 | 0 | 0 | 0 | 0 | 0 | 0 | 0 | 7.3463 | 8969.09 | 0 | 0 | 0 | 0 | 0 | 0 | 0 | 7.3463 | 8969.09 | 0 | 0 | 0 | 0 | 0 | 0 | 0 | 7.3463 | 7.3463 | 7.3463
[20 empty] | 2020-09-23 04:00 | 6365 | 9 | 23 | 5 | 0 | 0 | 22.8213 | 8969.09 | 10.2408 | 34.9416 | 0 | 0 | 0 | 78177.3 | 0 | 22.8213 | 8969.09 | 10.2408 | 34.9416 | 0 | 0 | 0 | 78177 | 0 | 22.8213 | 8969.09 | 10.2408 | 34.9416 | 0 | 0 | 0 | 78177.4 | 0 | 22.8213 | 22.8213 | 22.8213
[20 empty] | 2020-09-23 05:00 | 6366 | 9 | 23 | 6 | 0 | 0 | 45.1636 | 31404.2 | 25.9797 | 88.6427 | 0 | 0 | 0 | 198397 | 0 | 48.2105 | 31404.2 | 28.827 | 98.3577 | 0 | 0 | 0 | 220126 | 0 | 78.1616 | 31404.2 | 52.9352 | 180.6149 | 0 | 0 | 0 | 404271 | 0 | 45.1636 | 48.2105 | 78.1616
[20 empty] | 2020-09-23 06:00 | 6367 | 9 | 23 | 7 | 24399.156 | 24.3992 | 186.346 | 80966.3 | 84.6105 | 288.691 | 0 | 0 | 0 | 677409 | -33.3007 | 192.339 | 80966.3 | 90.3461 | 308.2609 | 0 | 0 | 0 | 721188 | -34.3669 | 191.192 | 80966.3 | 89.4235 | 305.113 | 0 | 0 | 0 | 713932 | -81.4577 | 161.9468 | 167.9398 | 166.7928
[20 empty] | 2020-09-23 07:00 | 6368 | 9 | 23 | 8 | 98301.407 | 98.3014 | 211.199 | 80966.3 | 84.0181 | 286.6698 | 0 | 0 | 0 | 641887 | -54.6772 | 217.301 | 80966.3 | 89.8442 | 306.5484 | 0 | 0 | 0 | 686353 | -54.0118 | 220.481 | 80966.3 | 92.8852 | 316.9243 | 0 | 0 | 0 | 709553 | -69.315 | 112.8976 | 118.9996 | 122.1796
[20 empty] | 2020-09-23 08:00 | 6369 | 9 | 23 | 9 | 167830.765 | 167.8308 | 222.651 | 55889 | 87.4899 | 298.5155 | 0 | 0 | 0 | 650840 | -23.1156 | 229.536 | 55889 | 93.7275 | 319.7982 | 0 | 0 | 0 | 696819 | -23.0444 | 234.447 | 55889 | 98.0994 | 334.7152 | 0 | 0 | 0 | 729035 | -23.1634 | 54.8202 | 61.7052 | 66.6162
[20 empty] | 2020-09-23 09:00 | 6370 | 9 | 23 | 10 | 213587.239 | 213.5872 | 235.003 | 55668.9 | 97.0941 | 331.2851 | 0 | 0 | 0 | 698517 | -18.4144 | 242.449 | 55668.9 | 103.757 | 354.0189 | 0 | 0 | 0 | 745894 | -18.4147 | 248.701 | 55668.9 | 109.223 | 372.6689 | 0 | 0 | 0 | 784762 | -18.4144 | 21.4158 | 28.8618 | 35.1138
[20 empty] | 2020-09-23 10:00 | 6371 | 9 | 23 | 11 | 242779.993 | 242.78 | 214.35 | 126659 | 94.1463 | 321.2272 | 0 | 0 | 0 | 685372 | -1.0435 | 221.838 | 126659 | 100.666 | 343.4724 | 0 | 0 | 0 | 731683 | -1.0436 | 228.438 | 126659 | 106.319 | 362.7604 | 0 | 0 | 0 | 771843 | -1.0435 | -28.43 | -20.942 | -14.342
[20 empty] | 2020-09-23 11:00 | 6372 | 9 | 23 | 12 | 252831.604 | 252.8316 | 267.38 | 126659 | 121.678 | 415.1653 | 0 | 0 | 0 | 913498 | -32.7989 | 276.745 | 126659 | 129.87 | 443.1164 | 0 | 0 | 0 | 970449 | -32.7989 | 285.44 | 126659 | 137.331 | 468.5734 | 0 | 0 | 0 | 1020350 | -32.7989 | 14.5484 | 23.9134 | 32.6084
[20 empty] | 2020-09-23 12:00 | 6373 | 9 | 23 | 13 | 247652.959 | 247.653 | 211.235 | 87120.5 | 113.817 | 388.3436 | 0 | 0 | 0 | 840450 | -2.8187 | 221.47 | 87120.5 | 122.523 | 418.0485 | 0 | 0 | 0 | 902451 | -2.8191 | 231.171 | 87120.5 | 130.656 | 445.7983 | 0 | 0 | 0 | 958963 | -2.8187 | -36.418 | -26.183 | -16.482
[20 empty] | 2020-09-23 13:00 | 6374 | 9 | 23 | 14 | 227755.657 | 227.7557 | 204.049 | 55595.6 | 112.883 | 385.1568 | 0 | 0 | 0 | 811452 | -15.6256 | 214.97 | 55595.6 | 122.01 | 416.2981 | 0 | 0 | 0 | 877180 | -15.6256 | 225.551 | 55595.6 | 130.691 | 445.9177 | 0 | 0 | 0 | 938361 | -15.6256 | -23.7067 | -12.7857 | -2.2047
[20 empty] | 2020-09-23 14:00 | 6375 | 9 | 23 | 15 | 190568.189 | 190.5682 | 164.683 | 55742.3 | 90.0787 | 307.3485 | 0 | 0 | 0 | 649602 | 0 | 174.684 | 55742.3 | 97.8148 | 333.7441 | 0 | 0 | 0 | 705249 | 0 | 184.384 | 55742.3 | 105.388 | 359.5839 | 0 | 0 | 0 | 759708 | 0 | -25.8852 | -15.8842 | -6.1842
[20 empty] | 2020-09-23 15:00 | 6376 | 9 | 23 | 16 | 109227.222 | 109.2272 | 153.181 | 31037.5 | 79.9307 | 272.7235 | 0 | 0 | 0 | 588855 | -1.5397 | 163.178 | 31037.5 | 87.51 | 298.5841 | 0 | 0 | 0 | 644611 | -1.5394 | 172.653 | 31037.5 | 94.6011 | 322.779 | 0 | 0 | 0 | 696766 | -1.5397 | 43.9538 | 53.9508 | 63.4258
[20 empty] | 2020-09-23 16:00 | 6377 | 9 | 23 | 17 | 49811.183 | 49.8112 | 14.694 | 31037.5 | 0 | 0 | 0 | 0 | 0 | 0 | 0 | 14.694 | 31037.5 | 0 | 0 | 0 | 0 | 0 | 0 | 0 | 14.694 | 31037.5 | 0 | 0 | 0 | 0 | 0 | 0 | 0 | -35.1172 | -35.1172 | -35.1172
[20 empty] | 2020-09-23 17:00 | 6378 | 9 | 23 | 18 | 2003.384 | 2.0034 | 13.7827 | 31330.8 | 0 | 0 | 0 | 0 | 0 | 0 | 0 | 13.7827 | 31330.8 | 0 | 0 | 0 | 0 | 0 | 0 | 0 | 13.7827 | 31330.8 | 0 | 0 | 0 | 0 | 0 | 0 | 0 | 11.7793 | 11.7793 | 11.7793
[20 empty] | 2020-09-23 18:00 | 6379 | 9 | 23 | 19 | 0 | 0 | 24.4166 | 31404.2 | 10.3168 | 35.2009 | 0 | 0 | 0 | 78814.1 | 0 | 24.4166 | 31404.2 | 10.3168 | 35.2009 | 0 | 0 | 0 | 78813.9 | 0 | 24.4166 | 31404.2 | 10.3168 | 35.2009 | 0 | 0 | 0 | 78814 | 0 | 24.4166 | 24.4166 | 24.4166
[20 empty] | 2020-09-23 19:00 | 6380 | 9 | 23 | 20 | 0 | 0 | 8.8655 | 9042.42 | 0 | 0 | 0 | 0 | 0 | 0 | 0 | 8.8655 | 9042.42 | 0 | 0 | 0 | 0 | 0 | 0 | 0 | 8.8655 | 9042.42 | 0 | 0 | 0 | 0 | 0 | 0 | 0 | 8.8655 | 8.8655 | 8.8655
[20 empty] | 2020-09-23 20:00 | 6381 | 9 | 23 | 21 | 0 | 0 | 7.3463 | 9115.75 | 0 | 0 | 0 | 0 | 0 | 0 | 0 | 7.3463 | 9115.75 | 0 | 0 | 0 | 0 | 0 | 0 | 0 | 7.3463 | 9115.75 | 0 | 0 | 0 | 0 | 0 | 0 | 0 | 7.3463 | 7.3463 | 7.3463
[20 empty] | 2020-09-23 21:00 | 6382 | 9 | 23 | 22 | 0 | 0 | 7.3463 | 9189.07 | 0 | 0 | 0 | 0 | 0 | 0 | 0 | 7.3463 | 9189.07 | 0 | 0 | 0 | 0 | 0 | 0 | 0 | 7.3463 | 9189.07 | 0 | 0 | 0 | 0 | 0 | 0 | 0 | 7.3463 | 7.3463 | 7.3463
[20 empty] | 2020-09-23 22:00 | 6383 | 9 | 23 | 23 | 0 | 0 | 21.388 | 9189.07 | 10.3267 | 35.2347 | 0 | 0 | 0 | 78815.1 | 0 | 21.388 | 9189.07 | 10.3267 | 35.2347 | 0 | 0 | 0 | 78815 | 0 | 21.388 | 9189.07 | 10.3267 | 35.2347 | 0 | 0 | 0 | 78815.1 | 0 | 21.388 | 21.388 | 21.388
[20 empty] | 2020-09-23 23:00 | 6384 | 9 | 23 | 24 | 0 | 0 | 7.3463 | 9189.07 | 0 | 0 | 0 | 0 | 0 | 0 | 0 | 7.3463 | 9189.07 | 0 | 0 | 0 | 0 | 0 | 0 | 0 | 7.3463 | 9189.07 | 0 | 0 | 0 | 0 | 0 | 0 | 0 | 7.3463 | 7.3463 | 7.3463
[20 empty] | 2020-09-24 | 6385 | 9 | 24 | 1 | 0 | 0 | 7.3463 | 9042.42 | 0 | 0 | 0 | 0 | 0 | 0 | 0 | 7.3463 | 9042.42 | 0 | 0 | 0 | 0 | 0 | 0 | 0 | 7.3463 | 9042.42 | 0 | 0 | 0 | 0 | 0 | 0 | 0 | 7.3463 | 7.3463 | 7.3463
[20 empty] | 2020-09-24 01:00 | 6386 | 9 | 24 | 2 | 0 | 0 | 21.2825 | 9042.42 | 10.2212 | 34.8747 | 0 | 0 | 0 | 78024.8 | 0 | 21.2825 | 9042.42 | 10.2212 | 34.8747 | 0 | 0 | 0 | 78024.5 | 0 | 21.2825 | 9042.42 | 10.2212 | 34.8747 | 0 | 0 | 0 | 78024.8 | 0 | 21.2825 | 21.2825 | 21.2825
[20 empty] | 2020-09-24 02:00 | 6387 | 9 | 24 | 3 | 0 | 0 | 7.3463 | 8969.09 | 0 | 0 | 0 | 0 | 0 | 0 | 0 | 7.3463 | 8969.09 | 0 | 0 | 0 | 0 | 0 | 0 | 0 | 7.3463 | 8969.09 | 0 | 0 | 0 | 0 | 0 | 0 | 0 | 7.3463 | 7.3463 | 7.3463
[20 empty] | 2020-09-24 03:00 | 6388 | 9 | 24 | 4 | 0 | 0 | 7.3463 | 8895.77 | 0 | 0 | 0 | 0 | 0 | 0 | 0 | 7.3463 | 8895.77 | 0 | 0 | 0 | 0 | 0 | 0 | 0 | 7.3463 | 8895.77 | 0 | 0 | 0 | 0 | 0 | 0 | 0 | 7.3463 | 7.3463 | 7.3463
[20 empty] | 2020-09-24 04:00 | 6389 | 9 | 24 | 5 | 0 | 0 | 8.8655 | 8969.09 | 0 | 0 | 0 | 0 | 0 | 0 | 0 | 8.8655 | 8969.09 | 0 | 0 | 0 | 0 | 0 | 0 | 0 | 8.8655 | 8969.09 | 0 | 0 | 0 | 0 | 0 | 0 | 0 | 8.8655 | 8.8655 | 8.8655
[20 empty] | 2020-09-24 05:00 | 6390 | 9 | 24 | 6 | 0 | 0 | 67.7767 | 31404.2 | 42.8304 | 146.1373 | 0 | 0 | 0 | 326934 | 0 | 71.5976 | 31404.2 | 46.4544 | 158.5024 | 0 | 0 | 0 | 354588 | 0 | 75.0241 | 31404.2 | 49.5265 | 168.9844 | 0 | 0 | 0 | 378033 | 0 | 67.7767 | 71.5976 | 75.0241
[20 empty] | 2020-09-24 06:00 | 6391 | 9 | 24 | 7 | 14772.666 | 14.7727 | 180.544 | 81113 | 78.0204 | 266.2056 | 0 | 0 | 0 | 604168 | -54.7668 | 185.012 | 81113 | 82.3216 | 280.8813 | 0 | 0 | 0 | 636990 | -100.355 | 189.672 | 81113 | 86.8324 | 296.2721 | 0 | 0 | 0 | 671407 | -180.381 | 165.7713 | 170.2393 | 174.8993
[20 empty] | 2020-09-24 07:00 | 6392 | 9 | 24 | 8 | 63223.264 | 63.2233 | 215.724 | 81113 | 83.7501 | 285.7553 | 0 | 0 | 0 | 639620 | -42.185 | 219.142 | 81113 | 87.7114 | 299.2713 | 0 | 0 | 0 | 669851 | -62.2432 | 222.34 | 81113 | 91.4877 | 312.156 | 0 | 0 | 0 | 698663 | -57.4464 | 152.5007 | 155.9187 | 159.1167
[20 empty] | 2020-09-24 08:00 | 6393 | 9 | 24 | 9 | 119229.95 | 119.23 | 231.178 | 56109.1 | 97.6149 | 333.062 | 0 | 0 | 0 | 767518 | -10.2555 | 235.478 | 56109.1 | 102.013 | 348.0684 | 0 | 0 | 0 | 801083 | -26.3653 | 239.167 | 56109.1 | 105.69 | 360.6143 | 0 | 0 | 0 | 829136 | -45.4786 | 111.948 | 116.2481 | 119.937
[20 empty] | 2020-09-24 09:00 | 6394 | 9 | 24 | 10 | 138290.341 | 138.2903 | 233.679 | 56035.7 | 98.8735 | 337.3564 | 0 | 0 | 0 | 762080 | -91.1515 | 237.827 | 56035.7 | 102.907 | 351.1187 | 0 | 0 | 0 | 792504 | -97.1682 | 241.827 | 56035.7 | 106.655 | 363.9069 | 0 | 0 | 0 | 820775 | -160.869 | 95.3887 | 99.5367 | 103.5367
[20 empty] | 2020-09-24 10:00 | 6395 | 9 | 24 | 11 | 202112.391 | 202.1124 | 211.28 | 126659 | 94.8419 | 323.6006 | 0 | 0 | 0 | 737035 | -10.0316 | 216.349 | 126659 | 99.4468 | 339.3125 | 0 | 0 | 0 | 771788 | -19.7932 | 220.669 | 126659 | 103.265 | 352.3402 | 0 | 0 | 0 | 800581 | -49.2819 | 9.1676 | 14.2366 | 18.5566
[20 empty] | 2020-09-24 11:00 | 6396 | 9 | 24 | 12 | 201715.621 | 201.7156 | 253.699 | 126659 | 111.681 | 381.0556 | 0 | 0 | 0 | 884607 | -29.2691 | 259.899 | 126659 | 117.172 | 399.7909 | 0 | 0 | 0 | 922220 | -34.4154 | 265.252 | 126659 | 121.957 | 416.1173 | 0 | 0 | 0 | 956555 | -45.1754 | 51.9834 | 58.1834 | 63.5364
[20 empty] | 2020-09-24 12:00 | 6397 | 9 | 24 | 13 | 195500.713 | 195.5007 | 219.171 | 87959.3 | 124.757 | 425.6709 | 0 | 0 | 0 | 970898 | -5.8371 | 227.808 | 87959.3 | 132.331 | 451.5134 | 0 | 0 | 0 | 1024480 | -5.837 | 235.926 | 87959.3 | 139.299 | 475.2882 | 0 | 0 | 0 | 1072430 | -6.889 | 23.6703 | 32.3073 | 40.4253
[20 empty] | 2020-09-24 13:00 | 6398 | 9 | 24 | 14 | 158597.95 | 158.598 | 212.435 | 55668.9 | 123.783 | 422.3476 | 0 | 0 | 0 | 932623 | -10.0506 | 221.931 | 55668.9 | 131.939 | 450.1759 | 0 | 0 | 0 | 990810 | -10.0514 | 231.206 | 55668.9 | 139.725 | 476.7417 | 0 | 0 | 0 | 1046010 | -10.0506 | 53.837 | 63.333 | 72.608
[20 empty] | 2020-09-24 14:00 | 6399 | 9 | 24 | 15 | 119548.782 | 119.5488 | 181.201 | 55742.3 | 108.938 | 371.6965 | 0 | 0 | 0 | 806027 | 0 | 190.068 | 55742.3 | 116.165 | 396.355 | 0 | 0 | 0 | 859309 | 0 | 198.927 | 55742.3 | 123.334 | 420.8156 | 0 | 0 | 0 | 911216 | 0 | 61.6522 | 70.5192 | 79.3782
[20 empty] | 2020-09-24 15:00 | 6400 | 9 | 24 | 16 | 72914.286 | 72.9143 | 180.434 | 30890.8 | 109.152 | 372.4266 | 0 | 0 | 0 | 805082 | -5.9622 | 189.847 | 30890.8 | 116.693 | 398.1565 | 0 | 0 | 0 | 860711 | -5.9623 | 199.159 | 30890.8 | 124.084 | 423.3746 | 0 | 0 | 0 | 914290 | -5.9622 | 107.5197 | 116.9327 | 126.2447
[20 empty] | 2020-09-24 16:00 | 6401 | 9 | 24 | 17 | 35236.738 | 35.2367 | 14.694 | 31110.8 | 0 | 0 | 0 | 0 | 0 | 0 | 0 | 14.694 | 31110.8 | 0 | 0 | 0 | 0 | 0 | 0 | 0 | 14.694 | 31110.8 | 0 | 0 | 0 | 0 | 0 | 0 | 0 | -20.5427 | -20.5427 | -20.5427
[20 empty] | 2020-09-24 17:00 | 6402 | 9 | 24 | 18 | 1005.796 | 1.0058 | 13.7827 | 31037.5 | 0 | 0 | 0 | 0 | 0 | 0 | 0 | 13.7827 | 31037.5 | 0 | 0 | 0 | 0 | 0 | 0 | 0 | 13.7827 | 31037.5 | 0 | 0 | 0 | 0 | 0 | 0 | 0 | 12.7769 | 12.7769 | 12.7769
[20 empty] | 2020-09-24 18:00 | 6403 | 9 | 24 | 19 | 0 | 0 | 10.3847 | 31037.5 | 0 | 0 | 0 | 0 | 0 | 0 | 0 | 10.3847 | 31037.5 | 0 | 0 | 0 | 0 | 0 | 0 | 0 | 10.3847 | 31037.5 | 0 | 0 | 0 | 0 | 0 | 0 | 0 | 10.3847 | 10.3847 | 10.3847
[20 empty] | 2020-09-24 19:00 | 6404 | 9 | 24 | 20 | 0 | 0 | 23.2394 | 8675.79 | 10.6588 | 36.3678 | 0 | 0 | 0 | 79160.8 | 0 | 23.2394 | 8675.79 | 10.6588 | 36.3678 | 0 | 0 | 0 | 79160.6 | 0 | 23.2394 | 8675.79 | 10.6589 | 36.3682 | 0 | 0 | 0 | 79161.1 | 0 | 23.2394 | 23.2394 | 23.2394
[20 empty] | 2020-09-24 20:00 | 6405 | 9 | 24 | 21 | 0 | 0 | 7.3463 | 8749.11 | 0 | 0 | 0 | 0 | 0 | 0 | 0 | 7.3463 | 8749.11 | 0 | 0 | 0 | 0 | 0 | 0 | 0 | 7.3463 | 8749.11 | 0 | 0 | 0 | 0 | 0 | 0 | 0 | 7.3463 | 7.3463 | 7.3463
[20 empty] | 2020-09-24 21:00 | 6406 | 9 | 24 | 22 | 0 | 0 | 7.3463 | 8675.79 | 0 | 0 | 0 | 0 | 0 | 0 | 0 | 7.3463 | 8675.79 | 0 | 0 | 0 | 0 | 0 | 0 | 0 | 7.3463 | 8675.79 | 0 | 0 | 0 | 0 | 0 | 0 | 0 | 7.3463 | 7.3463 | 7.3463
[20 empty] | 2020-09-24 22:00 | 6407 | 9 | 24 | 23 | 0 | 0 | 21.6878 | 8675.79 | 10.6265 | 36.2576 | 0 | 0 | 0 | 78425.8 | 0 | 21.6878 | 8675.79 | 10.6265 | 36.2576 | 0 | 0 | 0 | 78425.7 | 0 | 21.6878 | 8675.79 | 10.6265 | 36.2576 | 0 | 0 | 0 | 78426.1 | 0 | 21.6878 | 21.6878 | 21.6878
[20 empty] | 2020-09-24 23:00 | 6408 | 9 | 24 | 24 | 0 | 0 | 7.7516 | 8675.79 | 0 | 0 | 0 | 0 | 0 | 0 | 0 | 7.7516 | 8675.79 | 0 | 0 | 0 | 0 | 0 | 0 | 0 | 7.7516 | 8675.79 | 0 | 0 | 0 | 0 | 0 | 0 | 0 | 7.7516 | 7.7516 | 7.7516
[20 empty] | 2020-09-25 | 6409 | 9 | 25 | 1 | 0 | 0 | 7.7516 | 8602.46 | 0 | 0 | 0 | 0 | 0 | 0 | 0 | 7.7516 | 8602.46 | 0 | 0 | 0 | 0 | 0 | 0 | 0 | 7.7516 | 8602.46 | 0 | 0 | 0 | 0 | 0 | 0 | 0 | 7.7516 | 7.7516 | 7.7516
[20 empty] | 2020-09-25 01:00 | 6410 | 9 | 25 | 2 | 0 | 0 | 7.7516 | 8602.46 | 0 | 0 | 0 | 0 | 0 | 0 | 0 | 7.7516 | 8602.46 | 0 | 0 | 0 | 0 | 0 | 0 | 0 | 7.7516 | 8602.46 | 0 | 0 | 0 | 0 | 0 | 0 | 0 | 7.7516 | 7.7516 | 7.7516
[20 empty] | 2020-09-25 02:00 | 6411 | 9 | 25 | 3 | 0 | 0 | 22.1311 | 8675.79 | 10.6645 | 36.3873 | 0 | 0 | 0 | 78678.5 | 0 | 22.1311 | 8675.79 | 10.6645 | 36.3873 | 0 | 0 | 0 | 78678.3 | 0 | 22.1312 | 8675.79 | 10.6645 | 36.3873 | 0 | 0 | 0 | 78678.8 | 0 | 22.1311 | 22.1311 | 22.1312
[20 empty] | 2020-09-25 03:00 | 6412 | 9 | 25 | 4 | 0 | 0 | 7.7516 | 8602.46 | 0 | 0 | 0 | 0 | 0 | 0 | 0 | 7.7516 | 8602.46 | 0 | 0 | 0 | 0 | 0 | 0 | 0 | 7.7516 | 8602.46 | 0 | 0 | 0 | 0 | 0 | 0 | 0 | 7.7516 | 7.7516 | 7.7516
[20 empty] | 2020-09-25 04:00 | 6413 | 9 | 25 | 5 | 0 | 0 | 7.7516 | 8602.46 | 0 | 0 | 0 | 0 | 0 | 0 | 0 | 7.7516 | 8602.46 | 0 | 0 | 0 | 0 | 0 | 0 | 0 | 7.7516 | 8602.46 | 0 | 0 | 0 | 0 | 0 | 0 | 0 | 7.7516 | 7.7516 | 7.7516
[20 empty] | 2020-09-25 05:00 | 6414 | 9 | 25 | 6 | 0 | 0 | 7.7516 | 8895.77 | 0 | 0 | 0 | 0 | 0 | 0 | 0 | 7.7516 | 8895.77 | 0 | 0 | 0 | 0 | 0 | 0 | 0 | 7.7516 | 8895.77 | 0 | 0 | 0 | 0 | 0 | 0 | 0 | 7.7516 | 7.7516 | 7.7516
[20 empty] | 2020-09-25 06:00 | 6415 | 9 | 25 | 7 | 8224.63 | 8.2246 | 21.9668 | 8602.46 | 10.7629 | 36.723 | 0 | 0 | 0 | 78474.5 | 0 | 21.9458 | 8602.46 | 10.7629 | 36.723 | 0 | 0 | 0 | 78474.3 | 0 | 21.9458 | 8602.46 | 10.7629 | 36.723 | 0 | 0 | 0 | 78474.7 | 0 | 13.7422 | 13.7212 | 13.7212
[20 empty] | 2020-09-25 07:00 | 6416 | 9 | 25 | 8 | 48051.012 | 48.051 | 7.4679 | 8602.46 | 0 | 0 | 0 | 0 | 0 | 0 | 0 | 7.4679 | 8602.46 | 0 | 0 | 0 | 0 | 0 | 0 | 0 | 7.4679 | 8602.46 | 0 | 0 | 0 | 0 | 0 | 0 | 0 | -40.5831 | -40.5831 | -40.5831
[20 empty] | 2020-09-25 08:00 | 6417 | 9 | 25 | 9 | 18531.623 | 18.5316 | 7.4679 | 8309.16 | 0 | 0 | 0 | 0 | 0 | 0 | 0 | 7.4679 | 8309.16 | 0 | 0 | 0 | 0 | 0 | 0 | 0 | 7.4679 | 8309.16 | 0 | 0 | 0 | 0 | 0 | 0 | 0 | -11.0637 | -11.0637 | -11.0637
[20 empty] | 2020-09-25 09:00 | 6418 | 9 | 25 | 10 | 10161.202 | 10.1612 | 7.4679 | 8089.18 | 0 | 0 | 0 | 0 | 0 | 0 | 0 | 7.4679 | 8089.18 | 0 | 0 | 0 | 0 | 0 | 0 | 0 | 7.4679 | 8089.18 | 0 | 0 | 0 | 0 | 0 | 0 | 0 | -2.6933 | -2.6933 | -2.6933
[20 empty] | 2020-09-25 10:00 | 6419 | 9 | 25 | 11 | 38976.603 | 38.9766 | 22.8189 | 8089.18 | 11.636 | 39.702 | 0 | 0 | 0 | 78259.7 | 0 | 22.8188 | 8089.18 | 11.6359 | 39.7017 | 0 | 0 | 0 | 78259.5 | 0 | 22.8189 | 8089.18 | 11.636 | 39.702 | 0 | 0 | 0 | 78260.1 | 0 | -16.1577 | -16.1578 | -16.1577
[20 empty] | 2020-09-25 11:00 | 6420 | 9 | 25 | 12 | 65593.407 | 65.5934 | 7.4679 | 7722.55 | 0 | 0 | 0 | 0 | 0 | 0 | 0 | 7.4679 | 7722.55 | 0 | 0 | 0 | 0 | 0 | 0 | 0 | 7.4679 | 7722.55 | 0 | 0 | 0 | 0 | 0 | 0 | 0 | -58.1255 | -58.1255 | -58.1255
[20 empty] | 2020-09-25 12:00 | 6421 | 9 | 25 | 13 | 74615.895 | 74.6159 | 7.4679 | 7722.55 | 0 | 0 | 0 | 0 | 0 | 0 | 0 | 7.4679 | 7722.55 | 0 | 0 | 0 | 0 | 0 | 0 | 0 | 7.4679 | 7722.55 | 0 | 0 | 0 | 0 | 0 | 0 | 0 | -67.148 | -67.148 | -67.148
[20 empty] | 2020-09-25 13:00 | 6422 | 9 | 25 | 14 | 80407.415 | 80.4074 | 7.4679 | 7722.55 | 0 | 0 | 0 | 0 | 0 | 0 | 0 | 7.4679 | 7722.55 | 0 | 0 | 0 | 0 | 0 | 0 | 0 | 7.4679 | 7722.55 | 0 | 0 | 0 | 0 | 0 | 0 | 0 | -72.9395 | -72.9395 | -72.9395
[20 empty] | 2020-09-25 14:00 | 6423 | 9 | 25 | 15 | 27838.788 | 27.8388 | 23.6584 | 7649.23 | 12.4755 | 42.5664 | 0 | 0 | 0 | 78050.4 | 0 | 23.6583 | 7649.23 | 12.4754 | 42.5661 | 0 | 0 | 0 | 78050.1 | 0 | 41.5864 | 7649.23 | 27.6683 | 94.4042 | 0 | 0 | 0 | 173674 | 0 | -4.1804 | -4.1805 | 13.7476
[20 empty] | 2020-09-25 15:00 | 6424 | 9 | 25 | 16 | 47338.591 | 47.3386 | 7.4679 | 8015.86 | 0 | 0 | 0 | 0 | 0 | 0 | 0 | 17.3064 | 8015.86 | 8.2738 | 28.2301 | 0 | 0 | 0 | 55269.9 | 0 | 37.3147 | 8015.86 | 24.008 | 81.9153 | 0 | 0 | 0 | 159297 | -50.7075 | -39.8707 | -30.0322 | -10.0239
[20 empty] | 2020-09-25 16:00 | 6425 | 9 | 25 | 17 | 23602.611 | 23.6026 | 7.4679 | 8015.86 | 0 | 0 | 0 | 0 | 0 | 0 | 0 | 28.4692 | 8015.86 | 16.6108 | 56.676 | 0 | 0 | 0 | 110386 | -45.4434 | 37.5324 | 8015.86 | 24.1462 | 82.3868 | 0 | 0 | 0 | 159628 | -107.987 | -16.1347 | 4.8666 | 13.9298
[20 empty] | 2020-09-25 17:00 | 6426 | 9 | 25 | 18 | 143.458 | 0.14346 | 7.5582 | 7942.53 | 0 | 0 | 0 | 0 | 0 | 0 | 0 | 27.4944 | 7942.53 | 15.6303 | 53.3306 | 0 | 0 | 0 | 102098 | -15.967 | 36.3529 | 7942.53 | 22.9713 | 78.3781 | 0 | 0 | 0 | 150050 | -38.5177 | 7.4147 | 27.3509 | 36.2094
[20 empty] | 2020-09-25 18:00 | 6427 | 9 | 25 | 19 | 0 | 0 | 22.8349 | 8235.83 | 11.3683 | 38.7886 | 0 | 0 | 0 | 77846.4 | 0 | 22.8348 | 8235.83 | 11.3682 | 38.7883 | 0 | 0 | 0 | 77846.1 | 0 | 42.7836 | 8235.83 | 27.9005 | 95.1965 | 0 | 0 | 0 | 190911 | 0 | 22.8349 | 22.8348 | 42.7836
[20 empty] | 2020-09-25 19:00 | 6428 | 9 | 25 | 20 | 0 | 0 | 7.7516 | 8235.83 | 0 | 0 | 0 | 0 | 0 | 0 | 0 | 7.7516 | 8235.83 | 0 | 0 | 0 | 0 | 0 | 0 | 0 | 7.7516 | 8235.83 | 0 | 0 | 0 | 0 | 0 | 0 | 0 | 7.7516 | 7.7516 | 7.7516
[20 empty] | 2020-09-25 20:00 | 6429 | 9 | 25 | 21 | 0 | 0 | 7.7516 | 8382.48 | 0 | 0 | 0 | 0 | 0 | 0 | 0 | 7.7516 | 8382.48 | 0 | 0 | 0 | 0 | 0 | 0 | 0 | 7.7516 | 8382.48 | 0 | 0 | 0 | 0 | 0 | 0 | 0 | 7.7516 | 7.7516 | 7.7516
[20 empty] | 2020-09-25 21:00 | 6430 | 9 | 25 | 22 | 0 | 0 | 7.7516 | 8602.46 | 0 | 0 | 0 | 0 | 0 | 0 | 0 | 7.7516 | 8602.46 | 0 | 0 | 0 | 0 | 0 | 0 | 0 | 7.7516 | 8602.46 | 0 | 0 | 0 | 0 | 0 | 0 | 0 | 7.7516 | 7.7516 | 7.7516
[20 empty] | 2020-09-25 22:00 | 6431 | 9 | 25 | 23 | 0 | 0 | 22.1481 | 8602.46 | 10.6815 | 36.4453 | 0 | 0 | 0 | 77651.6 | 0 | 22.1481 | 8602.46 | 10.6815 | 36.4453 | 0 | 0 | 0 | 77651.2 | 0 | 22.1482 | 8602.46 | 10.6816 | 36.4456 | 0 | 0 | 0 | 77651.9 | 0 | 22.1481 | 22.1481 | 22.1482
[20 empty] | 2020-09-25 23:00 | 6432 | 9 | 25 | 24 | 0 | 0 | 7.7516 | 9115.75 | 0 | 0 | 0 | 0 | 0 | 0 | 0 | 7.7516 | 9115.75 | 0 | 0 | 0 | 0 | 0 | 0 | 0 | 7.7516 | 9115.75 | 0 | 0 | 0 | 0 | 0 | 0 | 0 | 7.7516 | 7.7516 | 7.7516
[20 empty] | 2020-09-26 | 6433 | 9 | 26 | 1 | 0 | 0 | 7.7516 | 9189.07 | 0 | 0 | 0 | 0 | 0 | 0 | 0 | 7.7516 | 9189.07 | 0 | 0 | 0 | 0 | 0 | 0 | 0 | 7.7516 | 9189.07 | 0 | 0 | 0 | 0 | 0 | 0 | 0 | 7.7516 | 7.7516 | 7.7516
[20 empty] | 2020-09-26 01:00 | 6434 | 9 | 26 | 2 | 0 | 0 | 7.7516 | 9189.07 | 0 | 0 | 0 | 0 | 0 | 0 | 0 | 7.7516 | 9189.07 | 0 | 0 | 0 | 0 | 0 | 0 | 0 | 7.7516 | 9189.07 | 0 | 0 | 0 | 0 | 0 | 0 | 0 | 7.7516 | 7.7516 | 7.7516
[20 empty] | 2020-09-26 02:00 | 6435 | 9 | 26 | 3 | 0 | 0 | 21.6203 | 9262.4 | 10.1537 | 34.6444 | 0 | 0 | 0 | 77475.4 | 0 | 21.6202 | 9262.4 | 10.1536 | 34.6441 | 0 | 0 | 0 | 77475 | 0 | 21.6203 | 9262.4 | 10.1537 | 34.6444 | 0 | 0 | 0 | 77475.8 | 0 | 21.6203 | 21.6202 | 21.6203
[20 empty] | 2020-09-26 03:00 | 6436 | 9 | 26 | 4 | 0 | 0 | 7.7516 | 9335.73 | 0 | 0 | 0 | 0 | 0 | 0 | 0 | 7.7516 | 9335.73 | 0 | 0 | 0 | 0 | 0 | 0 | 0 | 7.7516 | 9335.73 | 0 | 0 | 0 | 0 | 0 | 0 | 0 | 7.7516 | 7.7516 | 7.7516
[20 empty] | 2020-09-26 04:00 | 6437 | 9 | 26 | 5 | 0 | 0 | 7.7516 | 9335.73 | 0 | 0 | 0 | 0 | 0 | 0 | 0 | 7.7516 | 9335.73 | 0 | 0 | 0 | 0 | 0 | 0 | 0 | 7.7516 | 9335.73 | 0 | 0 | 0 | 0 | 0 | 0 | 0 | 7.7516 | 7.7516 | 7.7516
[20 empty] | 2020-09-26 05:00 | 6438 | 9 | 26 | 6 | 0 | 0 | 7.7516 | 9335.73 | 0 | 0 | 0 | 0 | 0 | 0 | 0 | 7.7516 | 9335.73 | 0 | 0 | 0 | 0 | 0 | 0 | 0 | 7.7516 | 9335.73 | 0 | 0 | 0 | 0 | 0 | 0 | 0 | 7.7516 | 7.7516 | 7.7516
[20 empty] | 2020-09-26 06:00 | 6439 | 9 | 26 | 7 | 21067.855 | 21.0679 | 21.3851 | 9335.73 | 10.1309 | 34.5666 | 0 | 0 | 0 | 77301.7 | 0 | 21.3558 | 9335.73 | 10.1308 | 34.5663 | 0 | 0 | 0 | 77301.3 | 0 | 21.3324 | 9335.73 | 10.1309 | 34.5666 | 0 | 0 | 0 | 77302 | 0 | 0.31725 | 0.28795 | 0.26455
[20 empty] | 2020-09-26 07:00 | 6440 | 9 | 26 | 8 | 91468.802 | 91.4688 | 7.4679 | 9335.73 | 0 | 0 | 0 | 0 | 0 | 0 | 0 | 7.4679 | 9335.73 | 0 | 0 | 0 | 0 | 0 | 0 | 0 | 7.4679 | 9335.73 | 0 | 0 | 0 | 0 | 0 | 0 | 0 | -84.0009 | -84.0009 | -84.0009
[20 empty] | 2020-09-26 08:00 | 6441 | 9 | 26 | 9 | 160619.12 | 160.6191 | 7.4679 | 9042.42 | 0 | 0 | 0 | 0 | 0 | 0 | 0 | 7.4679 | 9042.42 | 0 | 0 | 0 | 0 | 0 | 0 | 0 | 7.4679 | 9042.42 | 0 | 0 | 0 | 0 | 0 | 0 | 0 | -153.1512 | -153.1512 | -153.1512
[20 empty] | 2020-09-26 09:00 | 6442 | 9 | 26 | 10 | 209618.8 | 209.6188 | 7.4679 | 8675.79 | 0 | 0 | 0 | 0 | 0 | 0 | 0 | 7.4679 | 8675.79 | 0 | 0 | 0 | 0 | 0 | 0 | 0 | 7.4679 | 8675.79 | 0 | 0 | 0 | 0 | 0 | 0 | 0 | -202.1509 | -202.1509 | -202.1509
[20 empty] | 2020-09-26 10:00 | 6443 | 9 | 26 | 11 | 242852.222 | 242.8522 | 21.666 | 8675.79 | 10.4831 | 35.7683 | 0 | 0 | 0 | 77139.4 | 0 | 21.6659 | 8675.79 | 10.483 | 35.768 | 0 | 0 | 0 | 77138.9 | 0 | 21.666 | 8675.79 | 10.4831 | 35.7683 | 0 | 0 | 0 | 77139.5 | 0 | -221.1862 | -221.1863 | -221.1862
[20 empty] | 2020-09-26 11:00 | 6444 | 9 | 26 | 12 | 254278.945 | 254.2789 | 7.4679 | 8749.11 | 0 | 0 | 0 | 0 | 0 | 0 | 0 | 7.4679 | 8749.11 | 0 | 0 | 0 | 0 | 0 | 0 | 0 | 7.4679 | 8749.11 | 0 | 0 | 0 | 0 | 0 | 0 | 0 | -246.8111 | -246.8111 | -246.8111
[20 empty] | 2020-09-26 12:00 | 6445 | 9 | 26 | 13 | 248442.988 | 248.443 | 7.4679 | 8749.11 | 0 | 0 | 0 | 0 | 0 | 0 | 0 | 7.4679 | 8749.11 | 0 | 0 | 0 | 0 | 0 | 0 | 0 | 7.4679 | 8749.11 | 0 | 0 | 0 | 0 | 0 | 0 | 0 | -240.9751 | -240.9751 | -240.9751
[20 empty] | 2020-09-26 13:00 | 6446 | 9 | 26 | 14 | 225002.05 | 225.002 | 7.4679 | 8749.11 | 0 | 0 | 0 | 0 | 0 | 0 | 0 | 7.4679 | 8749.11 | 0 | 0 | 0 | 0 | 0 | 0 | 0 | 7.4679 | 8749.11 | 0 | 0 | 0 | 0 | 0 | 0 | 0 | -217.5342 | -217.5342 | -217.5342
[20 empty] | 2020-09-26 14:00 | 6447 | 9 | 26 | 15 | 185142.138 | 185.1421 | 21.5127 | 8749.11 | 10.3298 | 35.2453 | 0 | 0 | 0 | 76974 | 0 | 21.5126 | 8749.11 | 10.3297 | 35.2449 | 0 | 0 | 0 | 76973.6 | 0 | 21.5127 | 8749.11 | 10.3298 | 35.2453 | 0 | 0 | 0 | 76974.1 | 0 | -163.6294 | -163.6295 | -163.6294
[20 empty] | 2020-09-26 15:00 | 6448 | 9 | 26 | 16 | 128254.686 | 128.2547 | 7.4757 | 8749.11 | 0 | 0 | 0 | 0 | 0 | 0 | 0 | 7.4679 | 8749.11 | 0 | 0 | 0 | 0 | 0 | 0 | 0 | 7.4679 | 8749.11 | 0 | 0 | 0 | 0 | 0 | 0 | 0 | -120.779 | -120.7868 | -120.7868
[20 empty] | 2020-09-26 16:00 | 6449 | 9 | 26 | 17 | 55841.416 | 55.8414 | 7.4709 | 8749.11 | 0 | 0 | 0 | 0 | 0 | 0 | 0 | 7.4679 | 8749.11 | 0 | 0 | 0 | 0 | 0 | 0 | 0 | 7.4679 | 8749.11 | 0 | 0 | 0 | 0 | 0 | 0 | 0 | -48.3705 | -48.3735 | -48.3735
[20 empty] | 2020-09-26 17:00 | 6450 | 9 | 26 | 18 | 1279.002 | 1.279 | 7.6078 | 8895.77 | 0 | 0 | 0 | 0 | 0 | 0 | 0 | 7.5854 | 8895.77 | 0 | 0 | 0 | 0 | 0 | 0 | 0 | 7.5669 | 8895.77 | 0 | 0 | 0 | 0 | 0 | 0 | 0 | 6.3288 | 6.3064 | 6.2879
[20 empty] | 2020-09-26 18:00 | 6451 | 9 | 26 | 19 | 0 | 0 | 21.5348 | 8895.77 | 10.0682 | 34.3527 | 0 | 0 | 0 | 76821.6 | 0 | 21.5348 | 8895.77 | 10.0682 | 34.3527 | 0 | 0 | 0 | 76821.2 | 0 | 21.5349 | 8895.77 | 10.0682 | 34.3527 | 0 | 0 | 0 | 76821.7 | 0 | 21.5348 | 21.5348 | 21.5349
[20 empty] | 2020-09-26 19:00 | 6452 | 9 | 26 | 20 | 0 | 0 | 7.7516 | 8895.77 | 0 | 0 | 0 | 0 | 0 | 0 | 0 | 7.7516 | 8895.77 | 0 | 0 | 0 | 0 | 0 | 0 | 0 | 7.7516 | 8895.77 | 0 | 0 | 0 | 0 | 0 | 0 | 0 | 7.7516 | 7.7516 | 7.7516
[20 empty] | 2020-09-26 20:00 | 6453 | 9 | 26 | 21 | 0 | 0 | 7.7516 | 9042.42 | 0 | 0 | 0 | 0 | 0 | 0 | 0 | 7.7516 | 9042.42 | 0 | 0 | 0 | 0 | 0 | 0 | 0 | 7.7516 | 9042.42 | 0 | 0 | 0 | 0 | 0 | 0 | 0 | 7.7516 | 7.7516 | 7.7516
[20 empty] | 2020-09-26 21:00 | 6454 | 9 | 26 | 22 | 0 | 0 | 7.7516 | 9335.73 | 0 | 0 | 0 | 0 | 0 | 0 | 0 | 7.7516 | 9335.73 | 0 | 0 | 0 | 0 | 0 | 0 | 0 | 7.7516 | 9335.73 | 0 | 0 | 0 | 0 | 0 | 0 | 0 | 7.7516 | 7.7516 | 7.7516
[20 empty] | 2020-09-26 22:00 | 6455 | 9 | 26 | 23 | 0 | 0 | 21.514 | 9335.73 | 10.0474 | 34.2817 | 0 | 0 | 0 | 76671.3 | 0 | 21.5139 | 9335.73 | 10.0473 | 34.2814 | 0 | 0 | 0 | 76670.9 | 0 | 21.514 | 9335.73 | 10.0474 | 34.2817 | 0 | 0 | 0 | 76671.4 | 0 | 21.514 | 21.5139 | 21.514
[20 empty] | 2020-09-26 23:00 | 6456 | 9 | 26 | 24 | 0 | 0 | 7.3463 | 9409.05 | 0 | 0 | 0 | 0 | 0 | 0 | 0 | 7.3463 | 9409.05 | 0 | 0 | 0 | 0 | 0 | 0 | 0 | 7.3463 | 9409.05 | 0 | 0 | 0 | 0 | 0 | 0 | 0 | 7.3463 | 7.3463 | 7.3463
[20 empty] | 2020-09-27 | 6457 | 9 | 27 | 1 | 0 | 0 | 7.3463 | 9409.05 | 0 | 0 | 0 | 0 | 0 | 0 | 0 | 7.3463 | 9409.05 | 0 | 0 | 0 | 0 | 0 | 0 | 0 | 7.3463 | 9409.05 | 0 | 0 | 0 | 0 | 0 | 0 | 0 | 7.3463 | 7.3463 | 7.3463
[20 empty] | 2020-09-27 01:00 | 6458 | 9 | 27 | 2 | 0 | 0 | 7.3463 | 9409.05 | 0 | 0 | 0 | 0 | 0 | 0 | 0 | 7.3463 | 9409.05 | 0 | 0 | 0 | 0 | 0 | 0 | 0 | 7.3463 | 9409.05 | 0 | 0 | 0 | 0 | 0 | 0 | 0 | 7.3463 | 7.3463 | 7.3463
[20 empty] | 2020-09-27 02:00 | 6459 | 9 | 27 | 3 | 0 | 0 | 21.0898 | 9409.05 | 10.0285 | 34.2172 | 0 | 0 | 0 | 76527 | 0 | 21.0898 | 9409.05 | 10.0285 | 34.2172 | 0 | 0 | 0 | 76526.6 | 0 | 21.0898 | 9409.05 | 10.0285 | 34.2172 | 0 | 0 | 0 | 76527.1 | 0 | 21.0898 | 21.0898 | 21.0898
[20 empty] | 2020-09-27 03:00 | 6460 | 9 | 27 | 4 | 0 | 0 | 7.3463 | 9409.05 | 0 | 0 | 0 | 0 | 0 | 0 | 0 | 7.3463 | 9409.05 | 0 | 0 | 0 | 0 | 0 | 0 | 0 | 7.3463 | 9409.05 | 0 | 0 | 0 | 0 | 0 | 0 | 0 | 7.3463 | 7.3463 | 7.3463
[20 empty] | 2020-09-27 04:00 | 6461 | 9 | 27 | 5 | 0 | 0 | 8.8655 | 9409.05 | 0 | 0 | 0 | 0 | 0 | 0 | 0 | 8.8655 | 9409.05 | 0 | 0 | 0 | 0 | 0 | 0 | 0 | 8.8655 | 9409.05 | 0 | 0 | 0 | 0 | 0 | 0 | 0 | 8.8655 | 8.8655 | 8.8655
[20 empty] | 2020-09-27 05:00 | 6462 | 9 | 27 | 6 | 0 | 0 | 55.111 | 31697.5 | 34.4329 | 117.4851 | 0 | 0 | 0 | 262914 | 0 | 73.7642 | 31697.5 | 49.5358 | 169.0161 | 0 | 0 | 0 | 378117 | 0 | 77.8862 | 31697.5 | 52.9788 | 180.7637 | 0 | 0 | 0 | 404375 | 0 | 55.111 | 73.7642 | 77.8862
[20 empty] | 2020-09-27 06:00 | 6463 | 9 | 27 | 7 | 21057.291 | 21.0573 | 164.023 | 81406.5 | 62.885 | 214.5636 | 0 | 0 | 0 | 480127 | -97.6825 | 166.504 | 81406.5 | 65.4348 | 223.2635 | 0 | 0 | 0 | 499603 | -107.759 | 169.9 | 81406.5 | 68.5343 | 233.839 | 0 | 0 | 0 | 523252 | -124.176 | 142.9657 | 145.4467 | 148.8427
[20 empty] | 2020-09-27 07:00 | 6464 | 9 | 27 | 8 | 92272.179 | 92.2722 | 187.787 | 81406.5 | 54.9282 | 187.415 | 0 | 0 | 0 | 419156 | -86.6883 | 190.279 | 81406.5 | 57.6031 | 196.5418 | 0 | 0 | 0 | 439564 | -103.376 | 193.67 | 81406.5 | 60.8048 | 207.466 | 0 | 0 | 0 | 463994 | -102.313 | 95.5148 | 98.0068 | 101.3978
[20 empty] | 2020-09-27 08:00 | 6465 | 9 | 27 | 9 | 162195.394 | 162.1954 | 200.871 | 56549.2 | 66.6934 | 227.5579 | 0 | 0 | 0 | 508975 | -7.1009 | 203.334 | 56549.2 | 69.5614 | 237.3435 | 0 | 0 | 0 | 530863 | -7.8999 | 205.405 | 56549.2 | 72.0082 | 245.692 | 0 | 0 | 0 | 549535 | -6.2926 | 38.6756 | 41.1386 | 43.2096
[20 empty] | 2020-09-27 09:00 | 6466 | 9 | 27 | 10 | 209361.301 | 209.3613 | 216.108 | 56402.5 | 81.1393 | 276.8473 | 0 | 0 | 0 | 621530 | -20.7525 | 219.189 | 56402.5 | 84.5211 | 288.386 | 0 | 0 | 0 | 647333 | -25.4507 | 221.738 | 56402.5 | 87.4371 | 298.3354 | 0 | 0 | 0 | 669584 | -26.2069 | 6.7467 | 9.8277 | 12.3767
[20 empty] | 2020-09-27 10:00 | 6467 | 9 | 27 | 11 | 237769.043 | 237.769 | 183.296 | 126659 | 71.6596 | 244.5026 | 0 | 0 | 0 | 546994 | 0 | 186.325 | 126659 | 75.0962 | 256.2282 | 0 | 0 | 0 | 573218 | 0 | 188.931 | 126659 | 77.8728 | 265.702 | 0 | 0 | 0 | 594407 | 0 | -54.473 | -51.444 | -48.838
[20 empty] | 2020-09-27 11:00 | 6468 | 9 | 27 | 12 | 247385.865 | 247.3859 | 241.053 | 126659 | 101.398 | 345.97 | 0 | 0 | 0 | 801204 | -132.376 | 244.958 | 126659 | 105.47 | 359.8636 | 0 | 0 | 0 | 831604 | -231.801 | 248.572 | 126659 | 109.002 | 371.9148 | 0 | 0 | 0 | 858560 | -285.888 | -6.3329 | -2.4279 | 1.1861
[20 empty] | 2020-09-27 12:00 | 6469 | 9 | 27 | 13 | 239553.371 | 239.5534 | 179.185 | 88955.4 | 90.725 | 309.5537 | 0 | 0 | 0 | 700379 | 0 | 183.085 | 88955.4 | 94.6193 | 322.8411 | 0 | 0 | 0 | 730094 | 0 | 186.674 | 88955.4 | 97.9835 | 334.3197 | 0 | 0 | 0 | 755778 | 0 | -60.3684 | -56.4684 | -52.8794
[20 empty] | 2020-09-27 13:00 | 6470 | 9 | 27 | 14 | 216456.006 | 216.456 | 168.844 | 56182.4 | 86.1777 | 294.0383 | 0 | 0 | 0 | 658931 | -1.7345 | 172.589 | 56182.4 | 89.978 | 307.0049 | 0 | 0 | 0 | 687930 | -1.7732 | 176.164 | 56182.4 | 93.3262 | 318.429 | 0 | 0 | 0 | 713489 | -1.8049 | -47.612 | -43.867 | -40.292
[20 empty] | 2020-09-27 14:00 | 6471 | 9 | 27 | 15 | 178677.121 | 178.6771 | 158.239 | 55962.4 | 91.3664 | 311.7422 | 0 | 0 | 0 | 687014 | -2.5934 | 162.85 | 55962.4 | 95.7238 | 326.6096 | 0 | 0 | 0 | 719518 | -10.1814 | 167.731 | 55962.4 | 100.318 | 342.285 | 0 | 0 | 0 | 753816 | -21.4166 | -20.4381 | -15.8271 | -10.9461
[20 empty] | 2020-09-27 15:00 | 6472 | 9 | 27 | 16 | 125137.563 | 125.1376 | 151.24 | 31110.8 | 86.4691 | 295.0326 | 0 | 0 | 0 | 651262 | -35.4796 | 155.916 | 31110.8 | 90.7343 | 309.5854 | 0 | 0 | 0 | 683065 | -67.4579 | 160.908 | 31110.8 | 95.3555 | 325.353 | 0 | 0 | 0 | 717580 | -99.923 | 26.1024 | 30.7784 | 35.7704
[20 empty] | 2020-09-27 16:00 | 6473 | 9 | 27 | 17 | 54279.407 | 54.2794 | 14.694 | 31110.8 | 0 | 0 | 0 | 0 | 0 | 0 | 0 | 14.694 | 31110.8 | 0 | 0 | 0 | 0 | 0 | 0 | 0 | 14.694 | 31110.8 | 0 | 0 | 0 | 0 | 0 | 0 | 0 | -39.5854 | -39.5854 | -39.5854
[20 empty] | 2020-09-27 17:00 | 6474 | 9 | 27 | 18 | 829.29 | 0.82929 | 13.7827 | 31184.1 | 0 | 0 | 0 | 0 | 0 | 0 | 0 | 13.7827 | 31184.1 | 0 | 0 | 0 | 0 | 0 | 0 | 0 | 13.7827 | 31184.1 | 0 | 0 | 0 | 0 | 0 | 0 | 0 | 12.9534 | 12.9534 | 12.9534
[20 empty] | 2020-09-27 18:00 | 6475 | 9 | 27 | 19 | 0 | 0 | 24.5854 | 31110.8 | 10.4856 | 35.7769 | 0 | 0 | 0 | 78738.2 | 0 | 24.5854 | 31110.8 | 10.4856 | 35.7769 | 0 | 0 | 0 | 78737.9 | 0 | 24.5854 | 31110.8 | 10.4857 | 35.7772 | 0 | 0 | 0 | 78738.5 | 0 | 24.5854 | 24.5854 | 24.5854
[20 empty] | 2020-09-27 19:00 | 6476 | 9 | 27 | 20 | 0 | 0 | 8.8655 | 8749.11 | 0 | 0 | 0 | 0 | 0 | 0 | 0 | 8.8655 | 8749.11 | 0 | 0 | 0 | 0 | 0 | 0 | 0 | 8.8655 | 8749.11 | 0 | 0 | 0 | 0 | 0 | 0 | 0 | 8.8655 | 8.8655 | 8.8655
[20 empty] | 2020-09-27 20:00 | 6477 | 9 | 27 | 21 | 0 | 0 | 7.3463 | 8749.11 | 0 | 0 | 0 | 0 | 0 | 0 | 0 | 7.3463 | 8749.11 | 0 | 0 | 0 | 0 | 0 | 0 | 0 | 7.3463 | 8749.11 | 0 | 0 | 0 | 0 | 0 | 0 | 0 | 7.3463 | 7.3463 | 7.3463
[20 empty] | 2020-09-27 21:00 | 6478 | 9 | 27 | 22 | 0 | 0 | 21.4167 | 8749.11 | 10.3554 | 35.3326 | 0 | 0 | 0 | 77315.8 | 0 | 21.4167 | 8749.11 | 10.3554 | 35.3326 | 0 | 0 | 0 | 77315.5 | 0 | 21.4167 | 8749.11 | 10.3554 | 35.3326 | 0 | 0 | 0 | 77316 | 0 | 21.4167 | 21.4167 | 21.4167
[20 empty] | 2020-09-27 22:00 | 6479 | 9 | 27 | 23 | 0 | 0 | 7.3463 | 8749.11 | 0 | 0 | 0 | 0 | 0 | 0 | 0 | 7.3463 | 8749.11 | 0 | 0 | 0 | 0 | 0 | 0 | 0 | 7.3463 | 8749.11 | 0 | 0 | 0 | 0 | 0 | 0 | 0 | 7.3463 | 7.3463 | 7.3463
[20 empty] | 2020-09-27 23:00 | 6480 | 9 | 27 | 24 | 0 | 0 | 7.3463 | 8749.11 | 0 | 0 | 0 | 0 | 0 | 0 | 0 | 7.3463 | 8749.11 | 0 | 0 | 0 | 0 | 0 | 0 | 0 | 7.3463 | 8749.11 | 0 | 0 | 0 | 0 | 0 | 0 | 0 | 7.3463 | 7.3463 | 7.3463
[20 empty] | 2020-09-28 | 6481 | 9 | 28 | 1 | 0 | 0 | 21.3789 | 8749.11 | 10.3176 | 35.2037 | 0 | 0 | 0 | 77010 | 0 | 21.3788 | 8749.11 | 10.3175 | 35.2033 | 0 | 0 | 0 | 77009.8 | 0 | 21.3789 | 8749.11 | 10.3176 | 35.2037 | 0 | 0 | 0 | 77010.2 | 0 | 21.3789 | 21.3788 | 21.3789
[20 empty] | 2020-09-28 01:00 | 6482 | 9 | 28 | 2 | 0 | 0 | 7.3463 | 8749.11 | 0 | 0 | 0 | 0 | 0 | 0 | 0 | 7.3463 | 8749.11 | 0 | 0 | 0 | 0 | 0 | 0 | 0 | 7.3463 | 8749.11 | 0 | 0 | 0 | 0 | 0 | 0 | 0 | 7.3463 | 7.3463 | 7.3463
[20 empty] | 2020-09-28 02:00 | 6483 | 9 | 28 | 3 | 0 | 0 | 7.3463 | 8749.11 | 0 | 0 | 0 | 0 | 0 | 0 | 0 | 7.3463 | 8749.11 | 0 | 0 | 0 | 0 | 0 | 0 | 0 | 7.3463 | 8749.11 | 0 | 0 | 0 | 0 | 0 | 0 | 0 | 7.3463 | 7.3463 | 7.3463
[20 empty] | 2020-09-28 03:00 | 6484 | 9 | 28 | 4 | 0 | 0 | 7.3463 | 8749.11 | 0 | 0 | 0 | 0 | 0 | 0 | 0 | 7.3463 | 8749.11 | 0 | 0 | 0 | 0 | 0 | 0 | 0 | 7.3463 | 8749.11 | 0 | 0 | 0 | 0 | 0 | 0 | 0 | 7.3463 | 7.3463 | 7.3463
[20 empty] | 2020-09-28 04:00 | 6485 | 9 | 28 | 5 | 0 | 0 | 22.9382 | 8749.11 | 10.3576 | 35.3401 | 0 | 0 | 0 | 77318.1 | 0 | 22.9381 | 8749.11 | 10.3576 | 35.3401 | 0 | 0 | 0 | 77317.8 | 0 | 22.9382 | 8749.11 | 10.3576 | 35.3401 | 0 | 0 | 0 | 77318.3 | 0 | 22.9382 | 22.9381 | 22.9382
[20 empty] | 2020-09-28 05:00 | 6486 | 9 | 28 | 6 | 0 | 0 | 11.0361 | 31110.8 | 0 | 0 | 0 | 0 | 0 | 0 | 0 | 11.0361 | 31110.8 | 0 | 0 | 0 | 0 | 0 | 0 | 0 | 11.0361 | 31110.8 | 0 | 0 | 0 | 0 | 0 | 0 | 0 | 11.0361 | 11.0361 | 11.0361
[20 empty] | 2020-09-28 06:00 | 6487 | 9 | 28 | 7 | 19252.162 | 19.2522 | 199.778 | 80819.5 | 99.6724 | 340.0822 | 0 | 0 | 0 | 795606 | -10.4873 | 203.036 | 80819.5 | 102.964 | 351.3132 | 0 | 0 | 0 | 820121 | -10.5092 | 206.08 | 80819.5 | 105.99 | 361.6379 | 0 | 0 | 0 | 842684 | -10.5329 | 180.5258 | 183.7838 | 186.8278
[20 empty] | 2020-09-28 07:00 | 6488 | 9 | 28 | 8 | 87187.793 | 87.1878 | 220.033 | 80819.5 | 96.1777 | 328.1583 | 0 | 0 | 0 | 725773 | -406.583 | 222.994 | 80819.5 | 99.6374 | 339.9628 | 0 | 0 | 0 | 751596 | -415.566 | 225.413 | 80819.5 | 102.355 | 349.2353 | 0 | 0 | 0 | 771852 | -242.772 | 132.8452 | 135.8062 | 138.2252
[20 empty] | 2020-09-28 08:00 | 6489 | 9 | 28 | 9 | 154036.86 | 154.0369 | 227.096 | 55962.4 | 95.358 | 325.3615 | 0 | 0 | 0 | 736126 | -66.5906 | 229.343 | 55962.4 | 98.2635 | 335.2751 | 0 | 0 | 0 | 757796 | -53.1782 | 231.409 | 55962.4 | 100.813 | 343.974 | 0 | 0 | 0 | 776818 | -37.1114 | 73.0591 | 75.3061 | 77.3721
[20 empty] | 2020-09-28 09:00 | 6490 | 9 | 28 | 10 | 174390.832 | 174.3908 | 230.135 | 55962.4 | 97.2547 | 331.833 | 0 | 0 | 0 | 750615 | -51.1728 | 232.419 | 55962.4 | 100.138 | 341.6709 | 0 | 0 | 0 | 772114 | -44.6819 | 234.647 | 55962.4 | 102.651 | 350.2452 | 0 | 0 | 0 | 790866 | -54.0541 | 55.7442 | 58.0282 | 60.2562
[20 empty] | 2020-09-28 10:00 | 6491 | 9 | 28 | 11 | 191465.078 | 191.4651 | 209.517 | 126659 | 96.1551 | 328.0812 | 0 | 0 | 0 | 746259 | -2.239 | 212.151 | 126659 | 98.8621 | 337.3175 | 0 | 0 | 0 | 766447 | -7.9314 | 215.303 | 126659 | 101.987 | 347.9796 | 0 | 0 | 0 | 789780 | -9.7911 | 18.0519 | 20.6859 | 23.8379
[20 empty] | 2020-09-28 11:00 | 6492 | 9 | 28 | 12 | 213104.279 | 213.1043 | 239.645 | 126659 | 101.345 | 345.7891 | 0 | 0 | 0 | 792797 | -138.901 | 242.983 | 126659 | 104.547 | 356.7144 | 0 | 0 | 0 | 816676 | -210.716 | 246.302 | 126659 | 107.624 | 367.2131 | 0 | 0 | 0 | 839634 | -323.151 | 26.5407 | 29.8787 | 33.1977
[20 empty] | 2020-09-28 12:00 | 6493 | 9 | 28 | 13 | 216564.1 | 216.5641 | 195.527 | 88111.2 | 106.221 | 362.4261 | 0 | 0 | 0 | 825279 | -13.0201 | 199.193 | 88111.2 | 109.652 | 374.1326 | 0 | 0 | 0 | 850564 | -20.1655 | 203.305 | 88111.2 | 113.53 | 387.3644 | 0 | 0 | 0 | 879177 | -28.6931 | -21.0371 | -17.3711 | -13.2591
[20 empty] | 2020-09-28 13:00 | 6494 | 9 | 28 | 14 | 220593.414 | 220.5934 | 190.057 | 55889 | 107.523 | 366.8685 | 0 | 0 | 0 | 809365 | -35.8523 | 193.931 | 55889 | 111.127 | 379.1653 | 0 | 0 | 0 | 835942 | -56.2499 | 198.136 | 55889 | 115.034 | 392.496 | 0 | 0 | 0 | 864791 | -90.7363 | -30.5364 | -26.6624 | -22.4574
[20 empty] | 2020-09-28 14:00 | 6495 | 9 | 28 | 15 | 181506.063 | 181.5061 | 162.384 | 55889 | 96.4241 | 328.999 | 0 | 0 | 0 | 727179 | 0 | 166.987 | 55889 | 99.408 | 339.1801 | 0 | 0 | 0 | 749172 | -9.3001 | 171.121 | 55889 | 103.113 | 351.8216 | 0 | 0 | 0 | 776551 | -31.4025 | -19.1221 | -14.5191 | -10.3851
[20 empty] | 2020-09-28 15:00 | 6496 | 9 | 28 | 16 | 123932.992 | 123.933 | 154.45 | 31037.5 | 89.3454 | 304.8465 | 0 | 0 | 0 | 671814 | -5.2651 | 156.248 | 31037.5 | 92.2111 | 314.6243 | 0 | 0 | 0 | 692872 | 0 | 159.917 | 31037.5 | 95.5992 | 326.1845 | 0 | 0 | 0 | 717847 | 0 | 30.517 | 32.315 | 35.984
[20 empty] | 2020-09-28 16:00 | 6497 | 9 | 28 | 17 | 47067.639 | 47.0676 | 14.694 | 31037.5 | 0 | 0 | 0 | 0 | 0 | 0 | 0 | 14.694 | 31037.5 | 0 | 0 | 0 | 0 | 0 | 0 | 0 | 14.694 | 31037.5 | 0 | 0 | 0 | 0 | 0 | 0 | 0 | -32.3736 | -32.3736 | -32.3736
[20 empty] | 2020-09-28 17:00 | 6498 | 9 | 28 | 18 | 300.71 | 0.30071 | 13.7827 | 31110.8 | 0 | 0 | 0 | 0 | 0 | 0 | 0 | 13.7827 | 31110.8 | 0 | 0 | 0 | 0 | 0 | 0 | 0 | 13.7827 | 31110.8 | 0 | 0 | 0 | 0 | 0 | 0 | 0 | 13.482 | 13.482 | 13.482
[20 empty] | 2020-09-28 18:00 | 6499 | 9 | 28 | 19 | 0 | 0 | 24.3492 | 31184.1 | 10.2494 | 34.971 | 0 | 0 | 0 | 77804.4 | 0 | 24.3492 | 31184.1 | 10.2494 | 34.971 | 0 | 0 | 0 | 77804.5 | 0 | 24.3492 | 31184.1 | 10.2495 | 34.9713 | 0 | 0 | 0 | 77804.9 | 0 | 24.3492 | 24.3492 | 24.3492
[20 empty] | 2020-09-28 19:00 | 6500 | 9 | 28 | 20 | 0 | 0 | 8.8655 | 8822.44 | 0 | 0 | 0 | 0 | 0 | 0 | 0 | 8.8655 | 8822.44 | 0 | 0 | 0 | 0 | 0 | 0 | 0 | 8.8655 | 8822.44 | 0 | 0 | 0 | 0 | 0 | 0 | 0 | 8.8655 | 8.8655 | 8.8655
[20 empty] | 2020-09-28 20:00 | 6501 | 9 | 28 | 21 | 0 | 0 | 7.3463 | 8822.44 | 0 | 0 | 0 | 0 | 0 | 0 | 0 | 7.3463 | 8822.44 | 0 | 0 | 0 | 0 | 0 | 0 | 0 | 7.3463 | 8822.44 | 0 | 0 | 0 | 0 | 0 | 0 | 0 | 7.3463 | 7.3463 | 7.3463
[20 empty] | 2020-09-28 21:00 | 6502 | 9 | 28 | 22 | 0 | 0 | 7.3463 | 8895.77 | 0 | 0 | 0 | 0 | 0 | 0 | 0 | 7.3463 | 8895.77 | 0 | 0 | 0 | 0 | 0 | 0 | 0 | 7.3463 | 8895.77 | 0 | 0 | 0 | 0 | 0 | 0 | 0 | 7.3463 | 7.3463 | 7.3463
[20 empty] | 2020-09-28 22:00 | 6503 | 9 | 28 | 23 | 0 | 0 | 21.3098 | 8895.77 | 10.2485 | 34.9679 | 0 | 0 | 0 | 78271.6 | 0 | 21.3098 | 8895.77 | 10.2485 | 34.9679 | 0 | 0 | 0 | 78271.8 | 0 | 21.3099 | 8895.77 | 10.2486 | 34.9682 | 0 | 0 | 0 | 78272.1 | 0 | 21.3098 | 21.3098 | 21.3099
[20 empty] | 2020-09-28 23:00 | 6504 | 9 | 28 | 24 | 0 | 0 | 7.3463 | 8969.09 | 0 | 0 | 0 | 0 | 0 | 0 | 0 | 7.3463 | 8969.09 | 0 | 0 | 0 | 0 | 0 | 0 | 0 | 7.3463 | 8969.09 | 0 | 0 | 0 | 0 | 0 | 0 | 0 | 7.3463 | 7.3463 | 7.3463
[20 empty] | 2020-09-29 | 6505 | 9 | 29 | 1 | 0 | 0 | 7.3463 | 8969.09 | 0 | 0 | 0 | 0 | 0 | 0 | 0 | 7.3463 | 8969.09 | 0 | 0 | 0 | 0 | 0 | 0 | 0 | 7.3463 | 8969.09 | 0 | 0 | 0 | 0 | 0 | 0 | 0 | 7.3463 | 7.3463 | 7.3463
[20 empty] | 2020-09-29 01:00 | 6506 | 9 | 29 | 2 | 0 | 0 | 21.2126 | 8969.09 | 10.1513 | 34.6362 | 0 | 0 | 0 | 77494.3 | 0 | 21.2126 | 8969.09 | 10.1513 | 34.6362 | 0 | 0 | 0 | 77494.6 | 0 | 21.2126 | 8969.09 | 10.1513 | 34.6362 | 0 | 0 | 0 | 77494.9 | 0 | 21.2126 | 21.2126 | 21.2126
[20 empty] | 2020-09-29 02:00 | 6507 | 9 | 29 | 3 | 0 | 0 | 7.3463 | 9115.75 | 0 | 0 | 0 | 0 | 0 | 0 | 0 | 7.3463 | 9115.75 | 0 | 0 | 0 | 0 | 0 | 0 | 0 | 7.3463 | 9115.75 | 0 | 0 | 0 | 0 | 0 | 0 | 0 | 7.3463 | 7.3463 | 7.3463
[20 empty] | 2020-09-29 03:00 | 6508 | 9 | 29 | 4 | 0 | 0 | 7.3463 | 9262.4 | 0 | 0 | 0 | 0 | 0 | 0 | 0 | 7.3463 | 9262.4 | 0 | 0 | 0 | 0 | 0 | 0 | 0 | 7.3463 | 9262.4 | 0 | 0 | 0 | 0 | 0 | 0 | 0 | 7.3463 | 7.3463 | 7.3463
[20 empty] | 2020-09-29 04:00 | 6509 | 9 | 29 | 5 | 0 | 0 | 8.8655 | 9262.4 | 0 | 0 | 0 | 0 | 0 | 0 | 0 | 8.8655 | 9262.4 | 0 | 0 | 0 | 0 | 0 | 0 | 0 | 8.8655 | 9262.4 | 0 | 0 | 0 | 0 | 0 | 0 | 0 | 8.8655 | 8.8655 | 8.8655
[20 empty] | 2020-09-29 05:00 | 6510 | 9 | 29 | 6 | 0 | 0 | 24.9607 | 31770.9 | 10.2096 | 34.8352 | 0 | 0 | 0 | 77914.7 | 0 | 24.9608 | 31770.9 | 10.2097 | 34.8355 | 0 | 0 | 0 | 77915.2 | 0 | 24.9608 | 31770.9 | 10.2097 | 34.8355 | 0 | 0 | 0 | 77915.5 | 0 | 24.9607 | 24.9608 | 24.9608
[20 empty] | 2020-09-29 06:00 | 6511 | 9 | 29 | 7 | 7766.449 | 7.7664 | 148.789 | 81259.8 | 50.7055 | 173.0072 | 0 | 0 | 0 | 386994 | -11.7717 | 149.855 | 81259.8 | 52.1351 | 177.885 | 0 | 0 | 0 | 397904 | -11.7558 | 151.339 | 81259.8 | 53.8977 | 183.899 | 0 | 0 | 0 | 411354 | -11.7389 | 141.0226 | 142.0886 | 143.5726
[20 empty] | 2020-09-29 07:00 | 6512 | 9 | 29 | 8 | 55.561 | 0.055561 | 173.809 | 81259.8 | 51.4924 | 175.6921 | 0 | 0 | 0 | 392939 | -443.332 | 174.816 | 81259.8 | 52.913 | 180.5392 | 0 | 0 | 0 | 403779 | -574.053 | 175.576 | 81259.8 | 53.9986 | 184.2432 | 0 | 0 | 0 | 412064 | -737.287 | 173.7534 | 174.7604 | 175.5204
[20 empty] | 2020-09-29 08:00 | 6513 | 9 | 29 | 9 | 128406.761 | 128.4068 | 190.094 | 55962.4 | 60.2936 | 205.7218 | 0 | 0 | 0 | 448959 | -320.381 | 191.26 | 55962.4 | 61.661 | 210.3873 | 0 | 0 | 0 | 459142 | -475.143 | 193.006 | 55962.4 | 63.3933 | 216.2979 | 0 | 0 | 0 | 472040 | -634.997 | 61.6872 | 62.8532 | 64.5992
[20 empty] | 2020-09-29 09:00 | 6514 | 9 | 29 | 10 | 86498.052 | 86.4981 | 200.368 | 55742.3 | 68.2954 | 233.0239 | 0 | 0 | 0 | 491157 | -293.696 | 202.477 | 55742.3 | 70.3338 | 239.9789 | 0 | 0 | 0 | 505779 | -391.897 | 204.78 | 55742.3 | 72.4224 | 247.1052 | 0 | 0 | 0 | 520761 | -501.218 | 113.8699 | 115.9789 | 118.2819
[20 empty] | 2020-09-29 10:00 | 6515 | 9 | 29 | 11 | 124801.155 | 124.8012 | 181.603 | 126659 | 67.2982 | 229.6215 | 0 | 0 | 0 | 487043 | -44.4291 | 184.251 | 126659 | 69.6424 | 237.6199 | 0 | 0 | 0 | 503861 | -73.0966 | 187.304 | 126659 | 72.2579 | 246.544 | 0 | 0 | 0 | 522624 | -109.95 | 56.8018 | 59.4498 | 62.5028
[20 empty] | 2020-09-29 11:00 | 6516 | 9 | 29 | 12 | 167986.165 | 167.9862 | 222.303 | 126659 | 82.8803 | 282.7876 | 0 | 0 | 0 | 618679 | -108.706 | 226.09 | 126659 | 86.2616 | 294.3246 | 0 | 0 | 0 | 643239 | -154.117 | 229.937 | 126659 | 89.6277 | 305.8097 | 0 | 0 | 0 | 667687 | -208.583 | 54.3168 | 58.1038 | 61.9508
[20 empty] | 2020-09-29 12:00 | 6517 | 9 | 29 | 13 | 153942.284 | 153.9423 | 174.424 | 87618.4 | 83.4559 | 284.7515 | 0 | 0 | 0 | 611700 | -28.4892 | 178.932 | 87618.4 | 87.2661 | 297.7519 | 0 | 0 | 0 | 639078 | -85.5685 | 183.838 | 87618.4 | 91.3941 | 311.8367 | 0 | 0 | 0 | 668739 | -124.524 | 20.4817 | 24.9897 | 29.8957
[20 empty] | 2020-09-29 13:00 | 6518 | 9 | 29 | 14 | 107592.711 | 107.5927 | 167.925 | 55742.3 | 82.6643 | 282.0506 | 0 | 0 | 0 | 594264 | -30.1563 | 173.454 | 55742.3 | 87.2942 | 297.8478 | 0 | 0 | 0 | 627542 | -49.3084 | 179.521 | 55742.3 | 92.2828 | 314.8689 | 0 | 0 | 0 | 663400 | -64.6169 | 60.3323 | 65.8613 | 71.9283
[20 empty] | 2020-09-29 14:00 | 6519 | 9 | 29 | 15 | 12855.46 | 12.8555 | 141.074 | 55742.3 | 72.2042 | 246.3607 | 0 | 0 | 0 | 519059 | 0 | 147.655 | 55742.3 | 76.425 | 260.7621 | 0 | 0 | 0 | 549393 | -28.146 | 153.675 | 55742.3 | 81.1207 | 276.7838 | 0 | 0 | 0 | 583144 | -49.8113 | 128.2185 | 134.7995 | 140.8195
[20 empty] | 2020-09-29 15:00 | 6520 | 9 | 29 | 16 | 16945.935 | 16.9459 | 131.61 | 30964.1 | 63.7164 | 217.4004 | 0 | 0 | 0 | 463436 | -6.5577 | 137.169 | 30964.1 | 67.9452 | 231.829 | 0 | 0 | 0 | 494163 | -5.3357 | 142.588 | 30964.1 | 72.1168 | 246.0625 | 0 | 0 | 0 | 524472 | -5.3884 | 114.6641 | 120.2231 | 125.6421
[20 empty] | 2020-09-29 16:00 | 6521 | 9 | 29 | 17 | 17067.701 | 17.0677 | 14.694 | 30964.1 | 0 | 0 | 0 | 0 | 0 | 0 | 0 | 14.694 | 30964.1 | 0 | 0 | 0 | 0 | 0 | 0 | 0 | 14.694 | 30964.1 | 0 | 0 | 0 | 0 | 0 | 0 | 0 | -2.3737 | -2.3737 | -2.3737
[20 empty] | 2020-09-29 17:00 | 6522 | 9 | 29 | 18 | 0 | 0 | 13.7827 | 31184.1 | 0 | 0 | 0 | 0 | 0 | 0 | 0 | 13.7827 | 31184.1 | 0 | 0 | 0 | 0 | 0 | 0 | 0 | 13.7827 | 31184.1 | 0 | 0 | 0 | 0 | 0 | 0 | 0 | 13.7827 | 13.7827 | 13.7827
[20 empty] | 2020-09-29 18:00 | 6523 | 9 | 29 | 19 | 0 | 0 | 10.3847 | 31257.5 | 0 | 0 | 0 | 0 | 0 | 0 | 0 | 10.3847 | 31257.5 | 0 | 0 | 0 | 0 | 0 | 0 | 0 | 10.3847 | 31257.5 | 0 | 0 | 0 | 0 | 0 | 0 | 0 | 10.3847 | 10.3847 | 10.3847
[20 empty] | 2020-09-29 19:00 | 6524 | 9 | 29 | 20 | 0 | 0 | 22.9103 | 8895.77 | 10.3298 | 35.2453 | 0 | 0 | 0 | 78885.6 | 0 | 22.9103 | 8895.77 | 10.3298 | 35.2453 | 0 | 0 | 0 | 78885.8 | 0 | 22.9103 | 8895.77 | 10.3298 | 35.2453 | 0 | 0 | 0 | 78885.8 | 0 | 22.9103 | 22.9103 | 22.9103
[20 empty] | 2020-09-29 20:00 | 6525 | 9 | 29 | 21 | 0 | 0 | 7.3463 | 8969.09 | 0 | 0 | 0 | 0 | 0 | 0 | 0 | 7.3463 | 8969.09 | 0 | 0 | 0 | 0 | 0 | 0 | 0 | 7.3463 | 8969.09 | 0 | 0 | 0 | 0 | 0 | 0 | 0 | 7.3463 | 7.3463 | 7.3463
[20 empty] | 2020-09-29 21:00 | 6526 | 9 | 29 | 22 | 0 | 0 | 7.3463 | 8969.09 | 0 | 0 | 0 | 0 | 0 | 0 | 0 | 7.3463 | 8969.09 | 0 | 0 | 0 | 0 | 0 | 0 | 0 | 7.3463 | 8969.09 | 0 | 0 | 0 | 0 | 0 | 0 | 0 | 7.3463 | 7.3463 | 7.3463
[20 empty] | 2020-09-29 22:00 | 6527 | 9 | 29 | 23 | 0 | 0 | 21.2965 | 8969.09 | 10.2352 | 34.9225 | 0 | 0 | 0 | 78131.4 | 0 | 21.2965 | 8969.09 | 10.2352 | 34.9225 | 0 | 0 | 0 | 78131.6 | 0 | 21.2965 | 8969.09 | 10.2352 | 34.9225 | 0 | 0 | 0 | 78131.6 | 0 | 21.2965 | 21.2965 | 21.2965
[20 empty] | 2020-09-29 23:00 | 6528 | 9 | 29 | 24 | 0 | 0 | 7.3463 | 8895.77 | 0 | 0 | 0 | 0 | 0 | 0 | 0 | 7.3463 | 8895.77 | 0 | 0 | 0 | 0 | 0 | 0 | 0 | 7.3463 | 8895.77 | 0 | 0 | 0 | 0 | 0 | 0 | 0 | 7.3463 | 7.3463 | 7.3463
[20 empty] | 2020-09-30 | 6529 | 9 | 30 | 1 | 0 | 0 | 7.3463 | 8895.77 | 0 | 0 | 0 | 0 | 0 | 0 | 0 | 7.3463 | 8895.77 | 0 | 0 | 0 | 0 | 0 | 0 | 0 | 7.3463 | 8895.77 | 0 | 0 | 0 | 0 | 0 | 0 | 0 | 7.3463 | 7.3463 | 7.3463
[20 empty] | 2020-09-30 01:00 | 6530 | 9 | 30 | 2 | 0 | 0 | 7.3463 | 8895.77 | 0 | 0 | 0 | 0 | 0 | 0 | 0 | 7.3463 | 8895.77 | 0 | 0 | 0 | 0 | 0 | 0 | 0 | 7.3463 | 8895.77 | 0 | 0 | 0 | 0 | 0 | 0 | 0 | 7.3463 | 7.3463 | 7.3463
[20 empty] | 2020-09-30 02:00 | 6531 | 9 | 30 | 3 | 0 | 0 | 21.5608 | 8749.11 | 10.4994 | 35.824 | 0 | 0 | 0 | 78387.2 | 0 | 21.5608 | 8749.11 | 10.4995 | 35.8243 | 0 | 0 | 0 | 78387.3 | 0 | 21.5608 | 8749.11 | 10.4995 | 35.8243 | 0 | 0 | 0 | 78387.4 | 0 | 21.5608 | 21.5608 | 21.5608
[20 empty] | 2020-09-30 03:00 | 6532 | 9 | 30 | 4 | 0 | 0 | 7.3463 | 8822.44 | 0 | 0 | 0 | 0 | 0 | 0 | 0 | 7.3463 | 8822.44 | 0 | 0 | 0 | 0 | 0 | 0 | 0 | 7.3463 | 8822.44 | 0 | 0 | 0 | 0 | 0 | 0 | 0 | 7.3463 | 7.3463 | 7.3463
[20 empty] | 2020-09-30 04:00 | 6533 | 9 | 30 | 5 | 0 | 0 | 8.8655 | 8822.44 | 0 | 0 | 0 | 0 | 0 | 0 | 0 | 8.8655 | 8822.44 | 0 | 0 | 0 | 0 | 0 | 0 | 0 | 8.8655 | 8822.44 | 0 | 0 | 0 | 0 | 0 | 0 | 0 | 8.8655 | 8.8655 | 8.8655
[20 empty] | 2020-09-30 05:00 | 6534 | 9 | 30 | 6 | 0 | 0 | 11.0361 | 31257.5 | 0 | 0 | 0 | 0 | 0 | 0 | 0 | 26.0544 | 31257.5 | 11.6666 | 39.8064 | 0 | 0 | 0 | 89042.7 | 0 | 44.5536 | 31257.5 | 26.3242 | 89.8182 | 0 | 0 | 0 | 200918 | 0 | 11.0361 | 26.0544 | 44.5536
[20 empty] | 2020-09-30 06:00 | 6535 | 9 | 30 | 7 | 14660.568 | 14.6606 | 217.425 | 80746.1 | 114.795 | 391.6805 | 0 | 0 | 0 | 927209 | -8.3699 | 217.721 | 80746.1 | 115.068 | 392.612 | 0 | 0 | 0 | 925079 | -39.6886 | 215.799 | 80746.1 | 113.438 | 387.0505 | 0 | 0 | 0 | 911371 | -296.098 | 202.7644 | 203.0604 | 201.1384
[20 empty] | 2020-09-30 07:00 | 6536 | 9 | 30 | 8 | 13540.005 | 13.54 | 236.755 | 80746.1 | 111.017 | 378.79 | 0 | 0 | 0 | 841782 | -357.081 | 238.498 | 80746.1 | 113.067 | 385.7846 | 0 | 0 | 0 | 855014 | -370.305 | 240.545 | 80746.1 | 115.445 | 393.8983 | 0 | 0 | 0 | 872802 | -266.731 | 223.215 | 224.958 | 227.005
[20 empty] | 2020-09-30 08:00 | 6537 | 9 | 30 | 9 | 69749.407 | 69.7494 | 253.695 | 55815.7 | 118.263 | 403.5134 | 0 | 0 | 0 | 927391 | -64.6968 | 256.144 | 55815.7 | 121.324 | 413.9575 | 0 | 0 | 0 | 944320 | -47.1196 | 258.301 | 55815.7 | 124.138 | 423.5589 | 0 | 0 | 0 | 964878 | -48.4728 | 183.9456 | 186.3946 | 188.5516
[20 empty] | 2020-09-30 09:00 | 6538 | 9 | 30 | 10 | 33250.484 | 33.2505 | 260.714 | 55742.3 | 126.806 | 432.6621 | 0 | 0 | 0 | 1001110 | -15.1252 | 264.733 | 55742.3 | 130.953 | 446.8116 | 0 | 0 | 0 | 1023900 | -43.0559 | 268.463 | 55742.3 | 134.812 | 459.9785 | 0 | 0 | 0 | 1046930 | -60.1896 | 227.4635 | 231.4825 | 235.2125
[20 empty] | 2020-09-30 10:00 | 6539 | 9 | 30 | 11 | 29708.395 | 29.7084 | 239.136 | 126659 | 123.585 | 421.672 | 0 | 0 | 0 | 977970 | -8.6963 | 243.08 | 126659 | 127.438 | 434.8185 | 0 | 0 | 0 | 999277 | -12.042 | 246.469 | 126659 | 130.665 | 445.829 | 0 | 0 | 0 | 1021240 | -19.2065 | 209.4276 | 213.3716 | 216.7606
[20 empty] | 2020-09-30 11:00 | 6540 | 9 | 30 | 12 | 66203.741 | 66.2037 | 277.046 | 126659 | 136.009 | 464.0627 | 0 | 0 | 0 | 1080810 | -34.837 | 282.212 | 126659 | 140.955 | 480.9385 | 0 | 0 | 0 | 1109780 | -72.5995 | 287.43 | 126659 | 145.861 | 497.6777 | 0 | 0 | 0 | 1140030 | -185.286 | 210.8423 | 216.0083 | 221.2263
[20 empty] | 2020-09-30 12:00 | 6541 | 9 | 30 | 13 | 40469.351 | 40.4694 | 220.358 | 87332.8 | 128.251 | 437.5924 | 0 | 0 | 0 | 1009190 | -12.0984 | 225.629 | 87332.8 | 133.019 | 453.8608 | 0 | 0 | 0 | 1037030 | -15.491 | 230.911 | 87332.8 | 137.895 | 470.4977 | 0 | 0 | 0 | 1068140 | -34.8777 | 179.8886 | 185.1596 | 190.4416
[20 empty] | 2020-09-30 13:00 | 6542 | 9 | 30 | 14 | 73565.739 | 73.5657 | 210.729 | 55668.9 | 125.416 | 427.9194 | 0 | 0 | 0 | 954869 | -13.5814 | 216.3 | 55668.9 | 130.425 | 445.0101 | 0 | 0 | 0 | 985026 | -14.3402 | 221.437 | 55668.9 | 135.015 | 460.6712 | 0 | 0 | 0 | 1014180 | -42.9763 | 137.1633 | 142.7343 | 147.8713
[20 empty] | 2020-09-30 14:00 | 6543 | 9 | 30 | 15 | 34277.391 | 34.2774 | 177.264 | 55742.3 | 108.675 | 370.7991 | 0 | 0 | 0 | 816997 | 0 | 180.973 | 55742.3 | 112.03 | 382.2464 | 0 | 0 | 0 | 841149 | 0 | 184.812 | 55742.3 | 115.347 | 393.564 | 0 | 0 | 0 | 865077 | 0 | 142.9866 | 146.6956 | 150.5346
[20 empty] | 2020-09-30 15:00 | 6544 | 9 | 30 | 16 | 39689.984 | 39.69 | 171.805 | 30890.8 | 104.455 | 356.4005 | 0 | 0 | 0 | 777665 | -5.1084 | 175.425 | 30890.8 | 107.806 | 367.8341 | 0 | 0 | 0 | 801720 | 0 | 179.285 | 30890.8 | 111.114 | 379.121 | 0 | 0 | 0 | 825487 | 0 | 132.115 | 135.735 | 139.595
[20 empty] | 2020-09-30 16:00 | 6545 | 9 | 30 | 17 | 19078.022 | 19.078 | 14.694 | 30890.8 | 0 | 0 | 0 | 0 | 0 | 0 | 0 | 14.694 | 30890.8 | 0 | 0 | 0 | 0 | 0 | 0 | 0 | 14.694 | 30890.8 | 0 | 0 | 0 | 0 | 0 | 0 | 0 | -4.384 | -4.384 | -4.384
[20 empty] | 2020-09-30 17:00 | 6546 | 9 | 30 | 18 | 0 | 0 | 13.7827 | 30964.1 | 0 | 0 | 0 | 0 | 0 | 0 | 0 | 13.7827 | 30964.1 | 0 | 0 | 0 | 0 | 0 | 0 | 0 | 13.7827 | 30964.1 | 0 | 0 | 0 | 0 | 0 | 0 | 0 | 13.7827 | 13.7827 | 13.7827
[20 empty] | 2020-09-30 18:00 | 6547 | 9 | 30 | 19 | 0 | 0 | 24.7621 | 30964.1 | 10.6623 | 36.3798 | 0 | 0 | 0 | 78473.4 | 0 | 24.7621 | 30964.1 | 10.6623 | 36.3798 | 0 | 0 | 0 | 78473.4 | 0 | 24.7621 | 30964.1 | 10.6624 | 36.3801 | 0 | 0 | 0 | 78473.6 | 0 | 24.7621 | 24.7621 | 24.7621
[20 empty] | 2020-09-30 19:00 | 6548 | 9 | 30 | 20 | 0 | 0 | 8.8655 | 8602.46 | 0 | 0 | 0 | 0 | 0 | 0 | 0 | 8.8655 | 8602.46 | 0 | 0 | 0 | 0 | 0 | 0 | 0 | 8.8655 | 8602.46 | 0 | 0 | 0 | 0 | 0 | 0 | 0 | 8.8655 | 8.8655 | 8.8655
[20 empty] | 2020-09-30 20:00 | 6549 | 9 | 30 | 21 | 0 | 0 | 7.3463 | 8602.46 | 0 | 0 | 0 | 0 | 0 | 0 | 0 | 7.3463 | 8602.46 | 0 | 0 | 0 | 0 | 0 | 0 | 0 | 7.3463 | 8602.46 | 0 | 0 | 0 | 0 | 0 | 0 | 0 | 7.3463 | 7.3463 | 7.3463
[20 empty] | 2020-09-30 21:00 | 6550 | 9 | 30 | 22 | 0 | 0 | 21.3404 | 8895.77 | 10.2791 | 35.0723 | 0 | 0 | 0 | 78478.6 | 0 | 21.3404 | 8895.77 | 10.2791 | 35.0723 | 0 | 0 | 0 | 78478.6 | 0 | 21.3404 | 8895.77 | 10.2791 | 35.0723 | 0 | 0 | 0 | 78478.8 | 0 | 21.3404 | 21.3404 | 21.3404
[20 empty] | 2020-09-30 22:00 | 6551 | 9 | 30 | 23 | 0 | 0 | 7.3463 | 9189.07 | 0 | 0 | 0 | 0 | 0 | 0 | 0 | 7.3463 | 9189.07 | 0 | 0 | 0 | 0 | 0 | 0 | 0 | 7.3463 | 9189.07 | 0 | 0 | 0 | 0 | 0 | 0 | 0 | 7.3463 | 7.3463 | 7.3463
[20 empty] | 2020-09-30 23:00 | 6552 | 9 | 30 | 24 | 0 | 0 | 7.3463 | 9409.05 | 0 | 0 | 0 | 0 | 0 | 0 | 0 | 7.3463 | 9409.05 | 0 | 0 | 0 | 0 | 0 | 0 | 0 | 7.3463 | 9409.05 | 0 | 0 | 0 | 0 | 0 | 0 | 0 | 7.3463 | 7.3463 | 7.3463
[20 empty] | 2020-10-01 | 6553 | 10 | 1 | 1 | 0 | 0 | 7.3463 | 9702.36 | 0 | 0 | 0 | 0 | 0 | 0 | 0 | 7.3463 | 9702.36 | 0 | 0 | 0 | 0 | 0 | 0 | 0 | 7.3463 | 9702.36 | 0 | 0 | 0 | 0 | 0 | 0 | 0 | 7.3463 | 7.3463 | 7.3463
[20 empty] | 2020-10-01 01:00 | 6554 | 10 | 1 | 2 | 0 | 0 | 7.3463 | 9702.36 | 0 | 0 | 0 | 0 | 0 | 0 | 0 | 7.3463 | 9702.36 | 0 | 0 | 0 | 0 | 0 | 0 | 0 | 7.3463 | 9702.36 | 0 | 0 | 0 | 0 | 0 | 0 | 0 | 7.3463 | 7.3463 | 7.3463
[20 empty] | 2020-10-01 02:00 | 6555 | 10 | 1 | 3 | 0 | 0 | 7.3463 | 9702.36 | 0 | 0 | 0 | 0 | 0 | 0 | 0 | 7.3463 | 9702.36 | 0 | 0 | 0 | 0 | 0 | 0 | 0 | 7.3463 | 9702.36 | 0 | 0 | 0 | 0 | 0 | 0 | 0 | 7.3463 | 7.3463 | 7.3463
[20 empty] | 2020-10-01 03:00 | 6556 | 10 | 1 | 4 | 0 | 0 | 7.3463 | 9629.03 | 0 | 0 | 0 | 0 | 0 | 0 | 0 | 7.3463 | 9629.03 | 0 | 0 | 0 | 0 | 0 | 0 | 0 | 7.3463 | 9629.03 | 0 | 0 | 0 | 0 | 0 | 0 | 0 | 7.3463 | 7.3463 | 7.3463
[20 empty] | 2020-10-01 04:00 | 6557 | 10 | 1 | 5 | 0 | 0 | 8.8655 | 9629.03 | 0 | 0 | 0 | 0 | 0 | 0 | 0 | 8.8655 | 9629.03 | 0 | 0 | 0 | 0 | 0 | 0 | 0 | 8.8655 | 9629.03 | 0 | 0 | 0 | 0 | 0 | 0 | 0 | 8.8655 | 8.8655 | 8.8655
[20 empty] | 2020-10-01 05:00 | 6558 | 10 | 1 | 6 | 0 | 0 | 11.0361 | 31917.6 | 0 | 0 | 0 | 0 | 0 | 0 | 0 | 11.0361 | 31917.6 | 0 | 0 | 0 | 0 | 0 | 0 | 0 | 11.0361 | 31917.6 | 0 | 0 | 0 | 0 | 0 | 0 | 0 | 11.0361 | 11.0361 | 11.0361
[20 empty] | 2020-10-01 06:00 | 6559 | 10 | 1 | 7 | 0 | 0 | 94.466 | 81700 | 5.0405 | 17.1981 | 0 | 0 | 0 | 38516.3 | -2220.14 | 94.8776 | 81700 | 5.3393 | 18.2178 | 0 | 0 | 0 | 40800 | -2188.22 | 95.3372 | 81700 | 5.6711 | 19.35 | 0 | 0 | 0 | 43335.5 | -2175.59 | 94.466 | 94.8776 | 95.3372
[20 empty] | 2020-10-01 07:00 | 6560 | 10 | 1 | 8 | 646.038 | 0.64604 | 120.68 | 81700 | 5.0532 | 17.2414 | 0 | 0 | 0 | 38613.3 | -2159.69 | 120.824 | 81700 | 5.3425 | 18.2284 | 0 | 0 | 0 | 40823.8 | -2176.46 | 121.331 | 81700 | 5.6636 | 19.3243 | 0 | 0 | 0 | 43278.2 | -2201.01 | 120.034 | 120.178 | 120.685
[20 empty] | 2020-10-01 08:00 | 6561 | 10 | 1 | 9 | 55431.954 | 55.432 | 139.648 | 56696 | 10.6816 | 36.4456 | 0 | 0 | 0 | 81622.7 | -2001.76 | 140.183 | 56696 | 11.3366 | 38.6805 | 0 | 0 | 0 | 86627.4 | -1985.22 | 140.876 | 56696 | 12.0638 | 41.1617 | 0 | 0 | 0 | 92184.4 | -1952.92 | 84.216 | 84.751 | 85.444
[20 empty] | 2020-10-01 09:00 | 6562 | 10 | 1 | 10 | 53141.583 | 53.1416 | 144.396 | 56329.2 | 22.3756 | 76.3455 | 0 | 0 | 0 | 170981 | -1453.02 | 146.026 | 56329.2 | 23.7906 | 81.1735 | 0 | 0 | 0 | 181793 | -1623.85 | 148.016 | 56329.2 | 25.3618 | 86.5345 | 0 | 0 | 0 | 193800 | -1847.55 | 91.2544 | 92.8844 | 94.8744
[20 empty] | 2020-10-01 10:00 | 6563 | 10 | 1 | 11 | 42408.268 | 42.4083 | 124.736 | 126659 | 22.2311 | 75.8525 | 0 | 0 | 0 | 169726 | -3609.45 | 126.395 | 126659 | 23.6365 | 80.6477 | 0 | 0 | 0 | 180457 | -3696.13 | 128.394 | 126659 | 25.1971 | 85.9725 | 0 | 0 | 0 | 192371 | -3817.43 | 82.3277 | 83.9867 | 85.9857
[20 empty] | 2020-10-01 11:00 | 6564 | 10 | 1 | 12 | 53790.113 | 53.7901 | 148.095 | 126659 | 22.2085 | 75.7754 | 0 | 0 | 0 | 169554 | -2009.5 | 149.816 | 126659 | 23.6075 | 80.5488 | 0 | 0 | 0 | 180235 | -2296.73 | 151.849 | 126659 | 25.1608 | 85.8486 | 0 | 0 | 0 | 192094 | -2642.03 | 94.3049 | 96.0259 | 98.0589
[20 empty] | 2020-10-01 12:00 | 6565 | 10 | 1 | 13 | 24632.316 | 24.6323 | 95.7948 | 89104.6 | 18.5905 | 63.4308 | 0 | 0 | 0 | 142027 | -1198.77 | 97.3831 | 89104.6 | 19.7565 | 67.4092 | 0 | 0 | 0 | 150936 | -1222.9 | 99.2534 | 89104.6 | 21.0511 | 71.8264 | 0 | 0 | 0 | 160826 | -1259.9 | 71.1625 | 72.7508 | 74.6211
[20 empty] | 2020-10-01 13:00 | 6566 | 10 | 1 | 14 | 58504.807 | 58.5048 | 91.0396 | 56329.2 | 18.6354 | 63.584 | 0 | 0 | 0 | 142400 | -845.775 | 92.6283 | 56329.2 | 19.8043 | 67.5723 | 0 | 0 | 0 | 151333 | -869.667 | 94.5042 | 56329.2 | 21.1023 | 72.001 | 0 | 0 | 0 | 161251 | -896.995 | 32.5348 | 34.1235 | 35.9994
[20 empty] | 2020-10-01 14:00 | 6567 | 10 | 1 | 15 | 36176.028 | 36.176 | 77.659 | 56329.2 | 18.6354 | 63.584 | 0 | 0 | 0 | 142400 | -984.433 | 79.0757 | 56329.2 | 19.8043 | 67.5723 | 0 | 0 | 0 | 151333 | -984.476 | 80.8733 | 56329.2 | 21.1023 | 72.001 | 0 | 0 | 0 | 161251 | -984.439 | 41.483 | 42.8997 | 44.6973
[20 empty] | 2020-10-01 15:00 | 6568 | 10 | 1 | 16 | 6706.422 | 6.7064 | 72.7258 | 31624.2 | 14.938 | 50.9685 | 0 | 0 | 0 | 114147 | -937.158 | 73.848 | 31624.2 | 15.8685 | 54.1433 | 0 | 0 | 0 | 121258 | -937.19 | 75.1749 | 31624.2 | 16.9017 | 57.6686 | 0 | 0 | 0 | 129153 | -937.158 | 66.0194 | 67.1416 | 68.4685
[20 empty] | 2020-10-01 16:00 | 6569 | 10 | 1 | 17 | 2015.896 | 2.0159 | 14.694 | 31624.2 | 0 | 0 | 0 | 0 | 0 | 0 | 0 | 14.694 | 31624.2 | 0 | 0 | 0 | 0 | 0 | 0 | 0 | 14.694 | 31624.2 | 0 | 0 | 0 | 0 | 0 | 0 | 0 | 12.6781 | 12.6781 | 12.6781
[20 empty] | 2020-10-01 17:00 | 6570 | 10 | 1 | 18 | 0 | 0 | 13.7827 | 31844.2 | 0 | 0 | 0 | 0 | 0 | 0 | 0 | 13.7827 | 31844.2 | 0 | 0 | 0 | 0 | 0 | 0 | 0 | 13.7827 | 31844.2 | 0 | 0 | 0 | 0 | 0 | 0 | 0 | 13.7827 | 13.7827 | 13.7827
[20 empty] | 2020-10-01 18:00 | 6571 | 10 | 1 | 19 | 0 | 0 | 10.3847 | 32064.2 | 0 | 0 | 0 | 0 | 0 | 0 | 0 | 10.3847 | 32064.2 | 0 | 0 | 0 | 0 | 0 | 0 | 0 | 10.3847 | 32064.2 | 0 | 0 | 0 | 0 | 0 | 0 | 0 | 10.3847 | 10.3847 | 10.3847
[20 empty] | 2020-10-01 19:00 | 6572 | 10 | 1 | 20 | 0 | 0 | 8.8655 | 9702.36 | 0 | 0 | 0 | 0 | 0 | 0 | 0 | 8.8655 | 9702.36 | 0 | 0 | 0 | 0 | 0 | 0 | 0 | 8.8655 | 9702.36 | 0 | 0 | 0 | 0 | 0 | 0 | 0 | 8.8655 | 8.8655 | 8.8655
[20 empty] | 2020-10-01 20:00 | 6573 | 10 | 1 | 21 | 0 | 0 | 7.3463 | 9995.67 | 0 | 0 | 0 | 0 | 0 | 0 | 0 | 7.3463 | 9995.67 | 0 | 0 | 0 | 0 | 0 | 0 | 0 | 7.3463 | 9995.67 | 0 | 0 | 0 | 0 | 0 | 0 | 0 | 7.3463 | 7.3463 | 7.3463
[20 empty] | 2020-10-01 21:00 | 6574 | 10 | 1 | 22 | 0 | 0 | 7.3463 | 10069 | 0 | 0 | 0 | 0 | 0 | 0 | 0 | 7.3463 | 10069 | 0 | 0 | 0 | 0 | 0 | 0 | 0 | 7.3463 | 10069 | 0 | 0 | 0 | 0 | 0 | 0 | 0 | 7.3463 | 7.3463 | 7.3463
[20 empty] | 2020-10-01 22:00 | 6575 | 10 | 1 | 23 | 0 | 0 | 7.3463 | 10069 | 0 | 0 | 0 | 0 | 0 | 0 | 0 | 7.3463 | 10069 | 0 | 0 | 0 | 0 | 0 | 0 | 0 | 7.3463 | 10069 | 0 | 0 | 0 | 0 | 0 | 0 | 0 | 7.3463 | 7.3463 | 7.3463
[20 empty] | 2020-10-01 23:00 | 6576 | 10 | 1 | 24 | 0 | 0 | 7.7516 | 10215.6 | 0 | 0 | 0 | 0 | 0 | 0 | 0 | 7.7516 | 10215.6 | 0 | 0 | 0 | 0 | 0 | 0 | 0 | 7.7516 | 10215.6 | 0 | 0 | 0 | 0 | 0 | 0 | 0 | 7.7516 | 7.7516 | 7.7516
[20 empty] | 2020-10-02 | 6577 | 10 | 2 | 1 | 0 | 0 | 7.7516 | 10215.6 | 0 | 0 | 0 | 0 | 0 | 0 | 0 | 7.7516 | 10215.6 | 0 | 0 | 0 | 0 | 0 | 0 | 0 | 7.7516 | 10215.6 | 0 | 0 | 0 | 0 | 0 | 0 | 0 | 7.7516 | 7.7516 | 7.7516
[20 empty] | 2020-10-02 01:00 | 6578 | 10 | 2 | 2 | 0 | 0 | 7.7516 | 10215.6 | 0 | 0 | 0 | 0 | 0 | 0 | 0 | 7.7516 | 10215.6 | 0 | 0 | 0 | 0 | 0 | 0 | 0 | 7.7516 | 10215.6 | 0 | 0 | 0 | 0 | 0 | 0 | 0 | 7.7516 | 7.7516 | 7.7516
[20 empty] | 2020-10-02 02:00 | 6579 | 10 | 2 | 3 | 0 | 0 | 7.7516 | 10142.3 | 0 | 0 | 0 | 0 | 0 | 0 | 0 | 7.7516 | 10142.3 | 0 | 0 | 0 | 0 | 0 | 0 | 0 | 7.7516 | 10142.3 | 0 | 0 | 0 | 0 | 0 | 0 | 0 | 7.7516 | 7.7516 | 7.7516
[20 empty] | 2020-10-02 03:00 | 6580 | 10 | 2 | 4 | 0 | 0 | 7.7516 | 9995.67 | 0 | 0 | 0 | 0 | 0 | 0 | 0 | 7.7516 | 9995.67 | 0 | 0 | 0 | 0 | 0 | 0 | 0 | 7.7516 | 9995.67 | 0 | 0 | 0 | 0 | 0 | 0 | 0 | 7.7516 | 7.7516 | 7.7516
[20 empty] | 2020-10-02 04:00 | 6581 | 10 | 2 | 5 | 0 | 0 | 7.7516 | 9922.34 | 0 | 0 | 0 | 0 | 0 | 0 | 0 | 7.7516 | 9922.34 | 0 | 0 | 0 | 0 | 0 | 0 | 0 | 7.7516 | 9922.34 | 0 | 0 | 0 | 0 | 0 | 0 | 0 | 7.7516 | 7.7516 | 7.7516
[20 empty] | 2020-10-02 05:00 | 6582 | 10 | 2 | 6 | 0 | 0 | 7.7516 | 9922.34 | 0 | 0 | 0 | 0 | 0 | 0 | 0 | 7.7516 | 9922.34 | 0 | 0 | 0 | 0 | 0 | 0 | 0 | 7.7516 | 9922.34 | 0 | 0 | 0 | 0 | 0 | 0 | 0 | 7.7516 | 7.7516 | 7.7516
[20 empty] | 2020-10-02 06:00 | 6583 | 10 | 2 | 7 | 4601.813 | 4.6018 | 7.4954 | 9922.34 | 0 | 0 | 0 | 0 | 0 | 0 | 0 | 7.4769 | 9922.34 | 0 | 0 | 0 | 0 | 0 | 0 | 0 | 7.4732 | 9922.34 | 0 | 0 | 0 | 0 | 0 | 0 | 0 | 2.8936 | 2.875 | 2.8714
[20 empty] | 2020-10-02 07:00 | 6584 | 10 | 2 | 8 | 23545.343 | 23.5453 | 7.4679 | 9922.34 | 0 | 0 | 0 | 0 | 0 | 0 | 0 | 7.4679 | 9922.34 | 0 | 0 | 0 | 0 | 0 | 0 | 0 | 7.4679 | 9922.34 | 0 | 0 | 0 | 0 | 0 | 0 | 0 | -16.0775 | -16.0775 | -16.0775
[20 empty] | 2020-10-02 08:00 | 6585 | 10 | 2 | 9 | 42427.125 | 42.4271 | 7.4679 | 9555.71 | 0 | 0 | 0 | 0 | 0 | 0 | 0 | 7.4679 | 9555.71 | 0 | 0 | 0 | 0 | 0 | 0 | 0 | 7.4679 | 9555.71 | 0 | 0 | 0 | 0 | 0 | 0 | 0 | -34.9592 | -34.9592 | -34.9592
[20 empty] | 2020-10-02 09:00 | 6586 | 10 | 2 | 10 | 75548.346 | 75.5483 | 7.5258 | 9482.38 | 0 | 0 | 0 | 0 | 0 | 0 | 0 | 7.4836 | 9482.38 | 0 | 0 | 0 | 0 | 0 | 0 | 0 | 7.4679 | 9482.38 | 0 | 0 | 0 | 0 | 0 | 0 | 0 | -68.0226 | -68.0648 | -68.0805
[20 empty] | 2020-10-02 10:00 | 6587 | 10 | 2 | 11 | 86353.027 | 86.353 | 7.4954 | 9482.38 | 0 | 0 | 0 | 0 | 0 | 0 | 0 | 7.4679 | 9482.38 | 0 | 0 | 0 | 0 | 0 | 0 | 0 | 7.4679 | 9482.38 | 0 | 0 | 0 | 0 | 0 | 0 | 0 | -78.8576 | -78.8851 | -78.8851
[20 empty] | 2020-10-02 11:00 | 6588 | 10 | 2 | 12 | 70144.345 | 70.1443 | 7.4679 | 9335.73 | 0 | 0 | 0 | 0 | 0 | 0 | 0 | 7.4679 | 9335.73 | 0 | 0 | 0 | 0 | 0 | 0 | 0 | 7.4679 | 9335.73 | 0 | 0 | 0 | 0 | 0 | 0 | 0 | -62.6765 | -62.6765 | -62.6765
[20 empty] | 2020-10-02 12:00 | 6589 | 10 | 2 | 13 | 87545.12 | 87.5451 | 7.4679 | 9335.73 | 0 | 0 | 0 | 0 | 0 | 0 | 0 | 7.4679 | 9335.73 | 0 | 0 | 0 | 0 | 0 | 0 | 0 | 7.4679 | 9335.73 | 0 | 0 | 0 | 0 | 0 | 0 | 0 | -80.0772 | -80.0772 | -80.0772
[20 empty] | 2020-10-02 13:00 | 6590 | 10 | 2 | 14 | 40819.598 | 40.8196 | 7.4715 | 9335.73 | 0 | 0 | 0 | 0 | 0 | 0 | 0 | 7.4679 | 9335.73 | 0 | 0 | 0 | 0 | 0 | 0 | 0 | 7.4679 | 9335.73 | 0 | 0 | 0 | 0 | 0 | 0 | 0 | -33.3481 | -33.3517 | -33.3517
[20 empty] | 2020-10-02 14:00 | 6591 | 10 | 2 | 15 | 45292.424 | 45.2924 | 7.4679 | 9335.73 | 0 | 0 | 0 | 0 | 0 | 0 | 0 | 7.4679 | 9335.73 | 0 | 0 | 0 | 0 | 0 | 0 | 0 | 7.4679 | 9335.73 | 0 | 0 | 0 | 0 | 0 | 0 | 0 | -37.8245 | -37.8245 | -37.8245
[20 empty] | 2020-10-02 15:00 | 6592 | 10 | 2 | 16 | 29104.774 | 29.1048 | 7.4679 | 9555.71 | 0 | 0 | 0 | 0 | 0 | 0 | 0 | 7.4679 | 9555.71 | 0 | 0 | 0 | 0 | 0 | 0 | 0 | 7.4679 | 9555.71 | 0 | 0 | 0 | 0 | 0 | 0 | 0 | -21.6369 | -21.6369 | -21.6369
[20 empty] | 2020-10-02 16:00 | 6593 | 10 | 2 | 17 | 10733.135 | 10.7331 | 7.4705 | 9555.71 | 0 | 0 | 0 | 0 | 0 | 0 | 0 | 7.4679 | 9555.71 | 0 | 0 | 0 | 0 | 0 | 0 | 0 | 7.4679 | 9555.71 | 0 | 0 | 0 | 0 | 0 | 0 | 0 | -3.2627 | -3.2653 | -3.2653
[20 empty] | 2020-10-02 17:00 | 6594 | 10 | 2 | 18 | 0 | 0 | 7.6467 | 9702.36 | 0 | 0 | 0 | 0 | 0 | 0 | 0 | 7.6304 | 9702.36 | 0 | 0 | 0 | 0 | 0 | 0 | 0 | 7.617 | 9702.36 | 0 | 0 | 0 | 0 | 0 | 0 | 0 | 7.6467 | 7.6304 | 7.617
[20 empty] | 2020-10-02 18:00 | 6595 | 10 | 2 | 19 | 0 | 0 | 7.7516 | 9702.36 | 0 | 0 | 0 | 0 | 0 | 0 | 0 | 7.7516 | 9702.36 | 0 | 0 | 0 | 0 | 0 | 0 | 0 | 7.7516 | 9702.36 | 0 | 0 | 0 | 0 | 0 | 0 | 0 | 7.7516 | 7.7516 | 7.7516
[20 empty] | 2020-10-02 19:00 | 6596 | 10 | 2 | 20 | 0 | 0 | 7.7516 | 9849.01 | 0 | 0 | 0 | 0 | 0 | 0 | 0 | 7.7516 | 9849.01 | 0 | 0 | 0 | 0 | 0 | 0 | 0 | 7.7516 | 9849.01 | 0 | 0 | 0 | 0 | 0 | 0 | 0 | 7.7516 | 7.7516 | 7.7516
[20 empty] | 2020-10-02 20:00 | 6597 | 10 | 2 | 21 | 0 | 0 | 7.7516 | 10069 | 0 | 0 | 0 | 0 | 0 | 0 | 0 | 7.7516 | 10069 | 0 | 0 | 0 | 0 | 0 | 0 | 0 | 7.7516 | 10069 | 0 | 0 | 0 | 0 | 0 | 0 | 0 | 7.7516 | 7.7516 | 7.7516
[20 empty] | 2020-10-02 21:00 | 6598 | 10 | 2 | 22 | 0 | 0 | 7.7516 | 10142.3 | 0 | 0 | 0 | 0 | 0 | 0 | 0 | 7.7516 | 10142.3 | 0 | 0 | 0 | 0 | 0 | 0 | 0 | 7.7516 | 10142.3 | 0 | 0 | 0 | 0 | 0 | 0 | 0 | 7.7516 | 7.7516 | 7.7516
[20 empty] | 2020-10-02 22:00 | 6599 | 10 | 2 | 23 | 0 | 0 | 7.7516 | 10142.3 | 0 | 0 | 0 | 0 | 0 | 0 | 0 | 7.7516 | 10142.3 | 0 | 0 | 0 | 0 | 0 | 0 | 0 | 7.7516 | 10142.3 | 0 | 0 | 0 | 0 | 0 | 0 | 0 | 7.7516 | 7.7516 | 7.7516
[20 empty] | 2020-10-02 23:00 | 6600 | 10 | 2 | 24 | 0 | 0 | 7.7516 | 10215.6 | 0 | 0 | 0 | 0 | 0 | 0 | 0 | 7.7516 | 10215.6 | 0 | 0 | 0 | 0 | 0 | 0 | 0 | 7.7516 | 10215.6 | 0 | 0 | 0 | 0 | 0 | 0 | 0 | 7.7516 | 7.7516 | 7.7516
[20 empty] | 2020-10-03 | 6601 | 10 | 3 | 1 | 0 | 0 | 7.7516 | 10289 | 0 | 0 | 0 | 0 | 0 | 0 | 0 | 7.7516 | 10289 | 0 | 0 | 0 | 0 | 0 | 0 | 0 | 7.7516 | 10289 | 0 | 0 | 0 | 0 | 0 | 0 | 0 | 7.7516 | 7.7516 | 7.7516
[20 empty] | 2020-10-03 01:00 | 6602 | 10 | 3 | 2 | 0 | 0 | 7.7516 | 10289 | 0 | 0 | 0 | 0 | 0 | 0 | 0 | 7.7516 | 10289 | 0 | 0 | 0 | 0 | 0 | 0 | 0 | 7.7516 | 10289 | 0 | 0 | 0 | 0 | 0 | 0 | 0 | 7.7516 | 7.7516 | 7.7516
[20 empty] | 2020-10-03 02:00 | 6603 | 10 | 3 | 3 | 0 | 0 | 7.7516 | 10362.3 | 0 | 0 | 0 | 0 | 0 | 0 | 0 | 7.7516 | 10362.3 | 0 | 0 | 0 | 0 | 0 | 0 | 0 | 7.7516 | 10362.3 | 0 | 0 | 0 | 0 | 0 | 0 | 0 | 7.7516 | 7.7516 | 7.7516
[20 empty] | 2020-10-03 03:00 | 6604 | 10 | 3 | 4 | 0 | 0 | 7.7516 | 10509 | 0 | 0 | 0 | 0 | 0 | 0 | 0 | 7.7516 | 10509 | 0 | 0 | 0 | 0 | 0 | 0 | 0 | 7.7516 | 10509 | 0 | 0 | 0 | 0 | 0 | 0 | 0 | 7.7516 | 7.7516 | 7.7516
[20 empty] | 2020-10-03 04:00 | 6605 | 10 | 3 | 5 | 0 | 0 | 7.7516 | 10509 | 0 | 0 | 0 | 0 | 0 | 0 | 0 | 7.7516 | 10509 | 0 | 0 | 0 | 0 | 0 | 0 | 0 | 7.7516 | 10509 | 0 | 0 | 0 | 0 | 0 | 0 | 0 | 7.7516 | 7.7516 | 7.7516
[20 empty] | 2020-10-03 05:00 | 6606 | 10 | 3 | 6 | 0 | 0 | 7.7516 | 10435.6 | 0 | 0 | 0 | 0 | 0 | 0 | 0 | 7.7516 | 10435.6 | 0 | 0 | 0 | 0 | 0 | 0 | 0 | 7.7516 | 10435.6 | 0 | 0 | 0 | 0 | 0 | 0 | 0 | 7.7516 | 7.7516 | 7.7516
[20 empty] | 2020-10-03 06:00 | 6607 | 10 | 3 | 7 | 2323.333 | 2.3233 | 7.5409 | 10215.6 | 0 | 0 | 0 | 0 | 0 | 0 | 0 | 7.51 | 10215.6 | 0 | 0 | 0 | 0 | 0 | 0 | 0 | 7.4869 | 10215.6 | 0 | 0 | 0 | 0 | 0 | 0 | 0 | 5.2176 | 5.1867 | 5.1636
[20 empty] | 2020-10-03 07:00 | 6608 | 10 | 3 | 8 | 16395.609 | 16.3956 | 7.4679 | 10215.6 | 0 | 0 | 0 | 0 | 0 | 0 | 0 | 7.4679 | 10215.6 | 0 | 0 | 0 | 0 | 0 | 0 | 0 | 7.4679 | 10215.6 | 0 | 0 | 0 | 0 | 0 | 0 | 0 | -8.9277 | -8.9277 | -8.9277
[20 empty] | 2020-10-03 08:00 | 6609 | 10 | 3 | 9 | 34355.493 | 34.3555 | 7.4679 | 10069 | 0 | 0 | 0 | 0 | 0 | 0 | 0 | 7.4679 | 10069 | 0 | 0 | 0 | 0 | 0 | 0 | 0 | 7.4679 | 10069 | 0 | 0 | 0 | 0 | 0 | 0 | 0 | -26.8876 | -26.8876 | -26.8876
[20 empty] | 2020-10-03 09:00 | 6610 | 10 | 3 | 10 | 74670.503 | 74.6705 | 7.4679 | 9995.67 | 0 | 0 | 0 | 0 | 0 | 0 | 0 | 7.4679 | 9995.67 | 0 | 0 | 0 | 0 | 0 | 0 | 0 | 7.4679 | 9995.67 | 0 | 0 | 0 | 0 | 0 | 0 | 0 | -67.2026 | -67.2026 | -67.2026
[20 empty] | 2020-10-03 10:00 | 6611 | 10 | 3 | 11 | 169687.914 | 169.6879 | 7.4679 | 9995.67 | 0 | 0 | 0 | 0 | 0 | 0 | 0 | 7.4679 | 9995.67 | 0 | 0 | 0 | 0 | 0 | 0 | 0 | 7.4679 | 9995.67 | 0 | 0 | 0 | 0 | 0 | 0 | 0 | -162.22 | -162.22 | -162.22
[20 empty] | 2020-10-03 11:00 | 6612 | 10 | 3 | 12 | 168531.372 | 168.5314 | 7.4679 | 9849.01 | 0 | 0 | 0 | 0 | 0 | 0 | 0 | 7.4679 | 9849.01 | 0 | 0 | 0 | 0 | 0 | 0 | 0 | 7.4679 | 9849.01 | 0 | 0 | 0 | 0 | 0 | 0 | 0 | -161.0635 | -161.0635 | -161.0635
[20 empty] | 2020-10-03 12:00 | 6613 | 10 | 3 | 13 | 220122.007 | 220.122 | 7.4679 | 9849.01 | 0 | 0 | 0 | 0 | 0 | 0 | 0 | 7.4679 | 9849.01 | 0 | 0 | 0 | 0 | 0 | 0 | 0 | 7.4679 | 9849.01 | 0 | 0 | 0 | 0 | 0 | 0 | 0 | -212.6541 | -212.6541 | -212.6541
[20 empty] | 2020-10-03 13:00 | 6614 | 10 | 3 | 14 | 140488.168 | 140.4882 | 7.4679 | 9849.01 | 0 | 0 | 0 | 0 | 0 | 0 | 0 | 7.4679 | 9849.01 | 0 | 0 | 0 | 0 | 0 | 0 | 0 | 7.4679 | 9849.01 | 0 | 0 | 0 | 0 | 0 | 0 | 0 | -133.0203 | -133.0203 | -133.0203
[20 empty] | 2020-10-03 14:00 | 6615 | 10 | 3 | 15 | 161502.601 | 161.5026 | 7.4709 | 9922.34 | 0 | 0 | 0 | 0 | 0 | 0 | 0 | 7.4679 | 9922.34 | 0 | 0 | 0 | 0 | 0 | 0 | 0 | 7.4679 | 9922.34 | 0 | 0 | 0 | 0 | 0 | 0 | 0 | -154.0318 | -154.0347 | -154.0347
[20 empty] | 2020-10-03 15:00 | 6616 | 10 | 3 | 16 | 106100.559 | 106.1006 | 7.4728 | 9922.34 | 0 | 0 | 0 | 0 | 0 | 0 | 0 | 7.4679 | 9922.34 | 0 | 0 | 0 | 0 | 0 | 0 | 0 | 7.4679 | 9922.34 | 0 | 0 | 0 | 0 | 0 | 0 | 0 | -98.6278 | -98.6327 | -98.6327
[20 empty] | 2020-10-03 16:00 | 6617 | 10 | 3 | 17 | 39311.91 | 39.3119 | 7.5747 | 9922.34 | 0 | 0 | 0 | 0 | 0 | 0 | 0 | 7.5479 | 9922.34 | 0 | 0 | 0 | 0 | 0 | 0 | 0 | 7.5259 | 9922.34 | 0 | 0 | 0 | 0 | 0 | 0 | 0 | -31.7372 | -31.764 | -31.786
[20 empty] | 2020-10-03 17:00 | 6618 | 10 | 3 | 18 | 0 | 0 | 7.7263 | 10215.6 | 0 | 0 | 0 | 0 | 0 | 0 | 0 | 7.7224 | 10215.6 | 0 | 0 | 0 | 0 | 0 | 0 | 0 | 7.7192 | 10215.6 | 0 | 0 | 0 | 0 | 0 | 0 | 0 | 7.7263 | 7.7224 | 7.7192
[20 empty] | 2020-10-03 18:00 | 6619 | 10 | 3 | 19 | 0 | 0 | 7.7516 | 10142.3 | 0 | 0 | 0 | 0 | 0 | 0 | 0 | 7.7516 | 10142.3 | 0 | 0 | 0 | 0 | 0 | 0 | 0 | 7.7516 | 10142.3 | 0 | 0 | 0 | 0 | 0 | 0 | 0 | 7.7516 | 7.7516 | 7.7516
[20 empty] | 2020-10-03 19:00 | 6620 | 10 | 3 | 20 | 0 | 0 | 7.7516 | 10142.3 | 0 | 0 | 0 | 0 | 0 | 0 | 0 | 7.7516 | 10142.3 | 0 | 0 | 0 | 0 | 0 | 0 | 0 | 7.7516 | 10142.3 | 0 | 0 | 0 | 0 | 0 | 0 | 0 | 7.7516 | 7.7516 | 7.7516
[20 empty] | 2020-10-03 20:00 | 6621 | 10 | 3 | 21 | 0 | 0 | 7.7516 | 10215.6 | 0 | 0 | 0 | 0 | 0 | 0 | 0 | 7.7516 | 10215.6 | 0 | 0 | 0 | 0 | 0 | 0 | 0 | 7.7516 | 10215.6 | 0 | 0 | 0 | 0 | 0 | 0 | 0 | 7.7516 | 7.7516 | 7.7516
[20 empty] | 2020-10-03 21:00 | 6622 | 10 | 3 | 22 | 0 | 0 | 7.7516 | 10289 | 0 | 0 | 0 | 0 | 0 | 0 | 0 | 7.7516 | 10289 | 0 | 0 | 0 | 0 | 0 | 0 | 0 | 7.7516 | 10289 | 0 | 0 | 0 | 0 | 0 | 0 | 0 | 7.7516 | 7.7516 | 7.7516
[20 empty] | 2020-10-03 22:00 | 6623 | 10 | 3 | 23 | 0 | 0 | 7.7516 | 10289 | 0 | 0 | 0 | 0 | 0 | 0 | 0 | 7.7516 | 10289 | 0 | 0 | 0 | 0 | 0 | 0 | 0 | 7.7516 | 10289 | 0 | 0 | 0 | 0 | 0 | 0 | 0 | 7.7516 | 7.7516 | 7.7516
[20 empty] | 2020-10-03 23:00 | 6624 | 10 | 3 | 24 | 0 | 0 | 7.3463 | 10289 | 0 | 0 | 0 | 0 | 0 | 0 | 0 | 7.3463 | 10289 | 0 | 0 | 0 | 0 | 0 | 0 | 0 | 7.3463 | 10289 | 0 | 0 | 0 | 0 | 0 | 0 | 0 | 7.3463 | 7.3463 | 7.3463
[20 empty] | 2020-10-04 | 6625 | 10 | 4 | 1 | 0 | 0 | 7.3463 | 10289 | 0 | 0 | 0 | 0 | 0 | 0 | 0 | 7.3463 | 10289 | 0 | 0 | 0 | 0 | 0 | 0 | 0 | 7.3463 | 10289 | 0 | 0 | 0 | 0 | 0 | 0 | 0 | 7.3463 | 7.3463 | 7.3463
[20 empty] | 2020-10-04 01:00 | 6626 | 10 | 4 | 2 | 0 | 0 | 7.3463 | 10289 | 0 | 0 | 0 | 0 | 0 | 0 | 0 | 7.3463 | 10289 | 0 | 0 | 0 | 0 | 0 | 0 | 0 | 7.3463 | 10289 | 0 | 0 | 0 | 0 | 0 | 0 | 0 | 7.3463 | 7.3463 | 7.3463
[20 empty] | 2020-10-04 02:00 | 6627 | 10 | 4 | 3 | 0 | 0 | 7.3463 | 10362.3 | 0 | 0 | 0 | 0 | 0 | 0 | 0 | 7.3463 | 10362.3 | 0 | 0 | 0 | 0 | 0 | 0 | 0 | 7.3463 | 10362.3 | 0 | 0 | 0 | 0 | 0 | 0 | 0 | 7.3463 | 7.3463 | 7.3463
[20 empty] | 2020-10-04 03:00 | 6628 | 10 | 4 | 4 | 0 | 0 | 9.1608 | 124312 | 0.40134 | 1.3694 | 0 | 113950 | 113.95 | 3066.81 | -34215.8 | 9.2235 | 129782 | 0.40134 | 1.3694 | 0 | 119420 | 119.42 | 3066.8 | -34216 | 9.2931 | 135870 | 0.40134 | 1.3694 | 0 | 125508 | 125.508 | 3066.81 | -34215.7 | 9.1608 | 9.2235 | 9.2931
[20 empty] | 2020-10-04 04:00 | 6629 | 10 | 4 | 5 | 0 | 0 | 10.0196 | 62316.8 | 0 | 0 | 0 | 51954.5 | 51.9545 | 0 | -26395 | 10.0823 | 62200.7 | 0 | 0 | 0 | 51838.4 | 51.8384 | 0 | -26395.2 | 10.1519 | 62074.9 | 0 | 0 | 0 | 51712.6 | 51.7126 | 0 | -26395 | 10.0196 | 10.0823 | 10.1519
[20 empty] | 2020-10-04 05:00 | 6630 | 10 | 4 | 6 | 0 | 0 | 12.1902 | 84786 | 0 | 0 | 0 | 52061.7 | 52.0617 | 0 | -24386.4 | 12.2529 | 85982.3 | 0 | 0 | 0 | 53258 | 53.258 | 0 | -24386.5 | 12.3225 | 87314 | 0 | 0 | 0 | 54589.7 | 54.5897 | 0 | -24386.3 | 12.1902 | 12.2529 | 12.3225
[20 empty] | 2020-10-04 06:00 | 6631 | 10 | 4 | 7 | 14795.799 | 14.7958 | 92.5283 | 222757 | 0.35319 | 1.2051 | 0 | 140470 | 140.47 | 2698.89 | -117588 | 93.2302 | 241864 | 0.42032 | 1.4341 | 0 | 159577 | 159.577 | 3211.83 | -134216 | 94.2271 | 264762 | 0.52827 | 1.8025 | 0 | 182475 | 182.475 | 4036.74 | -154135 | 77.7325 | 78.4344 | 79.4313
[20 empty] | 2020-10-04 07:00 | 6632 | 10 | 4 | 8 | 82964.889 | 82.9649 | 118.211 | 226774 | 0.27428 | 0.93584 | 0 | 144487 | 144.487 | 2095.88 | -103560 | 118.857 | 244901 | 0.42355 | 1.4452 | 0 | 162614 | 162.614 | 3236.53 | -117968 | 119.949 | 265504 | 0.53964 | 1.8412 | 0 | 183217 | 183.217 | 4123.59 | -134366 | 35.2461 | 35.8921 | 36.9841
[20 empty] | 2020-10-04 08:00 | 6633 | 10 | 4 | 9 | 31277.645 | 31.2776 | 123.28 | 165661 | 0.39911 | 1.3618 | 0 | 108672 | 108.672 | 3049.77 | -66705.4 | 124.111 | 175501 | 0.52281 | 1.7838 | 0 | 118512 | 118.512 | 3994.98 | -74875.8 | 125 | 186744 | 0.5843 | 1.9936 | 0 | 129755 | 129.755 | 4464.85 | -84283.6 | 92.0024 | 92.8334 | 93.7224
[20 empty] | 2020-10-04 09:00 | 6634 | 10 | 4 | 10 | 48998.367 | 48.9984 | 123.805 | 154497 | 0.21281 | 0.72611 | 0 | 97287.5 | 97.2875 | 1626.18 | -62328.9 | 124.927 | 165405 | 0.31385 | 1.0708 | 0 | 108195 | 108.195 | 2398.22 | -70640.6 | 126.172 | 178007 | 0.4528 | 1.5449 | 0 | 120798 | 120.798 | 3460 | -80311.3 | 74.8066 | 75.9286 | 77.1736
[20 empty] | 2020-10-04 10:00 | 6635 | 10 | 4 | 11 | 76502.931 | 76.5029 | 104.316 | 215207 | 0.34246 | 1.1685 | 0 | 88548.4 | 88.5484 | 2616.85 | -53845.5 | 105.468 | 222911 | 0.43386 | 1.4803 | 0 | 96251.9 | 96.2519 | 3315.29 | -58457.2 | 106.592 | 232157 | 0.49152 | 1.6771 | 0 | 105498 | 105.498 | 3755.93 | -64213.5 | 27.8131 | 28.9651 | 30.0891
[20 empty] | 2020-10-04 11:00 | 6636 | 10 | 4 | 12 | 77586.483 | 77.5865 | 131.445 | 196186 | 4.8654 | 16.6008 | 0 | 69526.9 | 69.5269 | 37178.7 | -35029 | 132.39 | 199435 | 5.1789 | 17.6704 | 0 | 72775.9 | 72.7759 | 39574 | -35812.2 | 133.55 | 203259 | 5.5489 | 18.933 | 0 | 76599.9 | 76.5999 | 42401.6 | -36710.1 | 53.8585 | 54.8035 | 55.9635
[20 empty] | 2020-10-04 12:00 | 6637 | 10 | 4 | 13 | 74506.972 | 74.507 | 86.2501 | 151354 | 8.104 | 27.651 | 0 | 60775.8 | 60.7758 | 61926.1 | -31404.6 | 87.5238 | 152747 | 8.6788 | 29.612 | 0 | 62169.3 | 62.1693 | 66318.1 | -31365.3 | 88.9281 | 154394 | 9.3101 | 31.7659 | 0 | 63815.7 | 63.8157 | 71141.9 | -31420.7 | 11.7431 | 13.0168 | 14.4211
[20 empty] | 2020-10-04 13:00 | 6638 | 10 | 4 | 14 | 46177.291 | 46.1773 | 76.625 | 114278 | 3.1524 | 10.7561 | 0 | 57435.2 | 57.4352 | 24089.1 | -28820.3 | 77.4521 | 115269 | 3.3694 | 11.4963 | 0 | 58425.9 | 58.4259 | 25746.8 | -28599.3 | 78.338 | 116585 | 3.5802 | 12.2156 | 0 | 59742.3 | 59.7423 | 27357.8 | -28563 | 30.4477 | 31.2748 | 32.1607
[20 empty] | 2020-10-04 14:00 | 6639 | 10 | 4 | 15 | 175775.354 | 175.7754 | 68.1166 | 115907 | 8.1176 | 27.6974 | 0 | 59284.7 | 59.2847 | 62030.1 | -31800.2 | 69.1727 | 117118 | 8.6934 | 29.6618 | 0 | 60495.8 | 60.4958 | 66429.5 | -31891.9 | 70.3808 | 118551 | 9.2707 | 31.6317 | 0 | 61928.6 | 61.9286 | 70841.4 | -32019.2 | -107.6588 | -106.6027 | -105.3946
[20 empty] | 2020-10-04 15:00 | 6640 | 10 | 4 | 16 | 113404.649 | 113.4046 | 67.483 | 92014.2 | 8.2244 | 28.0616 | 0 | 60243.3 | 60.2433 | 62845.8 | -31887.3 | 68.0943 | 93765.9 | 8.6657 | 29.5674 | 0 | 61995 | 61.995 | 66218.1 | -32489.5 | 69.2734 | 95741.1 | 9.3333 | 31.8454 | 0 | 63970.2 | 63.9702 | 71319.8 | -33179.8 | -45.9216 | -45.3103 | -44.1312
[20 empty] | 2020-10-04 16:00 | 6641 | 10 | 4 | 17 | 40427.137 | 40.4271 | 14.694 | 31770.9 | 0 | 0 | 0 | 0 | 0 | 0 | 0 | 14.694 | 31770.9 | 0 | 0 | 0 | 0 | 0 | 0 | 0 | 14.694 | 31770.9 | 0 | 0 | 0 | 0 | 0 | 0 | 0 | -25.7331 | -25.7331 | -25.7331
[20 empty] | 2020-10-04 17:00 | 6642 | 10 | 4 | 18 | 0 | 0 | 13.7827 | 31697.5 | 0 | 0 | 0 | 0 | 0 | 0 | 0 | 13.7827 | 31697.5 | 0 | 0 | 0 | 0 | 0 | 0 | 0 | 13.7827 | 31697.5 | 0 | 0 | 0 | 0 | 0 | 0 | 0 | 13.7827 | 13.7827 | 13.7827
[20 empty] | 2020-10-04 18:00 | 6643 | 10 | 4 | 19 | 0 | 0 | 10.3847 | 31770.9 | 0 | 0 | 0 | 0 | 0 | 0 | 0 | 10.3847 | 31770.9 | 0 | 0 | 0 | 0 | 0 | 0 | 0 | 10.3847 | 31770.9 | 0 | 0 | 0 | 0 | 0 | 0 | 0 | 10.3847 | 10.3847 | 10.3847
[20 empty] | 2020-10-04 19:00 | 6644 | 10 | 4 | 20 | 0 | 0 | 8.8655 | 9409.05 | 0 | 0 | 0 | 0 | 0 | 0 | 0 | 8.8655 | 9409.05 | 0 | 0 | 0 | 0 | 0 | 0 | 0 | 8.8655 | 9409.05 | 0 | 0 | 0 | 0 | 0 | 0 | 0 | 8.8655 | 8.8655 | 8.8655
[20 empty] | 2020-10-04 20:00 | 6645 | 10 | 4 | 21 | 0 | 0 | 7.3463 | 9555.71 | 0 | 0 | 0 | 0 | 0 | 0 | 0 | 7.3463 | 9555.71 | 0 | 0 | 0 | 0 | 0 | 0 | 0 | 7.3463 | 9555.71 | 0 | 0 | 0 | 0 | 0 | 0 | 0 | 7.3463 | 7.3463 | 7.3463
[20 empty] | 2020-10-04 21:00 | 6646 | 10 | 4 | 22 | 0 | 0 | 7.3463 | 9629.03 | 0 | 0 | 0 | 0 | 0 | 0 | 0 | 7.3463 | 9629.03 | 0 | 0 | 0 | 0 | 0 | 0 | 0 | 7.3463 | 9629.03 | 0 | 0 | 0 | 0 | 0 | 0 | 0 | 7.3463 | 7.3463 | 7.3463
[20 empty] | 2020-10-04 22:00 | 6647 | 10 | 4 | 23 | 0 | 0 | 7.3463 | 9629.03 | 0 | 0 | 0 | 0 | 0 | 0 | 0 | 7.3463 | 9629.03 | 0 | 0 | 0 | 0 | 0 | 0 | 0 | 7.3463 | 9629.03 | 0 | 0 | 0 | 0 | 0 | 0 | 0 | 7.3463 | 7.3463 | 7.3463
[20 empty] | 2020-10-04 23:00 | 6648 | 10 | 4 | 24 | 0 | 0 | 7.3463 | 9702.36 | 0 | 0 | 0 | 0 | 0 | 0 | 0 | 7.3463 | 9702.36 | 0 | 0 | 0 | 0 | 0 | 0 | 0 | 7.3463 | 9702.36 | 0 | 0 | 0 | 0 | 0 | 0 | 0 | 7.3463 | 7.3463 | 7.3463
[20 empty] | 2020-10-05 | 6649 | 10 | 5 | 1 | 0 | 0 | 7.3463 | 9702.36 | 0 | 0 | 0 | 0 | 0 | 0 | 0 | 7.3463 | 9702.36 | 0 | 0 | 0 | 0 | 0 | 0 | 0 | 7.3463 | 9702.36 | 0 | 0 | 0 | 0 | 0 | 0 | 0 | 7.3463 | 7.3463 | 7.3463
[20 empty] | 2020-10-05 01:00 | 6650 | 10 | 5 | 2 | 0 | 0 | 7.3463 | 9702.36 | 0 | 0 | 0 | 0 | 0 | 0 | 0 | 7.3463 | 9702.36 | 0 | 0 | 0 | 0 | 0 | 0 | 0 | 7.3463 | 9702.36 | 0 | 0 | 0 | 0 | 0 | 0 | 0 | 7.3463 | 7.3463 | 7.3463
[20 empty] | 2020-10-05 02:00 | 6651 | 10 | 5 | 3 | 0 | 0 | 7.3463 | 9775.69 | 0 | 0 | 0 | 0 | 0 | 0 | 0 | 7.3463 | 9775.69 | 0 | 0 | 0 | 0 | 0 | 0 | 0 | 7.3463 | 9775.69 | 0 | 0 | 0 | 0 | 0 | 0 | 0 | 7.3463 | 7.3463 | 7.3463
[20 empty] | 2020-10-05 03:00 | 6652 | 10 | 5 | 4 | 0 | 0 | 9.2439 | 139494 | 0.48434 | 1.6526 | 0 | 129645 | 129.645 | 3701.03 | -21202.7 | 9.3065 | 145017 | 0.48434 | 1.6526 | 0 | 135168 | 135.168 | 3701.03 | -21202.7 | 9.3761 | 151170 | 0.48434 | 1.6526 | 0 | 141321 | 141.321 | 3701.04 | -21202.5 | 9.2439 | 9.3065 | 9.3761
[20 empty] | 2020-10-05 04:00 | 6653 | 10 | 5 | 5 | 0 | 0 | 10.0196 | 52954.8 | 0 | 0 | 0 | 43105.8 | 43.1058 | 0 | -15931.3 | 10.0823 | 54151 | 0 | 0 | 0 | 44301.9 | 44.3019 | 0 | -15931.3 | 10.1519 | 55482.7 | 0 | 0 | 0 | 45633.6 | 45.6336 | 0 | -15931.2 | 10.0196 | 10.0823 | 10.1519
[20 empty] | 2020-10-05 05:00 | 6654 | 10 | 5 | 6 | 0 | 0 | 12.1902 | 72389.3 | 0 | 0 | 0 | 40325.1 | 40.3251 | 0 | -14540.9 | 12.2529 | 73585.5 | 0 | 0 | 0 | 41521.2 | 41.5212 | 0 | -14540.9 | 12.3225 | 74917.2 | 0 | 0 | 0 | 42853 | 42.853 | 0 | -14540.8 | 12.1902 | 12.2529 | 12.3225
[20 empty] | 2020-10-05 06:00 | 6655 | 10 | 5 | 7 | 8583.939 | 8.5839 | 95.8045 | 157962 | 3.5387 | 12.074 | 0 | 76261.6 | 76.2616 | 27040.7 | -55967.6 | 96.7106 | 166786 | 3.8253 | 13.0521 | 0 | 85085.5 | 85.0855 | 29231 | -64661.4 | 97.8307 | 176910 | 4.1857 | 14.2817 | 0 | 95210.3 | 95.2103 | 31984.9 | -74683.2 | 87.2206 | 88.1267 | 89.2468
[20 empty] | 2020-10-05 07:00 | 6656 | 10 | 5 | 8 | 47088.035 | 47.088 | 120.526 | 159494 | 3.2812 | 11.1954 | 0 | 77794.1 | 77.7941 | 25072.9 | -43735.1 | 122.11 | 166913 | 3.7914 | 12.9364 | 0 | 85213.2 | 85.2132 | 28971.8 | -47893.8 | 122.988 | 177615 | 4.1208 | 14.0601 | 0 | 95915.4 | 95.9154 | 31488.5 | -55191.4 | 73.438 | 75.022 | 75.9
[20 empty] | 2020-10-05 08:00 | 6657 | 10 | 5 | 9 | 106297.027 | 106.297 | 134.078 | 119475 | 11.4291 | 38.9961 | 0 | 62999.3 | 62.9993 | 87334.4 | -31001 | 135.103 | 123206 | 12.2447 | 41.7789 | 0 | 66729.6 | 66.7296 | 93566.6 | -32485.8 | 137.458 | 128159 | 13.6376 | 46.5315 | 0 | 71683.5 | 71.6835 | 104211 | -34151.3 | 27.781 | 28.806 | 31.161
[20 empty] | 2020-10-05 09:00 | 6658 | 10 | 5 | 10 | 106383.541 | 106.3835 | 139.661 | 108536 | 16.188 | 55.2335 | 0 | 52280.4 | 52.2804 | 123699 | -23081.4 | 141.122 | 110496 | 17.3546 | 59.2139 | 0 | 54240.6 | 54.2406 | 132614 | -23451.2 | 142.82 | 113025 | 18.5892 | 63.4264 | 0 | 56769.4 | 56.7694 | 142048 | -24253.3 | 33.2775 | 34.7385 | 36.4365
[20 empty] | 2020-10-05 10:00 | 6659 | 10 | 5 | 11 | 245357.079 | 245.3571 | 119.551 | 176615 | 15.9295 | 54.3515 | 0 | 49955.6 | 49.9556 | 121723 | -23104.2 | 121 | 178119 | 17.0388 | 58.1364 | 0 | 51459.9 | 51.4599 | 130201 | -23330.7 | 122.843 | 180010 | 18.3265 | 62.53 | 0 | 53351 | 53.351 | 140040 | -23697.4 | -125.8061 | -124.3571 | -122.5141
[20 empty] | 2020-10-05 11:00 | 6660 | 10 | 5 | 12 | 257541.016 | 257.541 | 147.414 | 166414 | 20.5988 | 70.2831 | 0 | 39754.8 | 39.7548 | 155392 | -11470.4 | 149.149 | 167097 | 21.9877 | 75.022 | 0 | 40437.7 | 40.4377 | 165870 | -10809 | 150.181 | 168268 | 22.8808 | 78.0693 | 0 | 41608.8 | 41.6088 | 172607 | -10502 | -110.127 | -108.392 | -107.36
[20 empty] | 2020-10-05 12:00 | 6661 | 10 | 5 | 13 | 249748.66 | 249.7487 | 99.6739 | 122116 | 21.8145 | 74.4311 | 0 | 33587.8 | 33.5878 | 162467 | -8367.56 | 101.052 | 123123 | 22.9603 | 78.3405 | 0 | 34595.3 | 34.5953 | 171000 | -8375.78 | 103.153 | 124771 | 24.56 | 83.7987 | 0 | 36243.4 | 36.2434 | 182914 | -8839.78 | -150.0748 | -148.6967 | -146.5957
[20 empty] | 2020-10-05 13:00 | 6662 | 10 | 5 | 14 | 223509.495 | 223.5095 | 94.3782 | 87201.4 | 21.5423 | 73.5023 | 0 | 31239 | 31.239 | 160439 | -6737.6 | 96.0231 | 88670.6 | 22.8867 | 78.0894 | 0 | 32708.2 | 32.7082 | 170452 | -7046.05 | 98.0244 | 90488.3 | 24.4133 | 83.2982 | 0 | 34525.9 | 34.5259 | 181821 | -7443.2 | -129.1313 | -127.4864 | -125.4851
[20 empty] | 2020-10-05 14:00 | 6663 | 10 | 5 | 15 | 180397.59 | 180.3976 | 82.2799 | 86253.5 | 23.3578 | 79.6968 | 0 | 30364.5 | 30.3645 | 171750 | -6290.98 | 84.1639 | 87672.5 | 24.8524 | 84.7964 | 0 | 31783.5 | 31.7835 | 182740 | -6440.81 | 86.3894 | 89283.5 | 26.5119 | 90.4586 | 0 | 33394.4 | 33.3944 | 194942 | -6624.86 | -98.1177 | -96.2337 | -94.0082
[20 empty] | 2020-10-05 15:00 | 6664 | 10 | 5 | 16 | 117459.926 | 117.4599 | 80.2363 | 60732.1 | 23.3627 | 79.7135 | 0 | 29694.7 | 29.6947 | 171786 | -5678.19 | 82.207 | 62191.5 | 24.8531 | 84.7988 | 0 | 31154 | 31.154 | 182745 | -5927.73 | 84.4435 | 63814.9 | 26.508 | 90.4453 | 0 | 32777.5 | 32.7775 | 194914 | -6197.92 | -37.2236 | -35.2529 | -33.0164
[20 empty] | 2020-10-05 16:00 | 6665 | 10 | 5 | 17 | 42252.263 | 42.2523 | 14.694 | 31037.5 | 0 | 0 | 0 | 0 | 0 | 0 | 0 | 14.694 | 31037.5 | 0 | 0 | 0 | 0 | 0 | 0 | 0 | 14.694 | 31037.5 | 0 | 0 | 0 | 0 | 0 | 0 | 0 | -27.5583 | -27.5583 | -27.5583
[20 empty] | 2020-10-05 17:00 | 6666 | 10 | 5 | 18 | 0 | 0 | 13.7827 | 31404.2 | 0 | 0 | 0 | 0 | 0 | 0 | 0 | 13.7827 | 31404.2 | 0 | 0 | 0 | 0 | 0 | 0 | 0 | 13.7827 | 31404.2 | 0 | 0 | 0 | 0 | 0 | 0 | 0 | 13.7827 | 13.7827 | 13.7827
[20 empty] | 2020-10-05 18:00 | 6667 | 10 | 5 | 19 | 0 | 0 | 10.3847 | 31624.2 | 0 | 0 | 0 | 0 | 0 | 0 | 0 | 10.3847 | 31624.2 | 0 | 0 | 0 | 0 | 0 | 0 | 0 | 10.3847 | 31624.2 | 0 | 0 | 0 | 0 | 0 | 0 | 0 | 10.3847 | 10.3847 | 10.3847
[20 empty] | 2020-10-05 19:00 | 6668 | 10 | 5 | 20 | 0 | 0 | 8.8655 | 9262.4 | 0 | 0 | 0 | 0 | 0 | 0 | 0 | 8.8655 | 9262.4 | 0 | 0 | 0 | 0 | 0 | 0 | 0 | 8.8655 | 9262.4 | 0 | 0 | 0 | 0 | 0 | 0 | 0 | 8.8655 | 8.8655 | 8.8655
[20 empty] | 2020-10-05 20:00 | 6669 | 10 | 5 | 21 | 0 | 0 | 7.3463 | 9482.38 | 0 | 0 | 0 | 0 | 0 | 0 | 0 | 7.3463 | 9482.38 | 0 | 0 | 0 | 0 | 0 | 0 | 0 | 7.3463 | 9482.38 | 0 | 0 | 0 | 0 | 0 | 0 | 0 | 7.3463 | 7.3463 | 7.3463
[20 empty] | 2020-10-05 21:00 | 6670 | 10 | 5 | 22 | 0 | 0 | 7.3463 | 9702.36 | 0 | 0 | 0 | 0 | 0 | 0 | 0 | 7.3463 | 9702.36 | 0 | 0 | 0 | 0 | 0 | 0 | 0 | 7.3463 | 9702.36 | 0 | 0 | 0 | 0 | 0 | 0 | 0 | 7.3463 | 7.3463 | 7.3463
[20 empty] | 2020-10-05 22:00 | 6671 | 10 | 5 | 23 | 0 | 0 | 7.3463 | 9702.36 | 0 | 0 | 0 | 0 | 0 | 0 | 0 | 7.3463 | 9702.36 | 0 | 0 | 0 | 0 | 0 | 0 | 0 | 7.3463 | 9702.36 | 0 | 0 | 0 | 0 | 0 | 0 | 0 | 7.3463 | 7.3463 | 7.3463
[20 empty] | 2020-10-05 23:00 | 6672 | 10 | 5 | 24 | 0 | 0 | 7.3463 | 10142.3 | 0 | 0 | 0 | 0 | 0 | 0 | 0 | 7.3463 | 10142.3 | 0 | 0 | 0 | 0 | 0 | 0 | 0 | 7.3463 | 10142.3 | 0 | 0 | 0 | 0 | 0 | 0 | 0 | 7.3463 | 7.3463 | 7.3463
[20 empty] | 2020-10-06 | 6673 | 10 | 6 | 1 | 0 | 0 | 7.3463 | 10362.3 | 0 | 0 | 0 | 0 | 0 | 0 | 0 | 7.3463 | 10362.3 | 0 | 0 | 0 | 0 | 0 | 0 | 0 | 7.3463 | 10362.3 | 0 | 0 | 0 | 0 | 0 | 0 | 0 | 7.3463 | 7.3463 | 7.3463
[20 empty] | 2020-10-06 01:00 | 6674 | 10 | 6 | 2 | 0 | 0 | 7.3463 | 10362.3 | 0 | 0 | 0 | 0 | 0 | 0 | 0 | 7.3463 | 10362.3 | 0 | 0 | 0 | 0 | 0 | 0 | 0 | 7.3463 | 10362.3 | 0 | 0 | 0 | 0 | 0 | 0 | 0 | 7.3463 | 7.3463 | 7.3463
[20 empty] | 2020-10-06 02:00 | 6675 | 10 | 6 | 3 | 0 | 0 | 7.3463 | 10509 | 0 | 0 | 0 | 0 | 0 | 0 | 0 | 7.3463 | 10509 | 0 | 0 | 0 | 0 | 0 | 0 | 0 | 7.3463 | 10509 | 0 | 0 | 0 | 0 | 0 | 0 | 0 | 7.3463 | 7.3463 | 7.3463
[20 empty] | 2020-10-06 03:00 | 6676 | 10 | 6 | 4 | 0 | 0 | 7.3463 | 10509 | 0 | 0 | 0 | 0 | 0 | 0 | 0 | 7.3463 | 10509 | 0 | 0 | 0 | 0 | 0 | 0 | 0 | 7.3463 | 10509 | 0 | 0 | 0 | 0 | 0 | 0 | 0 | 7.3463 | 7.3463 | 7.3463
[20 empty] | 2020-10-06 04:00 | 6677 | 10 | 6 | 5 | 0 | 0 | 10.7891 | 131201 | 0.51035 | 1.7413 | 0 | 120692 | 120.692 | 3899.76 | -14857.6 | 10.8518 | 136857 | 0.51035 | 1.7413 | 0 | 126348 | 126.348 | 3899.76 | -14857.5 | 10.9213 | 143149 | 0.51035 | 1.7413 | 0 | 132640 | 132.64 | 3899.76 | -14857.5 | 10.7891 | 10.8518 | 10.9213
[20 empty] | 2020-10-06 05:00 | 6678 | 10 | 6 | 6 | 0 | 0 | 12.1902 | 70125 | 0 | 0 | 0 | 37254 | 37.254 | 0 | -11403.1 | 12.2529 | 71321.2 | 0 | 0 | 0 | 38450.2 | 38.4502 | 0 | -11403.1 | 12.3225 | 72653 | 0 | 0 | 0 | 39782.1 | 39.7821 | 0 | -11403.1 | 12.1902 | 12.2529 | 12.3225
[20 empty] | 2020-10-06 06:00 | 6679 | 10 | 6 | 7 | 13901.921 | 13.9019 | 91.0724 | 128880 | 0.082616 | 0.28189 | 0 | 46592.8 | 46.5928 | 631.303 | -28197.1 | 91.4424 | 131887 | 0.079822 | 0.27235 | 0 | 49599.7 | 49.5997 | 609.953 | -30531.6 | 91.8075 | 137502 | 0.087142 | 0.29733 | 0 | 55215.4 | 55.2154 | 665.885 | -35714.7 | 77.1705 | 77.5405 | 77.9056
[20 empty] | 2020-10-06 07:00 | 6680 | 10 | 6 | 8 | 83327.686 | 83.3277 | 118.059 | 139682 | 0.22483 | 0.76712 | 0 | 57395 | 57.395 | 1718.01 | -29856.8 | 118.506 | 143177 | 0.29454 | 1.005 | 0 | 60890.2 | 60.8902 | 2250.68 | -31689.4 | 118.928 | 148167 | 0.32985 | 1.1255 | 0 | 65880 | 65.88 | 2520.55 | -34109.4 | 34.7313 | 35.1783 | 35.6003
[20 empty] | 2020-10-06 08:00 | 6681 | 10 | 6 | 9 | 154688.243 | 154.6882 | 125.945 | 103005 | 3.0378 | 10.3651 | 0 | 46162.8 | 46.1628 | 23213.3 | -16495.2 | 126.295 | 104359 | 3.2311 | 11.0244 | 0 | 47516.1 | 47.5161 | 24689.8 | -16055.9 | 126.527 | 106196 | 3.3901 | 11.5669 | 0 | 49353.7 | 49.3537 | 25904.8 | -15815.4 | -28.7432 | -28.3932 | -28.1612
[20 empty] | 2020-10-06 09:00 | 6682 | 10 | 6 | 10 | 204514.989 | 204.515 | 130.143 | 95318.6 | 6.126 | 20.9018 | 0 | 38622.7 | 38.6227 | 46810.9 | -12410.3 | 130.293 | 95730.4 | 6.5128 | 22.2218 | 0 | 39034.5 | 39.0345 | 49767.2 | -11664.5 | 130.972 | 96447.5 | 6.9432 | 23.6901 | 0 | 39751.5 | 39.7515 | 53055.5 | -11045 | -74.372 | -74.222 | -73.543
[20 empty] | 2020-10-06 10:00 | 6683 | 10 | 6 | 11 | 235731.074 | 235.7311 | 109.785 | 165404 | 6.118 | 20.8745 | 0 | 38745.3 | 38.7453 | 46750 | -13928.4 | 110.208 | 165701 | 6.4827 | 22.1191 | 0 | 39041.6 | 39.0416 | 49537.2 | -13154.6 | 110.975 | 166181 | 6.9096 | 23.5757 | 0 | 39522.4 | 39.5224 | 52799.3 | -12393.8 | -125.9461 | -125.5231 | -124.7561
[20 empty] | 2020-10-06 11:00 | 6684 | 10 | 6 | 12 | 246204.363 | 246.2044 | 135.73 | 161231 | 9.137 | 31.1753 | 0 | 34572.3 | 34.5723 | 69819.3 | -8660.14 | 136.588 | 161819 | 9.7149 | 33.1472 | 0 | 35160.2 | 35.1602 | 74235.3 | -8228.06 | 137.334 | 163137 | 10.2056 | 34.8215 | 0 | 36477.9 | 36.4779 | 77985.3 | -8468.64 | -110.4744 | -109.6164 | -108.8704
[20 empty] | 2020-10-06 12:00 | 6685 | 10 | 6 | 13 | 239761.753 | 239.7618 | 89.8618 | 121147 | 12.0192 | 41.0095 | 0 | 31274.3 | 31.2743 | 91843.9 | -6679.16 | 90.9456 | 122531 | 12.778 | 43.5985 | 0 | 32658.8 | 32.6588 | 97641.7 | -7039.52 | 92.2329 | 124325 | 13.6205 | 46.4731 | 0 | 34452.6 | 34.4526 | 104079 | -7484.91 | -149.9 | -148.8162 | -147.5289
[20 empty] | 2020-10-06 13:00 | 6686 | 10 | 6 | 14 | 216070.542 | 216.0705 | 84.9831 | 86290.6 | 12.0041 | 40.958 | 0 | 29888.1 | 29.8881 | 91728.2 | -5767.69 | 85.9769 | 87854.6 | 12.7618 | 43.5433 | 0 | 31452.1 | 31.4521 | 97518.2 | -6065.36 | 87.2791 | 89640.8 | 13.6032 | 46.4141 | 0 | 33238.3 | 33.2383 | 103947 | -6432.88 | -131.0874 | -130.0936 | -128.7914
[20 empty] | 2020-10-06 14:00 | 6687 | 10 | 6 | 15 | 177049.552 | 177.0496 | 75.5962 | 85410.8 | 16.5891 | 56.602 | 0 | 29228.4 | 29.2284 | 126764 | -5323.31 | 76.9871 | 86822.1 | 17.6447 | 60.2037 | 0 | 30639.6 | 30.6396 | 134830 | -5468.07 | 78.7119 | 88425.5 | 18.8168 | 64.2029 | 0 | 32243.1 | 32.2431 | 143787 | -5653.61 | -101.4534 | -100.0625 | -98.3377
[20 empty] | 2020-10-06 15:00 | 6688 | 10 | 6 | 16 | 115619.604 | 115.6196 | 71.9382 | 60268.7 | 15.0362 | 51.3035 | 0 | 28864.6 | 28.8646 | 114898 | -5058.74 | 73.3567 | 61701.3 | 15.988 | 54.5511 | 0 | 30297.1 | 30.2971 | 122171 | -5279.31 | 74.989 | 63295.7 | 17.0448 | 58.1569 | 0 | 31891.5 | 31.8915 | 130246 | -5515.92 | -43.6814 | -42.2629 | -40.6306
[20 empty] | 2020-10-06 16:00 | 6689 | 10 | 6 | 17 | 41134.975 | 41.135 | 14.694 | 31404.2 | 0 | 0 | 0 | 0 | 0 | 0 | 0 | 14.694 | 31404.2 | 0 | 0 | 0 | 0 | 0 | 0 | 0 | 14.694 | 31404.2 | 0 | 0 | 0 | 0 | 0 | 0 | 0 | -26.441 | -26.441 | -26.441
[20 empty] | 2020-10-06 17:00 | 6690 | 10 | 6 | 18 | 0 | 0 | 13.7827 | 31697.5 | 0 | 0 | 0 | 0 | 0 | 0 | 0 | 13.7827 | 31697.5 | 0 | 0 | 0 | 0 | 0 | 0 | 0 | 13.7827 | 31697.5 | 0 | 0 | 0 | 0 | 0 | 0 | 0 | 13.7827 | 13.7827 | 13.7827
[20 empty] | 2020-10-06 18:00 | 6691 | 10 | 6 | 19 | 0 | 0 | 10.3847 | 31697.5 | 0 | 0 | 0 | 0 | 0 | 0 | 0 | 10.3847 | 31697.5 | 0 | 0 | 0 | 0 | 0 | 0 | 0 | 10.3847 | 31697.5 | 0 | 0 | 0 | 0 | 0 | 0 | 0 | 10.3847 | 10.3847 | 10.3847
[20 empty] | 2020-10-06 19:00 | 6692 | 10 | 6 | 20 | 0 | 0 | 8.8655 | 9482.38 | 0 | 0 | 0 | 0 | 0 | 0 | 0 | 8.8655 | 9482.38 | 0 | 0 | 0 | 0 | 0 | 0 | 0 | 8.8655 | 9482.38 | 0 | 0 | 0 | 0 | 0 | 0 | 0 | 8.8655 | 8.8655 | 8.8655
[20 empty] | 2020-10-06 20:00 | 6693 | 10 | 6 | 21 | 0 | 0 | 7.3463 | 9555.71 | 0 | 0 | 0 | 0 | 0 | 0 | 0 | 7.3463 | 9555.71 | 0 | 0 | 0 | 0 | 0 | 0 | 0 | 7.3463 | 9555.71 | 0 | 0 | 0 | 0 | 0 | 0 | 0 | 7.3463 | 7.3463 | 7.3463
[20 empty] | 2020-10-06 21:00 | 6694 | 10 | 6 | 22 | 0 | 0 | 7.3463 | 9629.03 | 0 | 0 | 0 | 0 | 0 | 0 | 0 | 7.3463 | 9629.03 | 0 | 0 | 0 | 0 | 0 | 0 | 0 | 7.3463 | 9629.03 | 0 | 0 | 0 | 0 | 0 | 0 | 0 | 7.3463 | 7.3463 | 7.3463
[20 empty] | 2020-10-06 22:00 | 6695 | 10 | 6 | 23 | 0 | 0 | 7.3463 | 9629.03 | 0 | 0 | 0 | 0 | 0 | 0 | 0 | 7.3463 | 9629.03 | 0 | 0 | 0 | 0 | 0 | 0 | 0 | 7.3463 | 9629.03 | 0 | 0 | 0 | 0 | 0 | 0 | 0 | 7.3463 | 7.3463 | 7.3463
[20 empty] | 2020-10-06 23:00 | 6696 | 10 | 6 | 24 | 0 | 0 | 7.3463 | 9995.67 | 0 | 0 | 0 | 0 | 0 | 0 | 0 | 7.3463 | 9995.67 | 0 | 0 | 0 | 0 | 0 | 0 | 0 | 7.3463 | 9995.67 | 0 | 0 | 0 | 0 | 0 | 0 | 0 | 7.3463 | 7.3463 | 7.3463
[20 empty] | 2020-10-07 | 6697 | 10 | 7 | 1 | 0 | 0 | 7.3463 | 10069 | 0 | 0 | 0 | 0 | 0 | 0 | 0 | 7.3463 | 10069 | 0 | 0 | 0 | 0 | 0 | 0 | 0 | 7.3463 | 10069 | 0 | 0 | 0 | 0 | 0 | 0 | 0 | 7.3463 | 7.3463 | 7.3463
[20 empty] | 2020-10-07 01:00 | 6698 | 10 | 7 | 2 | 0 | 0 | 7.3463 | 10069 | 0 | 0 | 0 | 0 | 0 | 0 | 0 | 7.3463 | 10069 | 0 | 0 | 0 | 0 | 0 | 0 | 0 | 7.3463 | 10069 | 0 | 0 | 0 | 0 | 0 | 0 | 0 | 7.3463 | 7.3463 | 7.3463
[20 empty] | 2020-10-07 02:00 | 6699 | 10 | 7 | 3 | 0 | 0 | 7.3463 | 10215.6 | 0 | 0 | 0 | 0 | 0 | 0 | 0 | 7.3463 | 10215.6 | 0 | 0 | 0 | 0 | 0 | 0 | 0 | 7.3463 | 10215.6 | 0 | 0 | 0 | 0 | 0 | 0 | 0 | 7.3463 | 7.3463 | 7.3463
[20 empty] | 2020-10-07 03:00 | 6700 | 10 | 7 | 4 | 0 | 0 | 7.3463 | 10215.6 | 0 | 0 | 0 | 0 | 0 | 0 | 0 | 7.3463 | 10215.6 | 0 | 0 | 0 | 0 | 0 | 0 | 0 | 7.3463 | 10215.6 | 0 | 0 | 0 | 0 | 0 | 0 | 0 | 7.3463 | 7.3463 | 7.3463
[20 empty] | 2020-10-07 04:00 | 6701 | 10 | 7 | 5 | 0 | 0 | 10.8056 | 125147 | 0.52684 | 1.7976 | 0 | 114931 | 114.931 | 4025.82 | -13485.9 | 10.8682 | 130557 | 0.52684 | 1.7976 | 0 | 120341 | 120.341 | 4025.82 | -13486 | 10.9378 | 136575 | 0.52684 | 1.7976 | 0 | 126360 | 126.36 | 4025.82 | -13486 | 10.8056 | 10.8682 | 10.9378
[20 empty] | 2020-10-07 05:00 | 6702 | 10 | 7 | 6 | 0 | 0 | 12.1902 | 71303.5 | 0 | 0 | 0 | 38505.9 | 38.5059 | 0 | -10800.3 | 12.2529 | 72618.5 | 0 | 0 | 0 | 39820.8 | 39.8208 | 0 | -10800.3 | 12.3225 | 74082.3 | 0 | 0 | 0 | 41284.6 | 41.2846 | 0 | -10800.4 | 12.1902 | 12.2529 | 12.3225
[20 empty] | 2020-10-07 06:00 | 6703 | 10 | 7 | 7 | 13765.792 | 13.7658 | 90.722 | 124159 | 0.023622 | 0.080598 | 0 | 41871.8 | 41.8718 | 180.505 | -20527.5 | 91.0159 | 125011 | 0.023622 | 0.080598 | 0 | 42723.6 | 42.7236 | 180.505 | -20270.4 | 91.163 | 127349 | 0.023622 | 0.080598 | 0 | 45062.1 | 45.0621 | 180.505 | -21568 | 76.9562 | 77.2501 | 77.3972
[20 empty] | 2020-10-07 07:00 | 6704 | 10 | 7 | 8 | 85200.123 | 85.2001 | 118.317 | 132001 | 0.21917 | 0.74782 | 0 | 49713.6 | 49.7136 | 1674.79 | -23690.2 | 118.648 | 132642 | 0.23145 | 0.78972 | 0 | 50354.7 | 50.3547 | 1768.63 | -23144.4 | 117.727 | 135395 | 0.087434 | 0.29833 | 0 | 53107.8 | 53.1078 | 668.122 | -24326.3 | 33.1169 | 33.4479 | 32.5269
[20 empty] | 2020-10-07 08:00 | 6705 | 10 | 7 | 9 | 158388.425 | 158.3884 | 124.407 | 97947.2 | 1.34 | 4.5721 | 0 | 41031.2 | 41.0312 | 10239.7 | -12727.4 | 124.478 | 98549 | 1.3913 | 4.747 | 0 | 41632.9 | 41.6329 | 10631.3 | -12234.1 | 124.74 | 100007 | 1.4648 | 4.9978 | 0 | 43090.8 | 43.0908 | 11192.9 | -11978.8 | -33.9814 | -33.9104 | -33.6484
[20 empty] | 2020-10-07 09:00 | 6706 | 10 | 7 | 10 | 207440.957 | 207.441 | 132.242 | 91032.5 | 7.6012 | 25.9353 | 0 | 34409.9 | 34.4099 | 58083.8 | -8880.32 | 131.872 | 91363.9 | 8.0754 | 27.5532 | 0 | 34741.3 | 34.7413 | 61707.1 | -8061.17 | 132.333 | 92500.8 | 8.4899 | 28.9676 | 0 | 35878.2 | 35.8782 | 64874.9 | -7925.18 | -75.199 | -75.569 | -75.108
[20 empty] | 2020-10-07 10:00 | 6707 | 10 | 7 | 11 | 239000.304 | 239.0003 | 111.907 | 161421 | 7.5678 | 25.8212 | 0 | 34761.7 | 34.7617 | 57828.2 | -10579.4 | 111.827 | 161793 | 8.0397 | 27.4316 | 0 | 35133.7 | 35.1337 | 61434.8 | -9916.58 | 112.336 | 162761 | 8.4523 | 28.8391 | 0 | 36101.8 | 36.1018 | 64587.2 | -9547.98 | -127.0933 | -127.1733 | -126.6643
[20 empty] | 2020-10-07 11:00 | 6708 | 10 | 7 | 12 | 251648.062 | 251.6481 | 139.216 | 158136 | 12.1866 | 41.5807 | 0 | 31476.8 | 31.4768 | 93122.9 | -6262.26 | 139.582 | 159421 | 12.8092 | 43.705 | 0 | 32761.7 | 32.7617 | 97880.1 | -6587.1 | 140.837 | 161065 | 13.6537 | 46.5864 | 0 | 34406.5 | 34.4065 | 104334 | -7068.18 | -112.4321 | -112.0661 | -110.8111
[20 empty] | 2020-10-07 12:00 | 6709 | 10 | 7 | 13 | 244848.859 | 244.8489 | 85.3056 | 119358 | 7.4384 | 25.3798 | 0 | 29474.5 | 29.4745 | 56839.8 | -5437.05 | 86.0738 | 120862 | 7.8994 | 26.9528 | 0 | 30978.9 | 30.9789 | 60362.6 | -5678.67 | 87.0266 | 122602 | 8.4113 | 28.6994 | 0 | 32719.1 | 32.7191 | 64274.1 | -5981.73 | -159.5433 | -158.7751 | -157.8223
[20 empty] | 2020-10-07 13:00 | 6710 | 10 | 7 | 14 | 219788.594 | 219.7886 | 80.4733 | 85702.9 | 7.4521 | 25.4265 | 0 | 29080.3 | 29.0803 | 56944.4 | -5266.15 | 81.1481 | 87147.2 | 7.914 | 27.0027 | 0 | 30524.6 | 30.5246 | 60474.3 | -5467.53 | 82.1165 | 88795.6 | 8.4269 | 28.7528 | 0 | 32173 | 32.173 | 64393.7 | -5726.01 | -139.3153 | -138.6405 | -137.6721
[20 empty] | 2020-10-07 14:00 | 6711 | 10 | 7 | 15 | 177150.783 | 177.1508 | 66.4802 | 86198.3 | 7.452 | 25.4262 | 0 | 29575.7 | 29.5757 | 56943.6 | -5888.5 | 67.2628 | 87539.5 | 7.9139 | 27.0023 | 0 | 30916.9 | 30.9169 | 60473.4 | -5985.86 | 68.3256 | 89053.4 | 8.4268 | 28.7523 | 0 | 32430.8 | 32.4308 | 64392.8 | -6106.08 | -110.6706 | -109.888 | -108.8252
[20 empty] | 2020-10-07 15:00 | 6712 | 10 | 7 | 16 | 114793.847 | 114.7938 | 62.8311 | 61536.8 | 5.9398 | 20.2666 | 0 | 29692.6 | 29.6926 | 45388.5 | -5811.7 | 63.6639 | 62917.2 | 6.3022 | 21.503 | 0 | 31073 | 31.073 | 48157.4 | -5988.79 | 64.6452 | 64451.2 | 6.7045 | 22.8758 | 0 | 32607 | 32.607 | 51231.9 | -6178.68 | -51.9627 | -51.1299 | -50.1486
[20 empty] | 2020-10-07 16:00 | 6713 | 10 | 7 | 17 | 39730.022 | 39.73 | 14.694 | 31844.2 | 0 | 0 | 0 | 0 | 0 | 0 | 0 | 14.694 | 31844.2 | 0 | 0 | 0 | 0 | 0 | 0 | 0 | 14.694 | 31844.2 | 0 | 0 | 0 | 0 | 0 | 0 | 0 | -25.036 | -25.036 | -25.036
[20 empty] | 2020-10-07 17:00 | 6714 | 10 | 7 | 18 | 0 | 0 | 13.7827 | 32137.6 | 0 | 0 | 0 | 0 | 0 | 0 | 0 | 13.7827 | 32137.6 | 0 | 0 | 0 | 0 | 0 | 0 | 0 | 13.7827 | 32137.6 | 0 | 0 | 0 | 0 | 0 | 0 | 0 | 13.7827 | 13.7827 | 13.7827
[20 empty] | 2020-10-07 18:00 | 6715 | 10 | 7 | 19 | 0 | 0 | 10.3847 | 32284.3 | 0 | 0 | 0 | 0 | 0 | 0 | 0 | 10.3847 | 32284.3 | 0 | 0 | 0 | 0 | 0 | 0 | 0 | 10.3847 | 32284.3 | 0 | 0 | 0 | 0 | 0 | 0 | 0 | 10.3847 | 10.3847 | 10.3847
[20 empty] | 2020-10-07 19:00 | 6716 | 10 | 7 | 20 | 0 | 0 | 8.8655 | 9922.34 | 0 | 0 | 0 | 0 | 0 | 0 | 0 | 8.8655 | 9922.34 | 0 | 0 | 0 | 0 | 0 | 0 | 0 | 8.8655 | 9922.34 | 0 | 0 | 0 | 0 | 0 | 0 | 0 | 8.8655 | 8.8655 | 8.8655
[20 empty] | 2020-10-07 20:00 | 6717 | 10 | 7 | 21 | 0 | 0 | 7.3463 | 9849.01 | 0 | 0 | 0 | 0 | 0 | 0 | 0 | 7.3463 | 9849.01 | 0 | 0 | 0 | 0 | 0 | 0 | 0 | 7.3463 | 9849.01 | 0 | 0 | 0 | 0 | 0 | 0 | 0 | 7.3463 | 7.3463 | 7.3463
[20 empty] | 2020-10-07 21:00 | 6718 | 10 | 7 | 22 | 0 | 0 | 7.3463 | 9849.01 | 0 | 0 | 0 | 0 | 0 | 0 | 0 | 7.3463 | 9849.01 | 0 | 0 | 0 | 0 | 0 | 0 | 0 | 7.3463 | 9849.01 | 0 | 0 | 0 | 0 | 0 | 0 | 0 | 7.3463 | 7.3463 | 7.3463
[20 empty] | 2020-10-07 22:00 | 6719 | 10 | 7 | 23 | 0 | 0 | 7.3463 | 9849.01 | 0 | 0 | 0 | 0 | 0 | 0 | 0 | 7.3463 | 9849.01 | 0 | 0 | 0 | 0 | 0 | 0 | 0 | 7.3463 | 9849.01 | 0 | 0 | 0 | 0 | 0 | 0 | 0 | 7.3463 | 7.3463 | 7.3463
[20 empty] | 2020-10-07 23:00 | 6720 | 10 | 7 | 24 | 0 | 0 | 7.3463 | 9922.34 | 0 | 0 | 0 | 0 | 0 | 0 | 0 | 7.3463 | 9922.34 | 0 | 0 | 0 | 0 | 0 | 0 | 0 | 7.3463 | 9922.34 | 0 | 0 | 0 | 0 | 0 | 0 | 0 | 7.3463 | 7.3463 | 7.3463
[20 empty] | 2020-10-08 | 6721 | 10 | 8 | 1 | 0 | 0 | 7.3463 | 9922.34 | 0 | 0 | 0 | 0 | 0 | 0 | 0 | 7.3463 | 9922.34 | 0 | 0 | 0 | 0 | 0 | 0 | 0 | 7.3463 | 9922.34 | 0 | 0 | 0 | 0 | 0 | 0 | 0 | 7.3463 | 7.3463 | 7.3463
[20 empty] | 2020-10-08 01:00 | 6722 | 10 | 8 | 2 | 0 | 0 | 7.3463 | 9922.34 | 0 | 0 | 0 | 0 | 0 | 0 | 0 | 7.3463 | 9922.34 | 0 | 0 | 0 | 0 | 0 | 0 | 0 | 7.3463 | 9922.34 | 0 | 0 | 0 | 0 | 0 | 0 | 0 | 7.3463 | 7.3463 | 7.3463
[20 empty] | 2020-10-08 02:00 | 6723 | 10 | 8 | 3 | 0 | 0 | 7.3463 | 9995.67 | 0 | 0 | 0 | 0 | 0 | 0 | 0 | 7.3463 | 9995.67 | 0 | 0 | 0 | 0 | 0 | 0 | 0 | 7.3463 | 9995.67 | 0 | 0 | 0 | 0 | 0 | 0 | 0 | 7.3463 | 7.3463 | 7.3463
[20 empty] | 2020-10-08 03:00 | 6724 | 10 | 8 | 4 | 0 | 0 | 7.3463 | 9995.67 | 0 | 0 | 0 | 0 | 0 | 0 | 0 | 7.3463 | 9995.67 | 0 | 0 | 0 | 0 | 0 | 0 | 0 | 7.3463 | 9995.67 | 0 | 0 | 0 | 0 | 0 | 0 | 0 | 7.3463 | 7.3463 | 7.3463
[20 empty] | 2020-10-08 04:00 | 6725 | 10 | 8 | 5 | 0 | 0 | 10.8043 | 125403 | 0.5256 | 1.7934 | 0 | 115407 | 115.407 | 4016.35 | -13773.8 | 10.867 | 130799 | 0.5256 | 1.7934 | 0 | 120804 | 120.804 | 4016.35 | -13773.6 | 10.9366 | 136804 | 0.5256 | 1.7934 | 0 | 126808 | 126.808 | 4016.35 | -13773.6 | 10.8043 | 10.867 | 10.9366
[20 empty] | 2020-10-08 05:00 | 6726 | 10 | 8 | 6 | 0 | 0 | 12.1902 | 68487.6 | 0 | 0 | 0 | 36130 | 36.13 | 0 | -10487.6 | 12.2529 | 69683.6 | 0 | 0 | 0 | 37326 | 37.326 | 0 | -10487.5 | 12.3225 | 71015.5 | 0 | 0 | 0 | 38657.9 | 38.6579 | 0 | -10487.6 | 12.1902 | 12.2529 | 12.3225
[20 empty] | 2020-10-08 06:00 | 6727 | 10 | 8 | 7 | 7522.746 | 7.5227 | 90.8026 | 120452 | 0.023648 | 0.080688 | 0 | 38531.4 | 38.5314 | 180.706 | -14333.5 | 91.0998 | 121229 | 0.023648 | 0.080688 | 0 | 39309.2 | 39.3092 | 180.706 | -13856.8 | 91.3836 | 122578 | 0.023648 | 0.080688 | 0 | 40657.5 | 40.6575 | 180.706 | -13875.6 | 83.2799 | 83.5771 | 83.8609
[20 empty] | 2020-10-08 07:00 | 6728 | 10 | 8 | 8 | 48327.421 | 48.3274 | 116.641 | 124018 | 0.023614 | 0.08057 | 0 | 42098.2 | 42.0982 | 180.443 | -17100.9 | 116.575 | 124534 | 0.023614 | 0.08057 | 0 | 42614.1 | 42.6141 | 180.443 | -16486.4 | 116.639 | 125382 | 0.023614 | 0.08057 | 0 | 43461.9 | 43.4619 | 180.443 | -15928.4 | 68.3136 | 68.2476 | 68.3116
[20 empty] | 2020-10-08 08:00 | 6729 | 10 | 8 | 9 | 55877.687 | 55.8777 | 131.659 | 93600 | 9.2143 | 31.4392 | 0 | 37050.8 | 37.0508 | 70410.2 | -10414.4 | 132.257 | 94068.6 | 9.7788 | 33.3651 | 0 | 37519.4 | 37.5194 | 74723.4 | -9792.47 | 132.762 | 95408.7 | 10.289 | 35.1061 | 0 | 38859.4 | 38.8594 | 78622.2 | -9990.15 | 75.7813 | 76.3793 | 76.8843
[20 empty] | 2020-10-08 09:00 | 6730 | 10 | 8 | 10 | 75724.241 | 75.7242 | 137.114 | 89151.3 | 13.7571 | 46.9392 | 0 | 32822.1 | 32.8221 | 105123 | -7851.22 | 138.044 | 89420 | 14.633 | 49.9278 | 0 | 33090.8 | 33.0908 | 111817 | -7004.05 | 138.876 | 91055.1 | 15.416 | 52.5994 | 0 | 34725.9 | 34.7259 | 117800 | -7282.97 | 61.3898 | 62.3198 | 63.1518
[20 empty] | 2020-10-08 10:00 | 6731 | 10 | 8 | 11 | 62086.657 | 62.0867 | 116.958 | 160180 | 13.7131 | 46.7891 | 0 | 33521.5 | 33.5215 | 104788 | -9513.21 | 117.702 | 160509 | 14.4159 | 49.1871 | 0 | 33849.7 | 33.8497 | 110158 | -8809.97 | 118.994 | 162031 | 15.3665 | 52.4305 | 0 | 35372 | 35.372 | 117422 | -8932.83 | 54.8713 | 55.6153 | 56.9073
[20 empty] | 2020-10-08 11:00 | 6732 | 10 | 8 | 12 | 89231.921 | 89.2319 | 149.915 | 157233 | 23.5894 | 80.487 | 0 | 30573.6 | 30.5736 | 173453 | -5592.72 | 151.687 | 158638 | 25.099 | 85.6378 | 0 | 31978.9 | 31.9789 | 184553 | -6068.31 | 153.777 | 160528 | 26.7466 | 91.2594 | 0 | 33869.3 | 33.8693 | 196668 | -6663.43 | 60.6831 | 62.4551 | 64.5451
[20 empty] | 2020-10-08 12:00 | 6733 | 10 | 8 | 13 | 54012.957 | 54.013 | 102.978 | 116755 | 25.2389 | 86.1151 | 0 | 28447.1 | 28.4471 | 183231 | -4491.97 | 104.9 | 118375 | 26.8239 | 91.5231 | 0 | 30066.5 | 30.0665 | 194737 | -4813.88 | 107.149 | 120270 | 28.6176 | 97.6433 | 0 | 31962.1 | 31.9621 | 207759 | -5255.46 | 48.965 | 50.887 | 53.136
[20 empty] | 2020-10-08 13:00 | 6734 | 10 | 8 | 14 | 65674.243 | 65.6742 | 97.996 | 55815.7 | 25.1605 | 85.8476 | 0 | 0 | 0 | 182661 | -3339.24 | 99.9009 | 55815.7 | 26.7727 | 91.3485 | 0 | 0 | 0 | 194366 | -3634.1 | 102.164 | 55815.7 | 28.5628 | 97.4563 | 0 | 0 | 0 | 207361 | -3992.92 | 32.3218 | 34.2267 | 36.4898
[20 empty] | 2020-10-08 14:00 | 6735 | 10 | 8 | 15 | 27186.12 | 27.1861 | 80.7393 | 56035.7 | 21.8373 | 74.5089 | 0 | 0 | 0 | 164735 | -3457.12 | 82.4863 | 56035.7 | 23.192 | 79.1311 | 0 | 0 | 0 | 174955 | -3512.74 | 84.5586 | 56035.7 | 24.6963 | 84.2638 | 0 | 0 | 0 | 186303 | -3625.78 | 53.5532 | 55.3002 | 57.3725
[20 empty] | 2020-10-08 15:00 | 6736 | 10 | 8 | 16 | 28706.617 | 28.7066 | 81.7112 | 31184.1 | 24.8793 | 84.8882 | 0 | 0 | 0 | 187683 | -3108.73 | 83.7395 | 31184.1 | 26.4338 | 90.1921 | 0 | 0 | 0 | 199410 | -3312.67 | 86.0475 | 31184.1 | 28.1598 | 96.0812 | 0 | 0 | 0 | 212431 | -3530.25 | 53.0046 | 55.0329 | 57.3409
[20 empty] | 2020-10-08 16:00 | 6737 | 10 | 8 | 17 | 9459.648 | 9.4596 | 14.694 | 31184.1 | 0 | 0 | 0 | 0 | 0 | 0 | 0 | 14.694 | 31184.1 | 0 | 0 | 0 | 0 | 0 | 0 | 0 | 14.694 | 31184.1 | 0 | 0 | 0 | 0 | 0 | 0 | 0 | 5.2344 | 5.2344 | 5.2344
[20 empty] | 2020-10-08 17:00 | 6738 | 10 | 8 | 18 | 0 | 0 | 13.7827 | 31624.2 | 0 | 0 | 0 | 0 | 0 | 0 | 0 | 13.7827 | 31624.2 | 0 | 0 | 0 | 0 | 0 | 0 | 0 | 13.7827 | 31624.2 | 0 | 0 | 0 | 0 | 0 | 0 | 0 | 13.7827 | 13.7827 | 13.7827
[20 empty] | 2020-10-08 18:00 | 6739 | 10 | 8 | 19 | 0 | 0 | 10.3847 | 31477.5 | 0 | 0 | 0 | 0 | 0 | 0 | 0 | 10.3847 | 31477.5 | 0 | 0 | 0 | 0 | 0 | 0 | 0 | 10.3847 | 31477.5 | 0 | 0 | 0 | 0 | 0 | 0 | 0 | 10.3847 | 10.3847 | 10.3847
[20 empty] | 2020-10-08 19:00 | 6740 | 10 | 8 | 20 | 0 | 0 | 8.8655 | 9115.75 | 0 | 0 | 0 | 0 | 0 | 0 | 0 | 8.8655 | 9115.75 | 0 | 0 | 0 | 0 | 0 | 0 | 0 | 8.8655 | 9115.75 | 0 | 0 | 0 | 0 | 0 | 0 | 0 | 8.8655 | 8.8655 | 8.8655
[20 empty] | 2020-10-08 20:00 | 6741 | 10 | 8 | 21 | 0 | 0 | 7.3463 | 9189.07 | 0 | 0 | 0 | 0 | 0 | 0 | 0 | 7.3463 | 9189.07 | 0 | 0 | 0 | 0 | 0 | 0 | 0 | 7.3463 | 9189.07 | 0 | 0 | 0 | 0 | 0 | 0 | 0 | 7.3463 | 7.3463 | 7.3463
[20 empty] | 2020-10-08 21:00 | 6742 | 10 | 8 | 22 | 0 | 0 | 7.3463 | 9409.05 | 0 | 0 | 0 | 0 | 0 | 0 | 0 | 7.3463 | 9409.05 | 0 | 0 | 0 | 0 | 0 | 0 | 0 | 7.3463 | 9409.05 | 0 | 0 | 0 | 0 | 0 | 0 | 0 | 7.3463 | 7.3463 | 7.3463
[20 empty] | 2020-10-08 22:00 | 6743 | 10 | 8 | 23 | 0 | 0 | 7.3463 | 9409.05 | 0 | 0 | 0 | 0 | 0 | 0 | 0 | 7.3463 | 9409.05 | 0 | 0 | 0 | 0 | 0 | 0 | 0 | 7.3463 | 9409.05 | 0 | 0 | 0 | 0 | 0 | 0 | 0 | 7.3463 | 7.3463 | 7.3463
[20 empty] | 2020-10-08 23:00 | 6744 | 10 | 8 | 24 | 0 | 0 | 7.7516 | 9555.71 | 0 | 0 | 0 | 0 | 0 | 0 | 0 | 7.7516 | 9555.71 | 0 | 0 | 0 | 0 | 0 | 0 | 0 | 7.7516 | 9555.71 | 0 | 0 | 0 | 0 | 0 | 0 | 0 | 7.7516 | 7.7516 | 7.7516
[20 empty] | 2020-10-09 | 6745 | 10 | 9 | 1 | 0 | 0 | 7.7516 | 9482.38 | 0 | 0 | 0 | 0 | 0 | 0 | 0 | 7.7516 | 9482.38 | 0 | 0 | 0 | 0 | 0 | 0 | 0 | 7.7516 | 9482.38 | 0 | 0 | 0 | 0 | 0 | 0 | 0 | 7.7516 | 7.7516 | 7.7516
[20 empty] | 2020-10-09 01:00 | 6746 | 10 | 9 | 2 | 0 | 0 | 7.7516 | 9482.38 | 0 | 0 | 0 | 0 | 0 | 0 | 0 | 7.7516 | 9482.38 | 0 | 0 | 0 | 0 | 0 | 0 | 0 | 7.7516 | 9482.38 | 0 | 0 | 0 | 0 | 0 | 0 | 0 | 7.7516 | 7.7516 | 7.7516
[20 empty] | 2020-10-09 02:00 | 6747 | 10 | 9 | 3 | 0 | 0 | 7.7516 | 9702.36 | 0 | 0 | 0 | 0 | 0 | 0 | 0 | 7.7516 | 9702.36 | 0 | 0 | 0 | 0 | 0 | 0 | 0 | 7.7516 | 9702.36 | 0 | 0 | 0 | 0 | 0 | 0 | 0 | 7.7516 | 7.7516 | 7.7516
[20 empty] | 2020-10-09 03:00 | 6748 | 10 | 9 | 4 | 0 | 0 | 7.7516 | 9702.36 | 0 | 0 | 0 | 0 | 0 | 0 | 0 | 7.7516 | 9702.36 | 0 | 0 | 0 | 0 | 0 | 0 | 0 | 7.7516 | 9702.36 | 0 | 0 | 0 | 0 | 0 | 0 | 0 | 7.7516 | 7.7516 | 7.7516
[20 empty] | 2020-10-09 04:00 | 6749 | 10 | 9 | 5 | 0 | 0 | 7.7516 | 9702.36 | 0 | 0 | 0 | 0 | 0 | 0 | 0 | 7.7516 | 9702.36 | 0 | 0 | 0 | 0 | 0 | 0 | 0 | 7.7516 | 9702.36 | 0 | 0 | 0 | 0 | 0 | 0 | 0 | 7.7516 | 7.7516 | 7.7516
[20 empty] | 2020-10-09 05:00 | 6750 | 10 | 9 | 6 | 0 | 0 | 7.7516 | 9702.36 | 0 | 0 | 0 | 0 | 0 | 0 | 0 | 7.7516 | 9702.36 | 0 | 0 | 0 | 0 | 0 | 0 | 0 | 7.7516 | 9702.36 | 0 | 0 | 0 | 0 | 0 | 0 | 0 | 7.7516 | 7.7516 | 7.7516
[20 empty] | 2020-10-09 06:00 | 6751 | 10 | 9 | 7 | 0 | 0 | 7.5914 | 9555.71 | 0 | 0 | 0 | 0 | 0 | 0 | 0 | 7.5665 | 9555.71 | 0 | 0 | 0 | 0 | 0 | 0 | 0 | 7.5511 | 9555.71 | 0 | 0 | 0 | 0 | 0 | 0 | 0 | 7.5914 | 7.5665 | 7.5511
[20 empty] | 2020-10-09 07:00 | 6752 | 10 | 9 | 8 | 1823.906 | 1.8239 | 7.4683 | 9555.71 | 0 | 0 | 0 | 0 | 0 | 0 | 0 | 7.4679 | 9555.71 | 0 | 0 | 0 | 0 | 0 | 0 | 0 | 7.4679 | 9555.71 | 0 | 0 | 0 | 0 | 0 | 0 | 0 | 5.6444 | 5.644 | 5.644
[20 empty] | 2020-10-09 08:00 | 6753 | 10 | 9 | 9 | 11435.716 | 11.4357 | 7.5402 | 8675.79 | 0 | 0 | 0 | 0 | 0 | 0 | 0 | 7.4992 | 8675.79 | 0 | 0 | 0 | 0 | 0 | 0 | 0 | 7.4679 | 8675.79 | 0 | 0 | 0 | 0 | 0 | 0 | 0 | -3.8955 | -3.9366 | -3.9678
[20 empty] | 2020-10-09 09:00 | 6754 | 10 | 9 | 10 | 14064.305 | 14.0643 | 7.5134 | 8309.16 | 0 | 0 | 0 | 0 | 0 | 0 | 0 | 7.4684 | 8309.16 | 0 | 0 | 0 | 0 | 0 | 0 | 0 | 7.4679 | 8309.16 | 0 | 0 | 0 | 0 | 0 | 0 | 0 | -6.5509 | -6.5959 | -6.5964
[20 empty] | 2020-10-09 10:00 | 6755 | 10 | 9 | 11 | 28758.733 | 28.7587 | 7.4811 | 8309.16 | 0 | 0 | 0 | 0 | 0 | 0 | 0 | 7.4679 | 8309.16 | 0 | 0 | 0 | 0 | 0 | 0 | 0 | 7.4679 | 8309.16 | 0 | 0 | 0 | 0 | 0 | 0 | 0 | -21.2776 | -21.2909 | -21.2909
[20 empty] | 2020-10-09 11:00 | 6756 | 10 | 9 | 12 | 27745.457 | 27.7455 | 7.4679 | 7942.53 | 0 | 0 | 0 | 0 | 0 | 0 | 0 | 7.4679 | 7942.53 | 0 | 0 | 0 | 0 | 0 | 0 | 0 | 7.4679 | 7942.53 | 0 | 0 | 0 | 0 | 0 | 0 | 0 | -20.2776 | -20.2776 | -20.2776
[20 empty] | 2020-10-09 12:00 | 6757 | 10 | 9 | 13 | 18222.35 | 18.2223 | 7.47 | 7795.88 | 0 | 0 | 0 | 0 | 0 | 0 | 0 | 7.4679 | 7795.88 | 0 | 0 | 0 | 0 | 0 | 0 | 0 | 7.4679 | 7795.88 | 0 | 0 | 0 | 0 | 0 | 0 | 0 | -10.7523 | -10.7545 | -10.7545
[20 empty] | 2020-10-09 13:00 | 6758 | 10 | 9 | 14 | 18621.403 | 18.6214 | 7.4722 | 7795.88 | 0 | 0 | 0 | 0 | 0 | 0 | 0 | 7.4679 | 7795.88 | 0 | 0 | 0 | 0 | 0 | 0 | 0 | 7.4679 | 7795.88 | 0 | 0 | 0 | 0 | 0 | 0 | 0 | -11.1492 | -11.1535 | -11.1535
[20 empty] | 2020-10-09 14:00 | 6759 | 10 | 9 | 15 | 19405.577 | 19.4056 | 7.4718 | 7942.53 | 0 | 0 | 0 | 0 | 0 | 0 | 0 | 7.4679 | 7942.53 | 0 | 0 | 0 | 0 | 0 | 0 | 0 | 7.4679 | 7942.53 | 0 | 0 | 0 | 0 | 0 | 0 | 0 | -11.9338 | -11.9377 | -11.9377
[20 empty] | 2020-10-09 15:00 | 6760 | 10 | 9 | 16 | 21432.96 | 21.433 | 7.4679 | 8162.51 | 0 | 0 | 0 | 0 | 0 | 0 | 0 | 7.4679 | 8162.51 | 0 | 0 | 0 | 0 | 0 | 0 | 0 | 7.4679 | 8162.51 | 0 | 0 | 0 | 0 | 0 | 0 | 0 | -13.9651 | -13.9651 | -13.9651
[20 empty] | 2020-10-09 16:00 | 6761 | 10 | 9 | 17 | 6967.791 | 6.9678 | 7.4704 | 8162.51 | 0 | 0 | 0 | 0 | 0 | 0 | 0 | 7.4679 | 8162.51 | 0 | 0 | 0 | 0 | 0 | 0 | 0 | 7.4679 | 8162.51 | 0 | 0 | 0 | 0 | 0 | 0 | 0 | 0.50258 | 0.50009 | 0.50009
[20 empty] | 2020-10-09 17:00 | 6762 | 10 | 9 | 18 | 0 | 0 | 7.7516 | 8602.46 | 0 | 0 | 0 | 0 | 0 | 0 | 0 | 7.7516 | 8602.46 | 0 | 0 | 0 | 0 | 0 | 0 | 0 | 7.7516 | 8602.46 | 0 | 0 | 0 | 0 | 0 | 0 | 0 | 7.7516 | 7.7516 | 7.7516
[20 empty] | 2020-10-09 18:00 | 6763 | 10 | 9 | 19 | 0 | 0 | 7.7516 | 8969.09 | 0 | 0 | 0 | 0 | 0 | 0 | 0 | 7.7516 | 8969.09 | 0 | 0 | 0 | 0 | 0 | 0 | 0 | 7.7516 | 8969.09 | 0 | 0 | 0 | 0 | 0 | 0 | 0 | 7.7516 | 7.7516 | 7.7516
[20 empty] | 2020-10-09 19:00 | 6764 | 10 | 9 | 20 | 0 | 0 | 7.7516 | 8969.09 | 0 | 0 | 0 | 0 | 0 | 0 | 0 | 7.7516 | 8969.09 | 0 | 0 | 0 | 0 | 0 | 0 | 0 | 7.7516 | 8969.09 | 0 | 0 | 0 | 0 | 0 | 0 | 0 | 7.7516 | 7.7516 | 7.7516
[20 empty] | 2020-10-09 20:00 | 6765 | 10 | 9 | 21 | 0 | 0 | 7.7516 | 8895.77 | 0 | 0 | 0 | 0 | 0 | 0 | 0 | 7.7516 | 8895.77 | 0 | 0 | 0 | 0 | 0 | 0 | 0 | 7.7516 | 8895.77 | 0 | 0 | 0 | 0 | 0 | 0 | 0 | 7.7516 | 7.7516 | 7.7516
[20 empty] | 2020-10-09 21:00 | 6766 | 10 | 9 | 22 | 0 | 0 | 7.7516 | 9115.75 | 0 | 0 | 0 | 0 | 0 | 0 | 0 | 7.7516 | 9115.75 | 0 | 0 | 0 | 0 | 0 | 0 | 0 | 7.7516 | 9115.75 | 0 | 0 | 0 | 0 | 0 | 0 | 0 | 7.7516 | 7.7516 | 7.7516
[20 empty] | 2020-10-09 22:00 | 6767 | 10 | 9 | 23 | 0 | 0 | 7.7516 | 9115.75 | 0 | 0 | 0 | 0 | 0 | 0 | 0 | 7.7516 | 9115.75 | 0 | 0 | 0 | 0 | 0 | 0 | 0 | 7.7516 | 9115.75 | 0 | 0 | 0 | 0 | 0 | 0 | 0 | 7.7516 | 7.7516 | 7.7516
[20 empty] | 2020-10-09 23:00 | 6768 | 10 | 9 | 24 | 0 | 0 | 7.7516 | 9262.4 | 0 | 0 | 0 | 0 | 0 | 0 | 0 | 7.7516 | 9262.4 | 0 | 0 | 0 | 0 | 0 | 0 | 0 | 7.7516 | 9262.4 | 0 | 0 | 0 | 0 | 0 | 0 | 0 | 7.7516 | 7.7516 | 7.7516
[20 empty] | 2020-10-10 | 6769 | 10 | 10 | 1 | 0 | 0 | 7.7516 | 9335.73 | 0 | 0 | 0 | 0 | 0 | 0 | 0 | 7.7516 | 9335.73 | 0 | 0 | 0 | 0 | 0 | 0 | 0 | 7.7516 | 9335.73 | 0 | 0 | 0 | 0 | 0 | 0 | 0 | 7.7516 | 7.7516 | 7.7516
[20 empty] | 2020-10-10 01:00 | 6770 | 10 | 10 | 2 | 0 | 0 | 7.7516 | 9335.73 | 0 | 0 | 0 | 0 | 0 | 0 | 0 | 7.7516 | 9335.73 | 0 | 0 | 0 | 0 | 0 | 0 | 0 | 7.7516 | 9335.73 | 0 | 0 | 0 | 0 | 0 | 0 | 0 | 7.7516 | 7.7516 | 7.7516
[20 empty] | 2020-10-10 02:00 | 6771 | 10 | 10 | 3 | 0 | 0 | 7.7516 | 9335.73 | 0 | 0 | 0 | 0 | 0 | 0 | 0 | 7.7516 | 9335.73 | 0 | 0 | 0 | 0 | 0 | 0 | 0 | 7.7516 | 9335.73 | 0 | 0 | 0 | 0 | 0 | 0 | 0 | 7.7516 | 7.7516 | 7.7516
[20 empty] | 2020-10-10 03:00 | 6772 | 10 | 10 | 4 | 0 | 0 | 7.7516 | 9409.05 | 0 | 0 | 0 | 0 | 0 | 0 | 0 | 7.7516 | 9409.05 | 0 | 0 | 0 | 0 | 0 | 0 | 0 | 7.7516 | 9409.05 | 0 | 0 | 0 | 0 | 0 | 0 | 0 | 7.7516 | 7.7516 | 7.7516
[20 empty] | 2020-10-10 04:00 | 6773 | 10 | 10 | 5 | 0 | 0 | 25.1261 | 9409.05 | 13.6595 | 46.6062 | 0 | 0 | 0 | 104478 | 0 | 25.1262 | 9409.05 | 13.6596 | 46.6066 | 0 | 0 | 0 | 104478 | 0 | 25.1261 | 9409.05 | 13.6595 | 46.6062 | 0 | 0 | 0 | 104477 | 0 | 25.1261 | 25.1262 | 25.1261
[20 empty] | 2020-10-10 05:00 | 6774 | 10 | 10 | 6 | 0 | 0 | 7.7516 | 9482.38 | 0 | 0 | 0 | 0 | 0 | 0 | 0 | 7.7516 | 9482.38 | 0 | 0 | 0 | 0 | 0 | 0 | 0 | 7.7516 | 9482.38 | 0 | 0 | 0 | 0 | 0 | 0 | 0 | 7.7516 | 7.7516 | 7.7516
[20 empty] | 2020-10-10 06:00 | 6775 | 10 | 10 | 7 | 11432.312 | 11.4323 | 7.5961 | 9555.71 | 0 | 0 | 0 | 0 | 0 | 0 | 0 | 7.5719 | 9555.71 | 0 | 0 | 0 | 0 | 0 | 0 | 0 | 7.5565 | 9555.71 | 0 | 0 | 0 | 0 | 0 | 0 | 0 | -3.8362 | -3.8604 | -3.8758
[20 empty] | 2020-10-10 07:00 | 6776 | 10 | 10 | 8 | 88660.337 | 88.6603 | 7.4685 | 9555.71 | 0 | 0 | 0 | 0 | 0 | 0 | 0 | 7.4679 | 9555.71 | 0 | 0 | 0 | 0 | 0 | 0 | 0 | 7.4679 | 9555.71 | 0 | 0 | 0 | 0 | 0 | 0 | 0 | -81.1919 | -81.1925 | -81.1925
[20 empty] | 2020-10-10 08:00 | 6777 | 10 | 10 | 9 | 167169.377 | 167.1694 | 7.5396 | 8529.14 | 0 | 0 | 0 | 0 | 0 | 0 | 0 | 7.4968 | 8529.14 | 0 | 0 | 0 | 0 | 0 | 0 | 0 | 7.4679 | 8529.14 | 0 | 0 | 0 | 0 | 0 | 0 | 0 | -159.6298 | -159.6725 | -159.7015
[20 empty] | 2020-10-10 09:00 | 6778 | 10 | 10 | 10 | 221843.06 | 221.8431 | 7.4679 | 8382.48 | 0 | 0 | 0 | 0 | 0 | 0 | 0 | 7.4679 | 8382.48 | 0 | 0 | 0 | 0 | 0 | 0 | 0 | 7.4679 | 8382.48 | 0 | 0 | 0 | 0 | 0 | 0 | 0 | -214.3752 | -214.3752 | -214.3752
[20 empty] | 2020-10-10 10:00 | 6779 | 10 | 10 | 11 | 256153.91 | 256.1539 | 7.4679 | 8382.48 | 0 | 0 | 0 | 0 | 0 | 0 | 0 | 7.4679 | 8382.48 | 0 | 0 | 0 | 0 | 0 | 0 | 0 | 7.4679 | 8382.48 | 0 | 0 | 0 | 0 | 0 | 0 | 0 | -248.686 | -248.686 | -248.686
[20 empty] | 2020-10-10 11:00 | 6780 | 10 | 10 | 12 | 269046.073 | 269.0461 | 7.4679 | 8089.18 | 0 | 0 | 0 | 0 | 0 | 0 | 0 | 7.4679 | 8089.18 | 0 | 0 | 0 | 0 | 0 | 0 | 0 | 7.4679 | 8089.18 | 0 | 0 | 0 | 0 | 0 | 0 | 0 | -261.5782 | -261.5782 | -261.5782
[20 empty] | 2020-10-10 12:00 | 6781 | 10 | 10 | 13 | 260753.403 | 260.7534 | 7.4679 | 8015.86 | 0 | 0 | 0 | 0 | 0 | 0 | 0 | 7.4679 | 8015.86 | 0 | 0 | 0 | 0 | 0 | 0 | 0 | 7.4679 | 8015.86 | 0 | 0 | 0 | 0 | 0 | 0 | 0 | -253.2855 | -253.2855 | -253.2855
[20 empty] | 2020-10-10 13:00 | 6782 | 10 | 10 | 14 | 231371.78 | 231.3718 | 26.1829 | 8015.86 | 15 | 51.18 | 0 | 0 | 0 | 100121 | 0 | 26.183 | 8015.86 | 15.0001 | 51.1803 | 0 | 0 | 0 | 100121 | 0 | 26.1829 | 8015.86 | 15 | 51.18 | 0 | 0 | 0 | 100121 | 0 | -205.1889 | -205.1888 | -205.1889
[20 empty] | 2020-10-10 14:00 | 6783 | 10 | 10 | 15 | 183218.123 | 183.2181 | 7.4679 | 7942.53 | 0 | 0 | 0 | 0 | 0 | 0 | 0 | 7.4679 | 7942.53 | 0 | 0 | 0 | 0 | 0 | 0 | 0 | 7.4679 | 7942.53 | 0 | 0 | 0 | 0 | 0 | 0 | 0 | -175.7502 | -175.7502 | -175.7502
[20 empty] | 2020-10-10 15:00 | 6784 | 10 | 10 | 16 | 115870.901 | 115.8709 | 7.4679 | 8089.18 | 0 | 0 | 0 | 0 | 0 | 0 | 0 | 7.4679 | 8089.18 | 0 | 0 | 0 | 0 | 0 | 0 | 0 | 7.4679 | 8089.18 | 0 | 0 | 0 | 0 | 0 | 0 | 0 | -108.403 | -108.403 | -108.403
[20 empty] | 2020-10-10 16:00 | 6785 | 10 | 10 | 17 | 37087.702 | 37.0877 | 7.4729 | 8089.18 | 0 | 0 | 0 | 0 | 0 | 0 | 0 | 7.4679 | 8089.18 | 0 | 0 | 0 | 0 | 0 | 0 | 0 | 7.4679 | 8089.18 | 0 | 0 | 0 | 0 | 0 | 0 | 0 | -29.6148 | -29.6198 | -29.6198
[20 empty] | 2020-10-10 17:00 | 6786 | 10 | 10 | 18 | 0 | 0 | 7.7516 | 8895.77 | 0 | 0 | 0 | 0 | 0 | 0 | 0 | 7.7516 | 8895.77 | 0 | 0 | 0 | 0 | 0 | 0 | 0 | 7.7516 | 8895.77 | 0 | 0 | 0 | 0 | 0 | 0 | 0 | 7.7516 | 7.7516 | 7.7516
[20 empty] | 2020-10-10 18:00 | 6787 | 10 | 10 | 19 | 0 | 0 | 7.7516 | 8675.79 | 0 | 0 | 0 | 0 | 0 | 0 | 0 | 7.7516 | 8675.79 | 0 | 0 | 0 | 0 | 0 | 0 | 0 | 7.7516 | 8675.79 | 0 | 0 | 0 | 0 | 0 | 0 | 0 | 7.7516 | 7.7516 | 7.7516
[20 empty] | 2020-10-10 19:00 | 6788 | 10 | 10 | 20 | 0 | 0 | 7.7516 | 8675.79 | 0 | 0 | 0 | 0 | 0 | 0 | 0 | 7.7516 | 8675.79 | 0 | 0 | 0 | 0 | 0 | 0 | 0 | 7.7516 | 8675.79 | 0 | 0 | 0 | 0 | 0 | 0 | 0 | 7.7516 | 7.7516 | 7.7516
[20 empty] | 2020-10-10 20:00 | 6789 | 10 | 10 | 21 | 0 | 0 | 7.7516 | 8969.09 | 0 | 0 | 0 | 0 | 0 | 0 | 0 | 7.7516 | 8969.09 | 0 | 0 | 0 | 0 | 0 | 0 | 0 | 7.7516 | 8969.09 | 0 | 0 | 0 | 0 | 0 | 0 | 0 | 7.7516 | 7.7516 | 7.7516
[20 empty] | 2020-10-10 21:00 | 6790 | 10 | 10 | 22 | 0 | 0 | 24.5132 | 8895.77 | 13.0466 | 44.515 | 0 | 0 | 0 | 99708 | 0 | 24.5132 | 8895.77 | 13.0466 | 44.515 | 0 | 0 | 0 | 99708.2 | 0 | 24.5132 | 8895.77 | 13.0466 | 44.515 | 0 | 0 | 0 | 99707.9 | 0 | 24.5132 | 24.5132 | 24.5132
[20 empty] | 2020-10-10 22:00 | 6791 | 10 | 10 | 23 | 0 | 0 | 7.7516 | 8895.77 | 0 | 0 | 0 | 0 | 0 | 0 | 0 | 7.7516 | 8895.77 | 0 | 0 | 0 | 0 | 0 | 0 | 0 | 7.7516 | 8895.77 | 0 | 0 | 0 | 0 | 0 | 0 | 0 | 7.7516 | 7.7516 | 7.7516
[20 empty] | 2020-10-10 23:00 | 6792 | 10 | 10 | 24 | 0 | 0 | 7.7516 | 8969.09 | 0 | 0 | 0 | 0 | 0 | 0 | 0 | 7.7516 | 8969.09 | 0 | 0 | 0 | 0 | 0 | 0 | 0 | 7.7516 | 8969.09 | 0 | 0 | 0 | 0 | 0 | 0 | 0 | 7.7516 | 7.7516 | 7.7516
[20 empty] | 2020-10-11 | 6793 | 10 | 11 | 1 | 0 | 0 | 7.7516 | 9262.4 | 0 | 0 | 0 | 0 | 0 | 0 | 0 | 7.7516 | 9262.4 | 0 | 0 | 0 | 0 | 0 | 0 | 0 | 7.7516 | 9262.4 | 0 | 0 | 0 | 0 | 0 | 0 | 0 | 7.7516 | 7.7516 | 7.7516
[20 empty] | 2020-10-11 01:00 | 6794 | 10 | 11 | 2 | 0 | 0 | 7.7516 | 9262.4 | 0 | 0 | 0 | 0 | 0 | 0 | 0 | 7.7516 | 9262.4 | 0 | 0 | 0 | 0 | 0 | 0 | 0 | 7.7516 | 9262.4 | 0 | 0 | 0 | 0 | 0 | 0 | 0 | 7.7516 | 7.7516 | 7.7516
[20 empty] | 2020-10-11 02:00 | 6795 | 10 | 11 | 3 | 0 | 0 | 7.7516 | 9115.75 | 0 | 0 | 0 | 0 | 0 | 0 | 0 | 7.7516 | 9115.75 | 0 | 0 | 0 | 0 | 0 | 0 | 0 | 7.7516 | 9115.75 | 0 | 0 | 0 | 0 | 0 | 0 | 0 | 7.7516 | 7.7516 | 7.7516
[20 empty] | 2020-10-11 03:00 | 6796 | 10 | 11 | 4 | 0 | 0 | 7.7516 | 9115.75 | 0 | 0 | 0 | 0 | 0 | 0 | 0 | 7.7516 | 9115.75 | 0 | 0 | 0 | 0 | 0 | 0 | 0 | 7.7516 | 9115.75 | 0 | 0 | 0 | 0 | 0 | 0 | 0 | 7.7516 | 7.7516 | 7.7516
[20 empty] | 2020-10-11 04:00 | 6797 | 10 | 11 | 5 | 0 | 0 | 7.7516 | 9115.75 | 0 | 0 | 0 | 0 | 0 | 0 | 0 | 7.7516 | 9115.75 | 0 | 0 | 0 | 0 | 0 | 0 | 0 | 7.7516 | 9115.75 | 0 | 0 | 0 | 0 | 0 | 0 | 0 | 7.7516 | 7.7516 | 7.7516
[20 empty] | 2020-10-11 05:00 | 6798 | 10 | 11 | 6 | 0 | 0 | 24.4739 | 9262.4 | 13.0073 | 44.3809 | 0 | 0 | 0 | 99401.2 | 0 | 24.474 | 9262.4 | 13.0074 | 44.3812 | 0 | 0 | 0 | 99401.3 | 0 | 24.4739 | 9262.4 | 13.0073 | 44.3809 | 0 | 0 | 0 | 99400.9 | 0 | 24.4739 | 24.474 | 24.4739
[20 empty] | 2020-10-11 06:00 | 6799 | 10 | 11 | 7 | 9998.175 | 9.9982 | 7.6772 | 9189.07 | 0 | 0 | 0 | 0 | 0 | 0 | 0 | 7.666 | 9189.07 | 0 | 0 | 0 | 0 | 0 | 0 | 0 | 7.6559 | 9189.07 | 0 | 0 | 0 | 0 | 0 | 0 | 0 | -2.3209 | -2.3322 | -2.3423
[20 empty] | 2020-10-11 07:00 | 6800 | 10 | 11 | 8 | 84088.464 | 84.0885 | 7.4758 | 9189.07 | 0 | 0 | 0 | 0 | 0 | 0 | 0 | 7.4679 | 9189.07 | 0 | 0 | 0 | 0 | 0 | 0 | 0 | 7.4679 | 9189.07 | 0 | 0 | 0 | 0 | 0 | 0 | 0 | -76.6127 | -76.6206 | -76.6206
[20 empty] | 2020-10-11 08:00 | 6801 | 10 | 11 | 9 | 158705.555 | 158.7056 | 7.4679 | 8895.77 | 0 | 0 | 0 | 0 | 0 | 0 | 0 | 7.4679 | 8895.77 | 0 | 0 | 0 | 0 | 0 | 0 | 0 | 7.4679 | 8895.77 | 0 | 0 | 0 | 0 | 0 | 0 | 0 | -151.2377 | -151.2377 | -151.2377
[20 empty] | 2020-10-11 09:00 | 6802 | 10 | 11 | 10 | 208663.824 | 208.6638 | 7.4679 | 8749.11 | 0 | 0 | 0 | 0 | 0 | 0 | 0 | 7.4679 | 8749.11 | 0 | 0 | 0 | 0 | 0 | 0 | 0 | 7.4679 | 8749.11 | 0 | 0 | 0 | 0 | 0 | 0 | 0 | -201.1959 | -201.1959 | -201.1959
[20 empty] | 2020-10-11 10:00 | 6803 | 10 | 11 | 11 | 239854.19 | 239.8542 | 7.4679 | 8749.11 | 0 | 0 | 0 | 0 | 0 | 0 | 0 | 7.4679 | 8749.11 | 0 | 0 | 0 | 0 | 0 | 0 | 0 | 7.4679 | 8749.11 | 0 | 0 | 0 | 0 | 0 | 0 | 0 | -232.3863 | -232.3863 | -232.3863
[20 empty] | 2020-10-11 11:00 | 6804 | 10 | 11 | 12 | 251009.731 | 251.0097 | 7.4679 | 8602.46 | 0 | 0 | 0 | 0 | 0 | 0 | 0 | 7.4679 | 8602.46 | 0 | 0 | 0 | 0 | 0 | 0 | 0 | 7.4679 | 8602.46 | 0 | 0 | 0 | 0 | 0 | 0 | 0 | -243.5419 | -243.5419 | -243.5419
[20 empty] | 2020-10-11 12:00 | 6805 | 10 | 11 | 13 | 243013.517 | 243.0135 | 7.4679 | 8749.11 | 0 | 0 | 0 | 0 | 0 | 0 | 0 | 7.4679 | 8749.11 | 0 | 0 | 0 | 0 | 0 | 0 | 0 | 7.4679 | 8749.11 | 0 | 0 | 0 | 0 | 0 | 0 | 0 | -235.5456 | -235.5456 | -235.5456
[20 empty] | 2020-10-11 13:00 | 6806 | 10 | 11 | 14 | 217466.976 | 217.467 | 24.4624 | 8749.11 | 13.2795 | 45.3097 | 0 | 0 | 0 | 99108.2 | 0 | 24.4624 | 8749.11 | 13.2796 | 45.31 | 0 | 0 | 0 | 99108.3 | 0 | 24.4624 | 8749.11 | 13.2795 | 45.3097 | 0 | 0 | 0 | 99108 | 0 | -193.0046 | -193.0046 | -193.0046
[20 empty] | 2020-10-11 14:00 | 6807 | 10 | 11 | 15 | 173793.704 | 173.7937 | 7.4679 | 9042.42 | 0 | 0 | 0 | 0 | 0 | 0 | 0 | 7.4679 | 9042.42 | 0 | 0 | 0 | 0 | 0 | 0 | 0 | 7.4679 | 9042.42 | 0 | 0 | 0 | 0 | 0 | 0 | 0 | -166.3258 | -166.3258 | -166.3258
[20 empty] | 2020-10-11 15:00 | 6808 | 10 | 11 | 16 | 110206.886 | 110.2069 | 7.4679 | 9115.75 | 0 | 0 | 0 | 0 | 0 | 0 | 0 | 7.4679 | 9115.75 | 0 | 0 | 0 | 0 | 0 | 0 | 0 | 7.4679 | 9115.75 | 0 | 0 | 0 | 0 | 0 | 0 | 0 | -102.739 | -102.739 | -102.739
[20 empty] | 2020-10-11 16:00 | 6809 | 10 | 11 | 17 | 34206.314 | 34.2063 | 7.4849 | 9115.75 | 0 | 0 | 0 | 0 | 0 | 0 | 0 | 7.4782 | 9115.75 | 0 | 0 | 0 | 0 | 0 | 0 | 0 | 7.4702 | 9115.75 | 0 | 0 | 0 | 0 | 0 | 0 | 0 | -26.7214 | -26.7281 | -26.7361
[20 empty] | 2020-10-11 17:00 | 6810 | 10 | 11 | 18 | 0 | 0 | 7.7516 | 9335.73 | 0 | 0 | 0 | 0 | 0 | 0 | 0 | 7.7516 | 9335.73 | 0 | 0 | 0 | 0 | 0 | 0 | 0 | 7.7516 | 9335.73 | 0 | 0 | 0 | 0 | 0 | 0 | 0 | 7.7516 | 7.7516 | 7.7516
[20 empty] | 2020-10-11 18:00 | 6811 | 10 | 11 | 19 | 0 | 0 | 7.7516 | 9409.05 | 0 | 0 | 0 | 0 | 0 | 0 | 0 | 7.7516 | 9409.05 | 0 | 0 | 0 | 0 | 0 | 0 | 0 | 7.7516 | 9409.05 | 0 | 0 | 0 | 0 | 0 | 0 | 0 | 7.7516 | 7.7516 | 7.7516
[20 empty] | 2020-10-11 19:00 | 6812 | 10 | 11 | 20 | 0 | 0 | 7.7516 | 9409.05 | 0 | 0 | 0 | 0 | 0 | 0 | 0 | 7.7516 | 9409.05 | 0 | 0 | 0 | 0 | 0 | 0 | 0 | 7.7516 | 9409.05 | 0 | 0 | 0 | 0 | 0 | 0 | 0 | 7.7516 | 7.7516 | 7.7516
[20 empty] | 2020-10-11 20:00 | 6813 | 10 | 11 | 21 | 0 | 0 | 7.7516 | 9335.73 | 0 | 0 | 0 | 0 | 0 | 0 | 0 | 7.7516 | 9335.73 | 0 | 0 | 0 | 0 | 0 | 0 | 0 | 7.7516 | 9335.73 | 0 | 0 | 0 | 0 | 0 | 0 | 0 | 7.7516 | 7.7516 | 7.7516
[20 empty] | 2020-10-11 21:00 | 6814 | 10 | 11 | 22 | 0 | 0 | 7.7516 | 9335.73 | 0 | 0 | 0 | 0 | 0 | 0 | 0 | 7.7516 | 9335.73 | 0 | 0 | 0 | 0 | 0 | 0 | 0 | 7.7516 | 9335.73 | 0 | 0 | 0 | 0 | 0 | 0 | 0 | 7.7516 | 7.7516 | 7.7516
[20 empty] | 2020-10-11 22:00 | 6815 | 10 | 11 | 23 | 0 | 0 | 24.4238 | 9335.73 | 12.9572 | 44.21 | 0 | 0 | 0 | 98964.7 | 0 | 24.4238 | 9335.73 | 12.9572 | 44.21 | 0 | 0 | 0 | 98964.7 | 0 | 24.4237 | 9335.73 | 12.9571 | 44.2096 | 0 | 0 | 0 | 98964.3 | 0 | 24.4238 | 24.4238 | 24.4237
[20 empty] | 2020-10-11 23:00 | 6816 | 10 | 11 | 24 | 0 | 0 | 7.3463 | 9482.38 | 0 | 0 | 0 | 0 | 0 | 0 | 0 | 7.3463 | 9482.38 | 0 | 0 | 0 | 0 | 0 | 0 | 0 | 7.3463 | 9482.38 | 0 | 0 | 0 | 0 | 0 | 0 | 0 | 7.3463 | 7.3463 | 7.3463
[20 empty] | 2020-10-12 | 6817 | 10 | 12 | 1 | 0 | 0 | 7.3463 | 9482.38 | 0 | 0 | 0 | 0 | 0 | 0 | 0 | 7.3463 | 9482.38 | 0 | 0 | 0 | 0 | 0 | 0 | 0 | 7.3463 | 9482.38 | 0 | 0 | 0 | 0 | 0 | 0 | 0 | 7.3463 | 7.3463 | 7.3463
[20 empty] | 2020-10-12 01:00 | 6818 | 10 | 12 | 2 | 0 | 0 | 7.3463 | 9482.38 | 0 | 0 | 0 | 0 | 0 | 0 | 0 | 7.3463 | 9482.38 | 0 | 0 | 0 | 0 | 0 | 0 | 0 | 7.3463 | 9482.38 | 0 | 0 | 0 | 0 | 0 | 0 | 0 | 7.3463 | 7.3463 | 7.3463
[20 empty] | 2020-10-12 02:00 | 6819 | 10 | 12 | 3 | 0 | 0 | 7.3463 | 9629.03 | 0 | 0 | 0 | 0 | 0 | 0 | 0 | 7.3463 | 9629.03 | 0 | 0 | 0 | 0 | 0 | 0 | 0 | 7.3463 | 9629.03 | 0 | 0 | 0 | 0 | 0 | 0 | 0 | 7.3463 | 7.3463 | 7.3463
[20 empty] | 2020-10-12 03:00 | 6820 | 10 | 12 | 4 | 0 | 0 | 7.3463 | 9629.03 | 0 | 0 | 0 | 0 | 0 | 0 | 0 | 7.3463 | 9629.03 | 0 | 0 | 0 | 0 | 0 | 0 | 0 | 7.3463 | 9629.03 | 0 | 0 | 0 | 0 | 0 | 0 | 0 | 7.3463 | 7.3463 | 7.3463
[20 empty] | 2020-10-12 04:00 | 6821 | 10 | 12 | 5 | 0 | 0 | 8.8655 | 9629.03 | 0 | 0 | 0 | 0 | 0 | 0 | 0 | 8.8655 | 9629.03 | 0 | 0 | 0 | 0 | 0 | 0 | 0 | 8.8655 | 9629.03 | 0 | 0 | 0 | 0 | 0 | 0 | 0 | 8.8655 | 8.8655 | 8.8655
[20 empty] | 2020-10-12 05:00 | 6822 | 10 | 12 | 6 | 0 | 0 | 11.0361 | 31990.9 | 0 | 0 | 0 | 0 | 0 | 0 | 0 | 11.0361 | 31990.9 | 0 | 0 | 0 | 0 | 0 | 0 | 0 | 11.0361 | 31990.9 | 0 | 0 | 0 | 0 | 0 | 0 | 0 | 11.0361 | 11.0361 | 11.0361
[20 empty] | 2020-10-12 06:00 | 6823 | 10 | 12 | 7 | 7958.765 | 7.9588 | 94.3201 | 188210 | 2.8811 | 9.8304 | 0 | 106510 | 106.51 | 22015.9 | -6080.19 | 94.9473 | 81700 | 3.044 | 10.386 | 0 | 0 | 0 | 23260.1 | -5993.51 | 95.6521 | 81700 | 3.2247 | 11.0028 | 0 | 0 | 0 | 24641.6 | -5928.42 | 86.3613 | 86.9885 | 87.6933
[20 empty] | 2020-10-12 07:00 | 6824 | 10 | 12 | 8 | 77373.982 | 77.374 | 120.715 | 110584 | 2.8504 | 9.7255 | 0 | 28883.5 | 28.8835 | 21781 | -4824.85 | 120.774 | 194565 | 3.0131 | 10.2806 | 0 | 112865 | 112.865 | 23024.1 | -4772.51 | 120.95 | 200220 | 3.1937 | 10.897 | 0 | 118520 | 118.52 | 24404.5 | -4710.53 | 43.341 | 43.4 | 43.576
[20 empty] | 2020-10-12 08:00 | 6825 | 10 | 12 | 9 | 147843.787 | 147.8438 | 126.705 | 56769.3 | 4.4021 | 15.0199 | 0 | 0 | 0 | 33638.1 | -3471.21 | 126.921 | 56769.3 | 4.6652 | 15.9176 | 0 | 0 | 0 | 35648.6 | -3492.41 | 127.193 | 56769.3 | 4.9573 | 16.9144 | 0 | 0 | 0 | 37881 | -3495.02 | -21.1388 | -20.9228 | -20.6508
[20 empty] | 2020-10-12 09:00 | 6826 | 10 | 12 | 10 | 129352.804 | 129.3528 | 126.27 | 56769.3 | 4.3999 | 15.0125 | 0 | 0 | 0 | 33621.5 | -2752.65 | 126.828 | 56769.3 | 4.6628 | 15.9096 | 0 | 0 | 0 | 35630.6 | -2774.44 | 127.625 | 56769.3 | 4.9548 | 16.9057 | 0 | 0 | 0 | 37861.3 | -2810.96 | -3.0828 | -2.5248 | -1.7278
[20 empty] | 2020-10-12 10:00 | 6827 | 10 | 12 | 11 | 137561.124 | 137.5611 | 106.486 | 233083 | 4.3999 | 15.0125 | 0 | 106424 | 106.424 | 33621.5 | -5483.68 | 107.212 | 126659 | 4.6628 | 15.9096 | 0 | 0 | 0 | 35630.6 | -5489.57 | 108.092 | 126659 | 4.9548 | 16.9057 | 0 | 0 | 0 | 37861.3 | -5496.7 | -31.0751 | -30.3491 | -29.4691
[20 empty] | 2020-10-12 11:00 | 6828 | 10 | 12 | 12 | 146205.114 | 146.2051 | 131.57 | 126659 | 5.9595 | 20.3339 | 0 | 0 | 0 | 45539.2 | -3029.52 | 132.413 | 126659 | 6.3227 | 21.573 | 0 | 0 | 0 | 48314.2 | -3194.24 | 133.409 | 126659 | 6.7259 | 22.9488 | 0 | 0 | 0 | 51395.4 | -3376.14 | -14.6351 | -13.7921 | -12.7961
[20 empty] | 2020-10-12 12:00 | 6829 | 10 | 12 | 13 | 194787.043 | 194.787 | 84.7838 | 90302.5 | 7.4415 | 25.3905 | 0 | 0 | 0 | 56863.8 | -2640.73 | 85.6337 | 90302.5 | 7.9041 | 26.9688 | 0 | 0 | 0 | 60398.4 | -2642.61 | 86.74 | 90302.5 | 8.4177 | 28.7212 | 0 | 0 | 0 | 64323.1 | -2645.13 | -110.0032 | -109.1533 | -108.047
[20 empty] | 2020-10-12 13:00 | 6830 | 10 | 12 | 14 | 211858.344 | 211.8583 | 80.4449 | 56622.6 | 7.4365 | 25.3732 | 0 | 0 | 0 | 56825 | -3021.29 | 81.0315 | 56622.6 | 7.8987 | 26.9503 | 0 | 0 | 0 | 60357 | -3019.13 | 81.9813 | 56622.6 | 8.4119 | 28.7014 | 0 | 0 | 0 | 64278.7 | -3015.73 | -131.4134 | -130.8268 | -129.877
[20 empty] | 2020-10-12 14:00 | 6831 | 10 | 12 | 15 | 167859.187 | 167.8592 | 67.7994 | 56622.6 | 8.5891 | 29.3061 | 0 | 0 | 0 | 65633 | -4307.14 | 68.522 | 56622.6 | 9.1028 | 31.0587 | 0 | 0 | 0 | 69558 | -4307.29 | 69.5946 | 56622.6 | 9.6731 | 33.0046 | 0 | 0 | 0 | 73916 | -4307.2 | -100.0598 | -99.3372 | -98.2646
[20 empty] | 2020-10-12 15:00 | 6832 | 10 | 12 | 16 | 103962.641 | 103.9626 | 62.7964 | 31990.9 | 4.3292 | 14.7711 | 0 | 0 | 0 | 33080.9 | -4812.43 | 62.9679 | 31990.9 | 4.5708 | 15.5954 | 0 | 0 | 0 | 34926.9 | -4812.54 | 63.5212 | 31990.9 | 4.839 | 16.5106 | 0 | 0 | 0 | 36976.6 | -4812.46 | -41.1662 | -40.9947 | -40.4414
[20 empty] | 2020-10-12 16:00 | 6833 | 10 | 12 | 17 | 30979.385 | 30.9794 | 14.694 | 31990.9 | 0 | 0 | 0 | 0 | 0 | 0 | 0 | 14.694 | 31990.9 | 0 | 0 | 0 | 0 | 0 | 0 | 0 | 14.694 | 31990.9 | 0 | 0 | 0 | 0 | 0 | 0 | 0 | -16.2854 | -16.2854 | -16.2854
[20 empty] | 2020-10-12 17:00 | 6834 | 10 | 12 | 18 | 0 | 0 | 13.7827 | 31917.6 | 0 | 0 | 0 | 0 | 0 | 0 | 0 | 13.7827 | 31917.6 | 0 | 0 | 0 | 0 | 0 | 0 | 0 | 13.7827 | 31917.6 | 0 | 0 | 0 | 0 | 0 | 0 | 0 | 13.7827 | 13.7827 | 13.7827
[20 empty] | 2020-10-12 18:00 | 6835 | 10 | 12 | 19 | 0 | 0 | 10.3847 | 31917.6 | 0 | 0 | 0 | 0 | 0 | 0 | 0 | 10.3847 | 31917.6 | 0 | 0 | 0 | 0 | 0 | 0 | 0 | 10.3847 | 31917.6 | 0 | 0 | 0 | 0 | 0 | 0 | 0 | 10.3847 | 10.3847 | 10.3847
[20 empty] | 2020-10-12 19:00 | 6836 | 10 | 12 | 20 | 0 | 0 | 8.8655 | 9629.03 | 0 | 0 | 0 | 0 | 0 | 0 | 0 | 8.8655 | 9629.03 | 0 | 0 | 0 | 0 | 0 | 0 | 0 | 8.8655 | 9629.03 | 0 | 0 | 0 | 0 | 0 | 0 | 0 | 8.8655 | 8.8655 | 8.8655
[20 empty] | 2020-10-12 20:00 | 6837 | 10 | 12 | 21 | 0 | 0 | 7.3463 | 9555.71 | 0 | 0 | 0 | 0 | 0 | 0 | 0 | 7.3463 | 9555.71 | 0 | 0 | 0 | 0 | 0 | 0 | 0 | 7.3463 | 9555.71 | 0 | 0 | 0 | 0 | 0 | 0 | 0 | 7.3463 | 7.3463 | 7.3463
[20 empty] | 2020-10-12 21:00 | 6838 | 10 | 12 | 22 | 0 | 0 | 7.3463 | 9555.71 | 0 | 0 | 0 | 0 | 0 | 0 | 0 | 7.3463 | 9555.71 | 0 | 0 | 0 | 0 | 0 | 0 | 0 | 7.3463 | 9555.71 | 0 | 0 | 0 | 0 | 0 | 0 | 0 | 7.3463 | 7.3463 | 7.3463
[20 empty] | 2020-10-12 22:00 | 6839 | 10 | 12 | 23 | 0 | 0 | 7.3463 | 9555.71 | 0 | 0 | 0 | 0 | 0 | 0 | 0 | 7.3463 | 9555.71 | 0 | 0 | 0 | 0 | 0 | 0 | 0 | 7.3463 | 9555.71 | 0 | 0 | 0 | 0 | 0 | 0 | 0 | 7.3463 | 7.3463 | 7.3463
[20 empty] | 2020-10-12 23:00 | 6840 | 10 | 12 | 24 | 0 | 0 | 7.3463 | 9555.71 | 0 | 0 | 0 | 0 | 0 | 0 | 0 | 7.3463 | 9555.71 | 0 | 0 | 0 | 0 | 0 | 0 | 0 | 7.3463 | 9555.71 | 0 | 0 | 0 | 0 | 0 | 0 | 0 | 7.3463 | 7.3463 | 7.3463
[20 empty] | 2020-10-13 | 6841 | 10 | 13 | 1 | 0 | 0 | 7.3463 | 9555.71 | 0 | 0 | 0 | 0 | 0 | 0 | 0 | 7.3463 | 9555.71 | 0 | 0 | 0 | 0 | 0 | 0 | 0 | 7.3463 | 9555.71 | 0 | 0 | 0 | 0 | 0 | 0 | 0 | 7.3463 | 7.3463 | 7.3463
[20 empty] | 2020-10-13 01:00 | 6842 | 10 | 13 | 2 | 0 | 0 | 7.3463 | 9555.71 | 0 | 0 | 0 | 0 | 0 | 0 | 0 | 7.3463 | 9555.71 | 0 | 0 | 0 | 0 | 0 | 0 | 0 | 7.3463 | 9555.71 | 0 | 0 | 0 | 0 | 0 | 0 | 0 | 7.3463 | 7.3463 | 7.3463
[20 empty] | 2020-10-13 02:00 | 6843 | 10 | 13 | 3 | 0 | 0 | 7.3463 | 9409.05 | 0 | 0 | 0 | 0 | 0 | 0 | 0 | 7.3463 | 9409.05 | 0 | 0 | 0 | 0 | 0 | 0 | 0 | 7.3463 | 9409.05 | 0 | 0 | 0 | 0 | 0 | 0 | 0 | 7.3463 | 7.3463 | 7.3463
[20 empty] | 2020-10-13 03:00 | 6844 | 10 | 13 | 4 | 0 | 0 | 7.3463 | 9482.38 | 0 | 0 | 0 | 0 | 0 | 0 | 0 | 7.3463 | 9482.38 | 0 | 0 | 0 | 0 | 0 | 0 | 0 | 7.3463 | 9482.38 | 0 | 0 | 0 | 0 | 0 | 0 | 0 | 7.3463 | 7.3463 | 7.3463
[20 empty] | 2020-10-13 04:00 | 6845 | 10 | 13 | 5 | 0 | 0 | 8.8655 | 9482.38 | 0 | 0 | 0 | 0 | 0 | 0 | 0 | 8.8655 | 9482.38 | 0 | 0 | 0 | 0 | 0 | 0 | 0 | 8.8655 | 9482.38 | 0 | 0 | 0 | 0 | 0 | 0 | 0 | 8.8655 | 8.8655 | 8.8655
[20 empty] | 2020-10-13 05:00 | 6846 | 10 | 13 | 6 | 0 | 0 | 13.0813 | 145968 | 0.63198 | 2.1563 | 0 | 114051 | 114.051 | 4825.85 | -13375.2 | 13.144 | 150277 | 0.63198 | 2.1563 | 0 | 118360 | 118.36 | 4825.85 | -13375.3 | 13.2136 | 155176 | 0.63198 | 2.1563 | 0 | 123259 | 123.259 | 4825.85 | -13375.3 | 13.0813 | 13.144 | 13.2136
[20 empty] | 2020-10-13 06:00 | 6847 | 10 | 13 | 7 | 6447.896 | 6.4479 | 99.8142 | 117357 | 8.9559 | 30.5577 | 0 | 35730.7 | 35.7307 | 68435.8 | -10167.1 | 100.668 | 118394 | 9.4742 | 32.326 | 0 | 36767.7 | 36.7677 | 72396.1 | -9985.65 | 101.628 | 119680 | 10.0645 | 34.3401 | 0 | 38053.3 | 38.0533 | 76906.7 | -9932.96 | 93.3663 | 94.2201 | 95.1801
[20 empty] | 2020-10-13 07:00 | 6848 | 10 | 13 | 8 | 76236.757 | 76.2368 | 125.317 | 115646 | 8.9999 | 30.7077 | 0 | 34019 | 34.019 | 68772 | -9298.82 | 125.463 | 116881 | 9.3955 | 32.0573 | 0 | 35254.9 | 35.2549 | 71794.4 | -9405.26 | 126.13 | 118309 | 9.9827 | 34.061 | 0 | 36682 | 36.682 | 76281.8 | -9531.65 | 49.0802 | 49.2262 | 49.8932
[20 empty] | 2020-10-13 08:00 | 6849 | 10 | 13 | 9 | 111454.078 | 111.4541 | 140.19 | 88793.3 | 15.2238 | 51.9436 | 0 | 32170.8 | 32.1708 | 116331 | -7485.29 | 140.18 | 90048.8 | 16.1646 | 55.1536 | 0 | 33426.3 | 33.4263 | 123520 | -7517.01 | 141.039 | 91468.9 | 17.2093 | 58.7181 | 0 | 34846.3 | 34.8463 | 131504 | -7574.85 | 28.7359 | 28.7259 | 29.5849
[20 empty] | 2020-10-13 09:00 | 6850 | 10 | 13 | 10 | 167121.691 | 167.1217 | 141.874 | 86850.1 | 18.8151 | 64.1971 | 0 | 30300.8 | 30.3008 | 143712 | -5966.08 | 142.984 | 88090.4 | 19.9888 | 68.2018 | 0 | 31541.2 | 31.5412 | 152678 | -6005.79 | 144.453 | 89455.4 | 21.2921 | 72.6486 | 0 | 32906.2 | 32.9062 | 162633 | -6023.98 | -25.2477 | -24.1377 | -22.6687
[20 empty] | 2020-10-13 10:00 | 6851 | 10 | 13 | 11 | 177815.867 | 177.8159 | 121.447 | 158600 | 18.792 | 64.1183 | 0 | 31940.9 | 31.9409 | 143442 | -8347.51 | 122.795 | 159807 | 19.9643 | 68.1182 | 0 | 33147.7 | 33.1477 | 152390 | -8346.27 | 124.543 | 161145 | 21.2659 | 72.5593 | 0 | 34485.8 | 34.4858 | 162325 | -8347.29 | -56.3689 | -55.0209 | -53.2729
[20 empty] | 2020-10-13 11:00 | 6852 | 10 | 13 | 12 | 143106.546 | 143.1065 | 150.412 | 156888 | 24.5729 | 83.8427 | 0 | 30228.9 | 30.2289 | 187568 | -5593 | 152.294 | 158262 | 26.1202 | 89.1221 | 0 | 31603.4 | 31.6034 | 199379 | -5796.68 | 154.581 | 159801 | 27.8383 | 94.9843 | 0 | 33142.3 | 33.1423 | 212493 | -6032.21 | 7.3055 | 9.1875 | 11.4745
[20 empty] | 2020-10-13 12:00 | 6853 | 10 | 13 | 13 | 108695.554 | 108.6956 | 106.268 | 118255 | 28.9869 | 98.9033 | 0 | 28807.2 | 28.8072 | 221178 | -4902.25 | 108.553 | 119535 | 30.8195 | 105.1561 | 0 | 30086.6 | 30.0866 | 235161 | -4928.43 | 111.18 | 120967 | 32.8543 | 112.0989 | 0 | 31519.2 | 31.5192 | 250687 | -4963.74 | -2.4276 | -0.14255 | 2.4844
[20 empty] | 2020-10-13 13:00 | 6854 | 10 | 13 | 14 | 20212.74 | 20.2127 | 101.547 | 84592.3 | 28.9028 | 98.6164 | 0 | 28336.5 | 28.3365 | 220533 | -4598.94 | 103.71 | 85808 | 30.7299 | 104.8504 | 0 | 29552.2 | 29.5522 | 234474 | -4612.33 | 106.316 | 87166 | 32.7587 | 111.7727 | 0 | 30910.1 | 30.9101 | 249953 | -4630.23 | 81.3343 | 83.4973 | 86.1033
[20 empty] | 2020-10-13 14:00 | 6855 | 10 | 13 | 15 | 49074.431 | 49.0744 | 86.1479 | 85661.1 | 26.8233 | 91.5211 | 0 | 29258.6 | 29.2586 | 204665 | -5752.2 | 88.0405 | 86861.2 | 28.5175 | 97.3017 | 0 | 30458.7 | 30.4587 | 217592 | -5752.21 | 90.3609 | 88198.4 | 30.3987 | 103.7204 | 0 | 31795.8 | 31.7958 | 231946 | -5752.12 | 37.0735 | 38.9661 | 41.2865
[20 empty] | 2020-10-13 15:00 | 6856 | 10 | 13 | 16 | 58012.893 | 58.0129 | 84.2567 | 61136.8 | 26.8689 | 91.6767 | 0 | 29586 | 29.586 | 205024 | -5736.25 | 86.1515 | 62464.9 | 28.5661 | 97.4675 | 0 | 30914.1 | 30.9141 | 217975 | -5886.59 | 88.4694 | 63955.2 | 30.4507 | 103.8978 | 0 | 32404.3 | 32.4043 | 232355 | -6067.13 | 26.2438 | 28.1386 | 30.4565
[20 empty] | 2020-10-13 16:00 | 6857 | 10 | 13 | 17 | 16001.086 | 16.0011 | 14.694 | 31624.2 | 0 | 0 | 0 | 0 | 0 | 0 | 0 | 14.694 | 31624.2 | 0 | 0 | 0 | 0 | 0 | 0 | 0 | 14.694 | 31624.2 | 0 | 0 | 0 | 0 | 0 | 0 | 0 | -1.3071 | -1.3071 | -1.3071
[20 empty] | 2020-10-13 17:00 | 6858 | 10 | 13 | 18 | 0 | 0 | 13.7827 | 31697.5 | 0 | 0 | 0 | 0 | 0 | 0 | 0 | 13.7827 | 31697.5 | 0 | 0 | 0 | 0 | 0 | 0 | 0 | 13.7827 | 31697.5 | 0 | 0 | 0 | 0 | 0 | 0 | 0 | 13.7827 | 13.7827 | 13.7827
[20 empty] | 2020-10-13 18:00 | 6859 | 10 | 13 | 19 | 0 | 0 | 10.3847 | 31697.5 | 0 | 0 | 0 | 0 | 0 | 0 | 0 | 10.3847 | 31697.5 | 0 | 0 | 0 | 0 | 0 | 0 | 0 | 10.3847 | 31697.5 | 0 | 0 | 0 | 0 | 0 | 0 | 0 | 10.3847 | 10.3847 | 10.3847
[20 empty] | 2020-10-13 19:00 | 6860 | 10 | 13 | 20 | 0 | 0 | 8.8655 | 9335.73 | 0 | 0 | 0 | 0 | 0 | 0 | 0 | 8.8655 | 9335.73 | 0 | 0 | 0 | 0 | 0 | 0 | 0 | 8.8655 | 9335.73 | 0 | 0 | 0 | 0 | 0 | 0 | 0 | 8.8655 | 8.8655 | 8.8655
[20 empty] | 2020-10-13 20:00 | 6861 | 10 | 13 | 21 | 0 | 0 | 7.3463 | 9262.4 | 0 | 0 | 0 | 0 | 0 | 0 | 0 | 7.3463 | 9262.4 | 0 | 0 | 0 | 0 | 0 | 0 | 0 | 7.3463 | 9262.4 | 0 | 0 | 0 | 0 | 0 | 0 | 0 | 7.3463 | 7.3463 | 7.3463
[20 empty] | 2020-10-13 21:00 | 6862 | 10 | 13 | 22 | 0 | 0 | 7.3463 | 9335.73 | 0 | 0 | 0 | 0 | 0 | 0 | 0 | 7.3463 | 9335.73 | 0 | 0 | 0 | 0 | 0 | 0 | 0 | 7.3463 | 9335.73 | 0 | 0 | 0 | 0 | 0 | 0 | 0 | 7.3463 | 7.3463 | 7.3463
[20 empty] | 2020-10-13 22:00 | 6863 | 10 | 13 | 23 | 0 | 0 | 7.3463 | 9189.07 | 0 | 0 | 0 | 0 | 0 | 0 | 0 | 7.3463 | 9189.07 | 0 | 0 | 0 | 0 | 0 | 0 | 0 | 7.3463 | 9189.07 | 0 | 0 | 0 | 0 | 0 | 0 | 0 | 7.3463 | 7.3463 | 7.3463
[20 empty] | 2020-10-13 23:00 | 6864 | 10 | 13 | 24 | 0 | 0 | 7.3463 | 9189.07 | 0 | 0 | 0 | 0 | 0 | 0 | 0 | 7.3463 | 9189.07 | 0 | 0 | 0 | 0 | 0 | 0 | 0 | 7.3463 | 9189.07 | 0 | 0 | 0 | 0 | 0 | 0 | 0 | 7.3463 | 7.3463 | 7.3463
[20 empty] | 2020-10-14 | 6865 | 10 | 14 | 1 | 0 | 0 | 7.3463 | 9189.07 | 0 | 0 | 0 | 0 | 0 | 0 | 0 | 7.3463 | 9189.07 | 0 | 0 | 0 | 0 | 0 | 0 | 0 | 7.3463 | 9189.07 | 0 | 0 | 0 | 0 | 0 | 0 | 0 | 7.3463 | 7.3463 | 7.3463
[20 empty] | 2020-10-14 01:00 | 6866 | 10 | 14 | 2 | 0 | 0 | 7.3463 | 9042.42 | 0 | 0 | 0 | 0 | 0 | 0 | 0 | 7.3463 | 9042.42 | 0 | 0 | 0 | 0 | 0 | 0 | 0 | 7.3463 | 9042.42 | 0 | 0 | 0 | 0 | 0 | 0 | 0 | 7.3463 | 7.3463 | 7.3463
[20 empty] | 2020-10-14 02:00 | 6867 | 10 | 14 | 3 | 0 | 0 | 7.3463 | 8895.77 | 0 | 0 | 0 | 0 | 0 | 0 | 0 | 7.3463 | 8895.77 | 0 | 0 | 0 | 0 | 0 | 0 | 0 | 7.3463 | 8895.77 | 0 | 0 | 0 | 0 | 0 | 0 | 0 | 7.3463 | 7.3463 | 7.3463
[20 empty] | 2020-10-14 03:00 | 6868 | 10 | 14 | 4 | 0 | 0 | 7.3463 | 9115.75 | 0 | 0 | 0 | 0 | 0 | 0 | 0 | 7.3463 | 9115.75 | 0 | 0 | 0 | 0 | 0 | 0 | 0 | 7.3463 | 9115.75 | 0 | 0 | 0 | 0 | 0 | 0 | 0 | 7.3463 | 7.3463 | 7.3463
[20 empty] | 2020-10-14 04:00 | 6869 | 10 | 14 | 5 | 0 | 0 | 8.8655 | 9115.75 | 0 | 0 | 0 | 0 | 0 | 0 | 0 | 8.8655 | 9115.75 | 0 | 0 | 0 | 0 | 0 | 0 | 0 | 8.8655 | 9115.75 | 0 | 0 | 0 | 0 | 0 | 0 | 0 | 8.8655 | 8.8655 | 8.8655
[20 empty] | 2020-10-14 05:00 | 6870 | 10 | 14 | 6 | 0 | 0 | 11.0361 | 31404.2 | 0 | 0 | 0 | 0 | 0 | 0 | 0 | 11.0361 | 31404.2 | 0 | 0 | 0 | 0 | 0 | 0 | 0 | 11.0361 | 31404.2 | 0 | 0 | 0 | 0 | 0 | 0 | 0 | 11.0361 | 11.0361 | 11.0361
[20 empty] | 2020-10-14 06:00 | 6871 | 10 | 14 | 7 | 6237.239 | 6.2372 | 126.047 | 192140 | 35.0585 | 119.6196 | 0 | 111027 | 111.027 | 267761 | -8807.79 | 128.587 | 197432 | 37.2407 | 127.0653 | 0 | 116319 | 116.319 | 284428 | -8696.36 | 131.47 | 203393 | 39.712 | 135.4973 | 0 | 122280 | 122.28 | 303303 | -8649.68 | 119.8098 | 122.3498 | 125.2328
[20 empty] | 2020-10-14 07:00 | 6872 | 10 | 14 | 8 | 80531.986 | 80.532 | 151.66 | 112960 | 34.9025 | 119.0873 | 0 | 31846.6 | 31.8466 | 266569 | -7281.52 | 153.774 | 113905 | 37.1369 | 126.7111 | 0 | 32791.8 | 32.7918 | 283634 | -7033.17 | 156.234 | 115246 | 39.621 | 135.1869 | 0 | 34132.7 | 34.1327 | 302607 | -7059.19 | 71.128 | 73.242 | 75.702
[20 empty] | 2020-10-14 08:00 | 6873 | 10 | 14 | 9 | 157600.48 | 157.6005 | 158.694 | 86200.9 | 37.8812 | 129.2507 | 0 | 29945.1 | 29.9451 | 289319 | -5629.36 | 161.28 | 87417.6 | 40.295 | 137.4865 | 0 | 31161.8 | 31.1618 | 307755 | -5736.6 | 164.319 | 88862.1 | 42.9751 | 146.631 | 0 | 32606.2 | 32.6062 | 328224 | -5856.14 | 1.0935 | 3.6795 | 6.7185
[20 empty] | 2020-10-14 09:00 | 6874 | 10 | 14 | 10 | 210827.241 | 210.8272 | 160.828 | 84597.9 | 37.7814 | 128.9101 | 0 | 28342.1 | 28.3421 | 288923 | -4359.99 | 163.173 | 85838.4 | 40.1885 | 137.1232 | 0 | 29582.5 | 29.5825 | 307330 | -4374.23 | 166.017 | 56255.8 | 42.8612 | 146.2424 | 0 | 0 | 0 | 327770 | -4385.16 | -49.9992 | -47.6542 | -44.8102
[20 empty] | 2020-10-14 10:00 | 6875 | 10 | 14 | 11 | 244161.918 | 244.1619 | 141.636 | 156529 | 37.4034 | 127.6204 | 0 | 29870.5 | 29.8705 | 286033 | -6528.99 | 143.988 | 157728 | 39.7859 | 135.7495 | 0 | 31069.5 | 31.0695 | 304252 | -6527.67 | 146.713 | 203247 | 42.4313 | 144.7756 | 0 | 76587.8 | 76.5878 | 324483 | -6523.09 | -102.5259 | -100.1739 | -97.4489
[20 empty] | 2020-10-14 11:00 | 6876 | 10 | 14 | 12 | 255798.725 | 255.7987 | 163.827 | 126659 | 37.4114 | 127.6477 | 0 | 0 | 0 | 286046 | -3864.25 | 166.267 | 126659 | 39.7947 | 135.7795 | 0 | 0 | 0 | 304269 | -4008.37 | 169.29 | 126659 | 42.4409 | 144.8084 | 0 | 0 | 0 | 324502 | -4175.72 | -91.9717 | -89.5317 | -86.5087
[20 empty] | 2020-10-14 12:00 | 6877 | 10 | 14 | 13 | 246331.251 | 246.3313 | 110.535 | 89107.2 | 33.0755 | 112.8536 | 0 | 0 | 0 | 252893 | -3452.02 | 112.961 | 89107.2 | 35.1736 | 120.0123 | 0 | 0 | 0 | 268935 | -3458.12 | 115.86 | 89107.2 | 37.5032 | 127.9609 | 0 | 0 | 0 | 286748 | -3461.83 | -135.7963 | -133.3703 | -130.4713
[20 empty] | 2020-10-14 13:00 | 6878 | 10 | 14 | 14 | 217255.067 | 217.2551 | 107.186 | 56329.2 | 33.1986 | 113.2736 | 0 | 0 | 0 | 253577 | -3332.76 | 109.352 | 56329.2 | 35.3039 | 120.4569 | 0 | 0 | 0 | 269657 | -3327.15 | 111.856 | 56329.2 | 37.6414 | 128.4325 | 0 | 0 | 0 | 287512 | -3315.91 | -110.0691 | -107.9031 | -105.3991
[20 empty] | 2020-10-14 14:00 | 6879 | 10 | 14 | 15 | 170283.562 | 170.2836 | 98.4087 | 56109.1 | 39.1165 | 133.4655 | 0 | 0 | 0 | 298780 | -4009.58 | 101.134 | 56109.1 | 41.6104 | 141.9747 | 0 | 0 | 0 | 317829 | -4154.27 | 104.342 | 56109.1 | 44.3795 | 151.4229 | 0 | 0 | 0 | 338980 | -4342.34 | -71.8749 | -69.1496 | -65.9416
[20 empty] | 2020-10-14 15:00 | 6880 | 10 | 14 | 16 | 104194.241 | 104.1942 | 88.9223 | 31404.2 | 32.1252 | 109.6112 | 0 | 0 | 0 | 245496 | -4132.26 | 91.4414 | 31404.2 | 34.1611 | 116.5577 | 0 | 0 | 0 | 261054 | -4240.5 | 94.3015 | 31404.2 | 36.4217 | 124.2708 | 0 | 0 | 0 | 278330 | -4370.17 | -15.2719 | -12.7528 | -9.8927
[20 empty] | 2020-10-14 16:00 | 6881 | 10 | 14 | 17 | 29585.995 | 29.586 | 14.694 | 31404.2 | 0 | 0 | 0 | 0 | 0 | 0 | 0 | 14.694 | 31404.2 | 0 | 0 | 0 | 0 | 0 | 0 | 0 | 14.694 | 31404.2 | 0 | 0 | 0 | 0 | 0 | 0 | 0 | -14.892 | -14.892 | -14.892
[20 empty] | 2020-10-14 17:00 | 6882 | 10 | 14 | 18 | 0 | 0 | 13.7827 | 31697.5 | 0 | 0 | 0 | 0 | 0 | 0 | 0 | 13.7827 | 31697.5 | 0 | 0 | 0 | 0 | 0 | 0 | 0 | 13.7827 | 31697.5 | 0 | 0 | 0 | 0 | 0 | 0 | 0 | 13.7827 | 13.7827 | 13.7827
[20 empty] | 2020-10-14 18:00 | 6883 | 10 | 14 | 19 | 0 | 0 | 10.3847 | 31770.9 | 0 | 0 | 0 | 0 | 0 | 0 | 0 | 10.3847 | 31770.9 | 0 | 0 | 0 | 0 | 0 | 0 | 0 | 10.3847 | 31770.9 | 0 | 0 | 0 | 0 | 0 | 0 | 0 | 10.3847 | 10.3847 | 10.3847
[20 empty] | 2020-10-14 19:00 | 6884 | 10 | 14 | 20 | 0 | 0 | 8.8655 | 9409.05 | 0 | 0 | 0 | 0 | 0 | 0 | 0 | 8.8655 | 9409.05 | 0 | 0 | 0 | 0 | 0 | 0 | 0 | 8.8655 | 9409.05 | 0 | 0 | 0 | 0 | 0 | 0 | 0 | 8.8655 | 8.8655 | 8.8655
[20 empty] | 2020-10-14 20:00 | 6885 | 10 | 14 | 21 | 0 | 0 | 7.3463 | 9482.38 | 0 | 0 | 0 | 0 | 0 | 0 | 0 | 7.3463 | 9482.38 | 0 | 0 | 0 | 0 | 0 | 0 | 0 | 7.3463 | 9482.38 | 0 | 0 | 0 | 0 | 0 | 0 | 0 | 7.3463 | 7.3463 | 7.3463
[20 empty] | 2020-10-14 21:00 | 6886 | 10 | 14 | 22 | 0 | 0 | 7.3463 | 9555.71 | 0 | 0 | 0 | 0 | 0 | 0 | 0 | 7.3463 | 9555.71 | 0 | 0 | 0 | 0 | 0 | 0 | 0 | 7.3463 | 9555.71 | 0 | 0 | 0 | 0 | 0 | 0 | 0 | 7.3463 | 7.3463 | 7.3463
[20 empty] | 2020-10-14 22:00 | 6887 | 10 | 14 | 23 | 0 | 0 | 7.3463 | 9555.71 | 0 | 0 | 0 | 0 | 0 | 0 | 0 | 7.3463 | 9555.71 | 0 | 0 | 0 | 0 | 0 | 0 | 0 | 7.3463 | 9555.71 | 0 | 0 | 0 | 0 | 0 | 0 | 0 | 7.3463 | 7.3463 | 7.3463
[20 empty] | 2020-10-14 23:00 | 6888 | 10 | 14 | 24 | 0 | 0 | 7.3463 | 9629.03 | 0 | 0 | 0 | 0 | 0 | 0 | 0 | 7.3463 | 9629.03 | 0 | 0 | 0 | 0 | 0 | 0 | 0 | 7.3463 | 9629.03 | 0 | 0 | 0 | 0 | 0 | 0 | 0 | 7.3463 | 7.3463 | 7.3463
[20 empty] | 2020-10-15 | 6889 | 10 | 15 | 1 | 0 | 0 | 7.3463 | 9702.36 | 0 | 0 | 0 | 0 | 0 | 0 | 0 | 7.3463 | 9702.36 | 0 | 0 | 0 | 0 | 0 | 0 | 0 | 7.3463 | 9702.36 | 0 | 0 | 0 | 0 | 0 | 0 | 0 | 7.3463 | 7.3463 | 7.3463
[20 empty] | 2020-10-15 01:00 | 6890 | 10 | 15 | 2 | 0 | 0 | 7.3463 | 9702.36 | 0 | 0 | 0 | 0 | 0 | 0 | 0 | 7.3463 | 9702.36 | 0 | 0 | 0 | 0 | 0 | 0 | 0 | 7.3463 | 9702.36 | 0 | 0 | 0 | 0 | 0 | 0 | 0 | 7.3463 | 7.3463 | 7.3463
[20 empty] | 2020-10-15 02:00 | 6891 | 10 | 15 | 3 | 0 | 0 | 7.3463 | 9849.01 | 0 | 0 | 0 | 0 | 0 | 0 | 0 | 7.3463 | 9849.01 | 0 | 0 | 0 | 0 | 0 | 0 | 0 | 7.3463 | 9849.01 | 0 | 0 | 0 | 0 | 0 | 0 | 0 | 7.3463 | 7.3463 | 7.3463
[20 empty] | 2020-10-15 03:00 | 6892 | 10 | 15 | 4 | 0 | 0 | 7.3463 | 9849.01 | 0 | 0 | 0 | 0 | 0 | 0 | 0 | 7.3463 | 9849.01 | 0 | 0 | 0 | 0 | 0 | 0 | 0 | 7.3463 | 9849.01 | 0 | 0 | 0 | 0 | 0 | 0 | 0 | 7.3463 | 7.3463 | 7.3463
[20 empty] | 2020-10-15 04:00 | 6893 | 10 | 15 | 5 | 0 | 0 | 8.8655 | 9849.01 | 0 | 0 | 0 | 0 | 0 | 0 | 0 | 8.8655 | 9849.01 | 0 | 0 | 0 | 0 | 0 | 0 | 0 | 8.8655 | 9849.01 | 0 | 0 | 0 | 0 | 0 | 0 | 0 | 8.8655 | 8.8655 | 8.8655
[20 empty] | 2020-10-15 05:00 | 6894 | 10 | 15 | 6 | 0 | 0 | 30.1815 | 146661 | 14.0172 | 47.8267 | 0 | 114377 | 114.377 | 107403 | -13564.4 | 30.2442 | 151247 | 14.0171 | 47.8263 | 0 | 118963 | 118.963 | 107403 | -13564.1 | 30.3138 | 157012 | 14.0171 | 47.8263 | 0 | 124728 | 124.728 | 107403 | -13564.1 | 30.1815 | 30.2442 | 30.3138
[20 empty] | 2020-10-15 06:00 | 6895 | 10 | 15 | 7 | 5663.857 | 5.6639 | 91.3848 | 121737 | 0.20963 | 0.71527 | 0 | 39890.6 | 39.8906 | 1600.02 | -14844.4 | 91.7983 | 123597 | 0.20963 | 0.71526 | 0 | 41750.2 | 41.7502 | 1599.99 | -15600.7 | 92.2903 | 125890 | 0.20963 | 0.71527 | 0 | 44042.9 | 44.0429 | 1600.02 | -16695.7 | 85.7209 | 86.1344 | 86.6264
[20 empty] | 2020-10-15 07:00 | 6896 | 10 | 15 | 8 | 77652.915 | 77.6529 | 117.044 | 121520 | 0.15893 | 0.54227 | 0 | 39673.6 | 39.6736 | 1214.44 | -14165.1 | 117.116 | 123492 | 0.15893 | 0.54227 | 0 | 41645 | 41.645 | 1214.44 | -14793.5 | 117.261 | 125909 | 0.15893 | 0.54227 | 0 | 44062.5 | 44.0625 | 1214.44 | -15661.3 | 39.3911 | 39.4631 | 39.6081
[20 empty] | 2020-10-15 08:00 | 6897 | 10 | 15 | 9 | 149799.089 | 149.7991 | 127.135 | 91251 | 4.487 | 15.3098 | 0 | 34481.7 | 34.4817 | 34287.3 | -8477.09 | 127.334 | 92449.5 | 4.7873 | 16.3342 | 0 | 35680.2 | 35.6802 | 36581.6 | -8267.66 | 127.654 | 94541.6 | 5.0502 | 17.2313 | 0 | 37772.2 | 37.7722 | 38590.6 | -8841.15 | -22.6641 | -22.4651 | -22.1451
[20 empty] | 2020-10-15 09:00 | 6898 | 10 | 15 | 10 | 197026.773 | 197.0268 | 131.363 | 88486.2 | 7.6062 | 25.9523 | 0 | 31863.6 | 31.8636 | 58121.8 | -7412.49 | 131.675 | 89480.6 | 8.0778 | 27.5615 | 0 | 32858 | 32.858 | 61725.7 | -7253.3 | 132.16 | 91114.8 | 8.5003 | 29.003 | 0 | 34492.2 | 34.4922 | 64954.1 | -7404.34 | -65.6638 | -65.3518 | -64.8668
[20 empty] | 2020-10-15 10:00 | 6899 | 10 | 15 | 11 | 227865.311 | 227.8653 | 110.875 | 160015 | 7.5946 | 25.9126 | 0 | 33355.6 | 33.3556 | 58033.1 | -9472.23 | 111.533 | 160929 | 8.0654 | 27.5192 | 0 | 34270.1 | 34.2701 | 61631.1 | -9204.98 | 112.165 | 162403 | 8.4872 | 28.9582 | 0 | 35743.9 | 35.7439 | 64853.9 | -9315.72 | -116.9903 | -116.3323 | -115.7003
[20 empty] | 2020-10-15 11:00 | 6900 | 10 | 15 | 12 | 240911.337 | 240.9113 | 139.978 | 157554 | 13.5714 | 46.3056 | 0 | 30894.7 | 30.8947 | 103704 | -5972.37 | 141.059 | 159060 | 14.4321 | 49.2423 | 0 | 32401.3 | 32.4013 | 110281 | -6416.37 | 142.442 | 160890 | 15.3877 | 52.5028 | 0 | 34230.9 | 34.2309 | 117584 | -6946.26 | -100.9333 | -99.8523 | -98.4693
[20 empty] | 2020-10-15 12:00 | 6901 | 10 | 15 | 13 | 235602.798 | 235.6028 | 90.6965 | 118347 | 13.4938 | 46.0408 | 0 | 28827.7 | 28.8277 | 103111 | -4797.67 | 92.062 | 119754 | 14.3494 | 48.9602 | 0 | 30234.8 | 30.2348 | 109650 | -4888.25 | 93.5997 | 121342 | 15.2994 | 52.2016 | 0 | 31823.1 | 31.8231 | 116909 | -5001.82 | -144.9063 | -143.5408 | -142.0031
[20 empty] | 2020-10-15 13:00 | 6902 | 10 | 15 | 14 | 212711.726 | 212.7117 | 85.9785 | 84385.7 | 13.4982 | 46.0559 | 0 | 28056.6 | 28.0566 | 103145 | -4315.15 | 87.2888 | 85629 | 14.3541 | 48.9762 | 0 | 29299.8 | 29.2998 | 109685 | -4338.22 | 88.8197 | 56329.2 | 15.3044 | 52.2186 | 0 | 0 | 0 | 116947 | -4367.79 | -126.7332 | -125.4229 | -123.892
[20 empty] | 2020-10-15 14:00 | 6903 | 10 | 15 | 15 | 168853.339 | 168.8533 | 71.0163 | 85228.1 | 11.9715 | 40.8468 | 0 | 28825.6 | 28.8256 | 91478.7 | -5354.51 | 72.0724 | 86405.2 | 12.728 | 43.4279 | 0 | 30002.7 | 30.0027 | 97260 | -5324.95 | 73.4426 | 131645 | 13.5681 | 46.2944 | 0 | 75242.6 | 75.2426 | 103679 | -5302.16 | -97.837 | -96.7809 | -95.4107
[20 empty] | 2020-10-15 15:00 | 6904 | 10 | 15 | 16 | 103374.995 | 103.375 | 68.9179 | 60725.8 | 12.0079 | 40.971 | 0 | 29175 | 29.175 | 91757.5 | -5401.93 | 70.1091 | 61735.2 | 12.7659 | 43.5573 | 0 | 30184.4 | 30.1844 | 97549.4 | -5199.12 | 71.5266 | 63105.6 | 13.6075 | 46.4288 | 0 | 31554.7 | 31.5547 | 103980 | -5250.6 | -34.4571 | -33.2659 | -31.8484
[20 empty] | 2020-10-15 16:00 | 6905 | 10 | 15 | 17 | 28380.271 | 28.3803 | 14.694 | 31550.8 | 0 | 0 | 0 | 0 | 0 | 0 | 0 | 14.694 | 31550.8 | 0 | 0 | 0 | 0 | 0 | 0 | 0 | 14.694 | 31550.8 | 0 | 0 | 0 | 0 | 0 | 0 | 0 | -13.6863 | -13.6863 | -13.6863
[20 empty] | 2020-10-15 17:00 | 6906 | 10 | 15 | 18 | 0 | 0 | 13.7827 | 31697.5 | 0 | 0 | 0 | 0 | 0 | 0 | 0 | 13.7827 | 31697.5 | 0 | 0 | 0 | 0 | 0 | 0 | 0 | 13.7827 | 31697.5 | 0 | 0 | 0 | 0 | 0 | 0 | 0 | 13.7827 | 13.7827 | 13.7827
[20 empty] | 2020-10-15 18:00 | 6907 | 10 | 15 | 19 | 0 | 0 | 10.3847 | 31770.9 | 0 | 0 | 0 | 0 | 0 | 0 | 0 | 10.3847 | 31770.9 | 0 | 0 | 0 | 0 | 0 | 0 | 0 | 10.3847 | 31770.9 | 0 | 0 | 0 | 0 | 0 | 0 | 0 | 10.3847 | 10.3847 | 10.3847
[20 empty] | 2020-10-15 19:00 | 6908 | 10 | 15 | 20 | 0 | 0 | 8.8655 | 9409.05 | 0 | 0 | 0 | 0 | 0 | 0 | 0 | 8.8655 | 9409.05 | 0 | 0 | 0 | 0 | 0 | 0 | 0 | 8.8655 | 9409.05 | 0 | 0 | 0 | 0 | 0 | 0 | 0 | 8.8655 | 8.8655 | 8.8655
[20 empty] | 2020-10-15 20:00 | 6909 | 10 | 15 | 21 | 0 | 0 | 7.3463 | 9702.36 | 0 | 0 | 0 | 0 | 0 | 0 | 0 | 7.3463 | 9702.36 | 0 | 0 | 0 | 0 | 0 | 0 | 0 | 7.3463 | 9702.36 | 0 | 0 | 0 | 0 | 0 | 0 | 0 | 7.3463 | 7.3463 | 7.3463
[20 empty] | 2020-10-15 21:00 | 6910 | 10 | 15 | 22 | 0 | 0 | 7.3463 | 9702.36 | 0 | 0 | 0 | 0 | 0 | 0 | 0 | 7.3463 | 9702.36 | 0 | 0 | 0 | 0 | 0 | 0 | 0 | 7.3463 | 9702.36 | 0 | 0 | 0 | 0 | 0 | 0 | 0 | 7.3463 | 7.3463 | 7.3463
[20 empty] | 2020-10-15 22:00 | 6911 | 10 | 15 | 23 | 0 | 0 | 7.3463 | 9702.36 | 0 | 0 | 0 | 0 | 0 | 0 | 0 | 7.3463 | 9702.36 | 0 | 0 | 0 | 0 | 0 | 0 | 0 | 7.3463 | 9702.36 | 0 | 0 | 0 | 0 | 0 | 0 | 0 | 7.3463 | 7.3463 | 7.3463
[20 empty] | 2020-10-15 23:00 | 6912 | 10 | 15 | 24 | 0 | 0 | 7.7516 | 9702.36 | 0 | 0 | 0 | 0 | 0 | 0 | 0 | 7.7516 | 9702.36 | 0 | 0 | 0 | 0 | 0 | 0 | 0 | 7.7516 | 9702.36 | 0 | 0 | 0 | 0 | 0 | 0 | 0 | 7.7516 | 7.7516 | 7.7516
[20 empty] | 2020-10-16 | 6913 | 10 | 16 | 1 | 0 | 0 | 7.7516 | 9629.03 | 0 | 0 | 0 | 0 | 0 | 0 | 0 | 7.7516 | 9629.03 | 0 | 0 | 0 | 0 | 0 | 0 | 0 | 7.7516 | 9629.03 | 0 | 0 | 0 | 0 | 0 | 0 | 0 | 7.7516 | 7.7516 | 7.7516
[20 empty] | 2020-10-16 01:00 | 6914 | 10 | 16 | 2 | 0 | 0 | 7.7516 | 9629.03 | 0 | 0 | 0 | 0 | 0 | 0 | 0 | 7.7516 | 9629.03 | 0 | 0 | 0 | 0 | 0 | 0 | 0 | 7.7516 | 9629.03 | 0 | 0 | 0 | 0 | 0 | 0 | 0 | 7.7516 | 7.7516 | 7.7516
[20 empty] | 2020-10-16 02:00 | 6915 | 10 | 16 | 3 | 0 | 0 | 7.7516 | 9702.36 | 0 | 0 | 0 | 0 | 0 | 0 | 0 | 7.7516 | 9702.36 | 0 | 0 | 0 | 0 | 0 | 0 | 0 | 7.7516 | 9702.36 | 0 | 0 | 0 | 0 | 0 | 0 | 0 | 7.7516 | 7.7516 | 7.7516
[20 empty] | 2020-10-16 03:00 | 6916 | 10 | 16 | 4 | 0 | 0 | 7.7516 | 9702.36 | 0 | 0 | 0 | 0 | 0 | 0 | 0 | 7.7516 | 9702.36 | 0 | 0 | 0 | 0 | 0 | 0 | 0 | 7.7516 | 9702.36 | 0 | 0 | 0 | 0 | 0 | 0 | 0 | 7.7516 | 7.7516 | 7.7516
[20 empty] | 2020-10-16 04:00 | 6917 | 10 | 16 | 5 | 0 | 0 | 7.7516 | 9702.36 | 0 | 0 | 0 | 0 | 0 | 0 | 0 | 7.7516 | 9702.36 | 0 | 0 | 0 | 0 | 0 | 0 | 0 | 7.7516 | 9702.36 | 0 | 0 | 0 | 0 | 0 | 0 | 0 | 7.7516 | 7.7516 | 7.7516
[20 empty] | 2020-10-16 05:00 | 6918 | 10 | 16 | 6 | 0 | 0 | 7.7516 | 9849.01 | 0 | 0 | 0 | 0 | 0 | 0 | 0 | 7.7516 | 9849.01 | 0 | 0 | 0 | 0 | 0 | 0 | 0 | 7.7516 | 9849.01 | 0 | 0 | 0 | 0 | 0 | 0 | 0 | 7.7516 | 7.7516 | 7.7516
[20 empty] | 2020-10-16 06:00 | 6919 | 10 | 16 | 7 | 4781.849 | 4.7818 | 7.6753 | 9775.69 | 0 | 0 | 0 | 0 | 0 | 0 | 0 | 7.6631 | 9775.69 | 0 | 0 | 0 | 0 | 0 | 0 | 0 | 7.6549 | 9775.69 | 0 | 0 | 0 | 0 | 0 | 0 | 0 | 2.8935 | 2.8813 | 2.8731
[20 empty] | 2020-10-16 07:00 | 6920 | 10 | 16 | 8 | 70901.67 | 70.9017 | 7.4725 | 9775.69 | 0 | 0 | 0 | 0 | 0 | 0 | 0 | 7.4679 | 9775.69 | 0 | 0 | 0 | 0 | 0 | 0 | 0 | 7.4679 | 9775.69 | 0 | 0 | 0 | 0 | 0 | 0 | 0 | -63.4292 | -63.4338 | -63.4338
[20 empty] | 2020-10-16 08:00 | 6921 | 10 | 16 | 9 | 138248.104 | 138.2481 | 7.5311 | 9555.71 | 0 | 0 | 0 | 0 | 0 | 0 | 0 | 7.4869 | 9555.71 | 0 | 0 | 0 | 0 | 0 | 0 | 0 | 7.4679 | 9555.71 | 0 | 0 | 0 | 0 | 0 | 0 | 0 | -130.717 | -130.7612 | -130.7802
[20 empty] | 2020-10-16 09:00 | 6922 | 10 | 16 | 10 | 186266.097 | 186.2661 | 24.6152 | 9409.05 | 13.3914 | 45.6915 | 0 | 0 | 0 | 102180 | 0 | 24.5743 | 9409.05 | 13.3914 | 45.6915 | 0 | 0 | 0 | 102179 | 0 | 24.5743 | 9409.05 | 13.3914 | 45.6915 | 0 | 0 | 0 | 102179 | 0 | -161.6509 | -161.6918 | -161.6918
[20 empty] | 2020-10-16 10:00 | 6923 | 10 | 16 | 11 | 154697.01 | 154.697 | 7.4792 | 9409.05 | 0 | 0 | 0 | 0 | 0 | 0 | 0 | 7.4679 | 9409.05 | 0 | 0 | 0 | 0 | 0 | 0 | 0 | 7.4679 | 9409.05 | 0 | 0 | 0 | 0 | 0 | 0 | 0 | -147.2178 | -147.2291 | -147.2291
[20 empty] | 2020-10-16 11:00 | 6924 | 10 | 16 | 12 | 140782.798 | 140.7828 | 7.4859 | 9042.42 | 0 | 0 | 0 | 0 | 0 | 0 | 0 | 7.4679 | 9042.42 | 0 | 0 | 0 | 0 | 0 | 0 | 0 | 7.4679 | 9042.42 | 0 | 0 | 0 | 0 | 0 | 0 | 0 | -133.2969 | -133.3149 | -133.3149
[20 empty] | 2020-10-16 12:00 | 6925 | 10 | 16 | 13 | 163630.325 | 163.6303 | 7.4738 | 9115.75 | 0 | 0 | 0 | 0 | 0 | 0 | 0 | 7.4679 | 9115.75 | 0 | 0 | 0 | 0 | 0 | 0 | 0 | 7.4679 | 9115.75 | 0 | 0 | 0 | 0 | 0 | 0 | 0 | -156.1565 | -156.1624 | -156.1624
[20 empty] | 2020-10-16 13:00 | 6926 | 10 | 16 | 14 | 110235.592 | 110.2356 | 7.4748 | 9115.75 | 0 | 0 | 0 | 0 | 0 | 0 | 0 | 7.4679 | 9115.75 | 0 | 0 | 0 | 0 | 0 | 0 | 0 | 7.4679 | 9115.75 | 0 | 0 | 0 | 0 | 0 | 0 | 0 | -102.7608 | -102.7677 | -102.7677
[20 empty] | 2020-10-16 14:00 | 6927 | 10 | 16 | 15 | 116132.813 | 116.1328 | 7.4719 | 9042.42 | 0 | 0 | 0 | 0 | 0 | 0 | 0 | 7.4679 | 9042.42 | 0 | 0 | 0 | 0 | 0 | 0 | 0 | 7.4679 | 9042.42 | 0 | 0 | 0 | 0 | 0 | 0 | 0 | -108.6609 | -108.6649 | -108.6649
[20 empty] | 2020-10-16 15:00 | 6928 | 10 | 16 | 16 | 84706.113 | 84.7061 | 7.4682 | 9189.07 | 0 | 0 | 0 | 0 | 0 | 0 | 0 | 7.4679 | 9189.07 | 0 | 0 | 0 | 0 | 0 | 0 | 0 | 7.4679 | 9189.07 | 0 | 0 | 0 | 0 | 0 | 0 | 0 | -77.2379 | -77.2382 | -77.2382
[20 empty] | 2020-10-16 16:00 | 6929 | 10 | 16 | 17 | 21445.496 | 21.4455 | 7.4741 | 9189.07 | 0 | 0 | 0 | 0 | 0 | 0 | 0 | 7.4679 | 9189.07 | 0 | 0 | 0 | 0 | 0 | 0 | 0 | 7.4679 | 9189.07 | 0 | 0 | 0 | 0 | 0 | 0 | 0 | -13.9714 | -13.9776 | -13.9776
[20 empty] | 2020-10-16 17:00 | 6930 | 10 | 16 | 18 | 0 | 0 | 24.8237 | 9335.73 | 13.3571 | 45.5744 | 0 | 0 | 0 | 101915 | 0 | 24.8236 | 9335.73 | 13.357 | 45.5741 | 0 | 0 | 0 | 101915 | 0 | 24.8236 | 9335.73 | 13.357 | 45.5741 | 0 | 0 | 0 | 101915 | 0 | 24.8237 | 24.8236 | 24.8236
[20 empty] | 2020-10-16 18:00 | 6931 | 10 | 16 | 19 | 0 | 0 | 7.7516 | 9262.4 | 0 | 0 | 0 | 0 | 0 | 0 | 0 | 7.7516 | 9262.4 | 0 | 0 | 0 | 0 | 0 | 0 | 0 | 7.7516 | 9262.4 | 0 | 0 | 0 | 0 | 0 | 0 | 0 | 7.7516 | 7.7516 | 7.7516
[20 empty] | 2020-10-16 19:00 | 6932 | 10 | 16 | 20 | 0 | 0 | 7.7516 | 9262.4 | 0 | 0 | 0 | 0 | 0 | 0 | 0 | 7.7516 | 9262.4 | 0 | 0 | 0 | 0 | 0 | 0 | 0 | 7.7516 | 9262.4 | 0 | 0 | 0 | 0 | 0 | 0 | 0 | 7.7516 | 7.7516 | 7.7516
[20 empty] | 2020-10-16 20:00 | 6933 | 10 | 16 | 21 | 0 | 0 | 7.7516 | 9335.73 | 0 | 0 | 0 | 0 | 0 | 0 | 0 | 7.7516 | 9335.73 | 0 | 0 | 0 | 0 | 0 | 0 | 0 | 7.7516 | 9335.73 | 0 | 0 | 0 | 0 | 0 | 0 | 0 | 7.7516 | 7.7516 | 7.7516
[20 empty] | 2020-10-16 21:00 | 6934 | 10 | 16 | 22 | 0 | 0 | 7.7516 | 9335.73 | 0 | 0 | 0 | 0 | 0 | 0 | 0 | 7.7516 | 9335.73 | 0 | 0 | 0 | 0 | 0 | 0 | 0 | 7.7516 | 9335.73 | 0 | 0 | 0 | 0 | 0 | 0 | 0 | 7.7516 | 7.7516 | 7.7516
[20 empty] | 2020-10-16 22:00 | 6935 | 10 | 16 | 23 | 0 | 0 | 7.7516 | 9335.73 | 0 | 0 | 0 | 0 | 0 | 0 | 0 | 7.7516 | 9335.73 | 0 | 0 | 0 | 0 | 0 | 0 | 0 | 7.7516 | 9335.73 | 0 | 0 | 0 | 0 | 0 | 0 | 0 | 7.7516 | 7.7516 | 7.7516
[20 empty] | 2020-10-16 23:00 | 6936 | 10 | 16 | 24 | 0 | 0 | 7.7516 | 9335.73 | 0 | 0 | 0 | 0 | 0 | 0 | 0 | 7.7516 | 9335.73 | 0 | 0 | 0 | 0 | 0 | 0 | 0 | 7.7516 | 9335.73 | 0 | 0 | 0 | 0 | 0 | 0 | 0 | 7.7516 | 7.7516 | 7.7516
[20 empty] | 2020-10-17 | 6937 | 10 | 17 | 1 | 0 | 0 | 24.7813 | 9409.05 | 13.3147 | 45.4298 | 0 | 0 | 0 | 101609 | 0 | 24.7812 | 9409.05 | 13.3146 | 45.4294 | 0 | 0 | 0 | 101609 | 0 | 24.7812 | 9409.05 | 13.3146 | 45.4294 | 0 | 0 | 0 | 101609 | 0 | 24.7813 | 24.7812 | 24.7812
[20 empty] | 2020-10-17 01:00 | 6938 | 10 | 17 | 2 | 0 | 0 | 7.7516 | 9409.05 | 0 | 0 | 0 | 0 | 0 | 0 | 0 | 7.7516 | 9409.05 | 0 | 0 | 0 | 0 | 0 | 0 | 0 | 7.7516 | 9409.05 | 0 | 0 | 0 | 0 | 0 | 0 | 0 | 7.7516 | 7.7516 | 7.7516
[20 empty] | 2020-10-17 02:00 | 6939 | 10 | 17 | 3 | 0 | 0 | 7.7516 | 9775.69 | 0 | 0 | 0 | 0 | 0 | 0 | 0 | 7.7516 | 9775.69 | 0 | 0 | 0 | 0 | 0 | 0 | 0 | 7.7516 | 9775.69 | 0 | 0 | 0 | 0 | 0 | 0 | 0 | 7.7516 | 7.7516 | 7.7516
[20 empty] | 2020-10-17 03:00 | 6940 | 10 | 17 | 4 | 0 | 0 | 7.7516 | 9702.36 | 0 | 0 | 0 | 0 | 0 | 0 | 0 | 7.7516 | 9702.36 | 0 | 0 | 0 | 0 | 0 | 0 | 0 | 7.7516 | 9702.36 | 0 | 0 | 0 | 0 | 0 | 0 | 0 | 7.7516 | 7.7516 | 7.7516
[20 empty] | 2020-10-17 04:00 | 6941 | 10 | 17 | 5 | 0 | 0 | 7.7516 | 9702.36 | 0 | 0 | 0 | 0 | 0 | 0 | 0 | 7.7516 | 9702.36 | 0 | 0 | 0 | 0 | 0 | 0 | 0 | 7.7516 | 9702.36 | 0 | 0 | 0 | 0 | 0 | 0 | 0 | 7.7516 | 7.7516 | 7.7516
[20 empty] | 2020-10-17 05:00 | 6942 | 10 | 17 | 6 | 0 | 0 | 7.7516 | 9629.03 | 0 | 0 | 0 | 0 | 0 | 0 | 0 | 7.7516 | 9629.03 | 0 | 0 | 0 | 0 | 0 | 0 | 0 | 7.7516 | 9629.03 | 0 | 0 | 0 | 0 | 0 | 0 | 0 | 7.7516 | 7.7516 | 7.7516
[20 empty] | 2020-10-17 06:00 | 6943 | 10 | 17 | 7 | 3221.477 | 3.2215 | 7.7306 | 9775.69 | 0 | 0 | 0 | 0 | 0 | 0 | 0 | 7.7272 | 9775.69 | 0 | 0 | 0 | 0 | 0 | 0 | 0 | 7.7242 | 9775.69 | 0 | 0 | 0 | 0 | 0 | 0 | 0 | 4.5091 | 4.5058 | 4.5028
[20 empty] | 2020-10-17 07:00 | 6944 | 10 | 17 | 8 | 62212.795 | 62.2128 | 7.616 | 9775.69 | 0 | 0 | 0 | 0 | 0 | 0 | 0 | 7.5905 | 9775.69 | 0 | 0 | 0 | 0 | 0 | 0 | 0 | 7.5671 | 9775.69 | 0 | 0 | 0 | 0 | 0 | 0 | 0 | -54.5968 | -54.6223 | -54.6457
[20 empty] | 2020-10-17 08:00 | 6945 | 10 | 17 | 9 | 128477.309 | 128.4773 | 24.3972 | 9702.36 | 13.2144 | 45.0875 | 0 | 0 | 0 | 100884 | 0 | 24.3972 | 9702.36 | 13.2143 | 45.0872 | 0 | 0 | 0 | 100883 | 0 | 24.3972 | 9702.36 | 13.2143 | 45.0872 | 0 | 0 | 0 | 100883 | 0 | -104.0801 | -104.0801 | -104.0801
[20 empty] | 2020-10-17 09:00 | 6946 | 10 | 17 | 10 | 177134.431 | 177.1344 | 7.4679 | 9482.38 | 0 | 0 | 0 | 0 | 0 | 0 | 0 | 7.4679 | 9482.38 | 0 | 0 | 0 | 0 | 0 | 0 | 0 | 7.4679 | 9482.38 | 0 | 0 | 0 | 0 | 0 | 0 | 0 | -169.6666 | -169.6666 | -169.6666
[20 empty] | 2020-10-17 10:00 | 6947 | 10 | 17 | 11 | 207370.54 | 207.3705 | 7.5203 | 9482.38 | 0 | 0 | 0 | 0 | 0 | 0 | 0 | 7.481 | 9482.38 | 0 | 0 | 0 | 0 | 0 | 0 | 0 | 7.4679 | 9482.38 | 0 | 0 | 0 | 0 | 0 | 0 | 0 | -199.8503 | -199.8896 | -199.9027
[20 empty] | 2020-10-17 11:00 | 6948 | 10 | 17 | 12 | 218372.819 | 218.3728 | 7.5111 | 9189.07 | 0 | 0 | 0 | 0 | 0 | 0 | 0 | 7.4687 | 9189.07 | 0 | 0 | 0 | 0 | 0 | 0 | 0 | 7.4679 | 9189.07 | 0 | 0 | 0 | 0 | 0 | 0 | 0 | -210.8617 | -210.9042 | -210.9049
[20 empty] | 2020-10-17 12:00 | 6949 | 10 | 17 | 13 | 211896.482 | 211.8965 | 7.4757 | 9115.75 | 0 | 0 | 0 | 0 | 0 | 0 | 0 | 7.4679 | 9115.75 | 0 | 0 | 0 | 0 | 0 | 0 | 0 | 7.4679 | 9115.75 | 0 | 0 | 0 | 0 | 0 | 0 | 0 | -204.4208 | -204.4286 | -204.4286
[20 empty] | 2020-10-17 13:00 | 6950 | 10 | 17 | 14 | 124368.892 | 124.3689 | 7.476 | 9189.07 | 0 | 0 | 0 | 0 | 0 | 0 | 0 | 7.4679 | 9189.07 | 0 | 0 | 0 | 0 | 0 | 0 | 0 | 7.4679 | 9189.07 | 0 | 0 | 0 | 0 | 0 | 0 | 0 | -116.8929 | -116.901 | -116.901
[20 empty] | 2020-10-17 14:00 | 6951 | 10 | 17 | 15 | 144310.845 | 144.3108 | 7.4734 | 9115.75 | 0 | 0 | 0 | 0 | 0 | 0 | 0 | 7.4679 | 9115.75 | 0 | 0 | 0 | 0 | 0 | 0 | 0 | 7.4679 | 9115.75 | 0 | 0 | 0 | 0 | 0 | 0 | 0 | -136.8375 | -136.843 | -136.843
[20 empty] | 2020-10-17 15:00 | 6952 | 10 | 17 | 16 | 82674.935 | 82.6749 | 24.3462 | 9189.07 | 13.1624 | 44.9101 | 0 | 0 | 0 | 100430 | 0 | 24.3452 | 9189.07 | 13.1623 | 44.9098 | 0 | 0 | 0 | 100430 | 0 | 24.3452 | 9189.07 | 13.1623 | 44.9098 | 0 | 0 | 0 | 100430 | 0 | -58.3287 | -58.3297 | -58.3297
[20 empty] | 2020-10-17 16:00 | 6953 | 10 | 17 | 17 | 19381.64 | 19.3816 | 7.4746 | 9189.07 | 0 | 0 | 0 | 0 | 0 | 0 | 0 | 7.4679 | 9189.07 | 0 | 0 | 0 | 0 | 0 | 0 | 0 | 7.4679 | 9189.07 | 0 | 0 | 0 | 0 | 0 | 0 | 0 | -11.9071 | -11.9138 | -11.9138
[20 empty] | 2020-10-17 17:00 | 6954 | 10 | 17 | 18 | 0 | 0 | 7.7516 | 9482.38 | 0 | 0 | 0 | 0 | 0 | 0 | 0 | 7.7516 | 9482.38 | 0 | 0 | 0 | 0 | 0 | 0 | 0 | 7.7516 | 9482.38 | 0 | 0 | 0 | 0 | 0 | 0 | 0 | 7.7516 | 7.7516 | 7.7516
[20 empty] | 2020-10-17 18:00 | 6955 | 10 | 17 | 19 | 0 | 0 | 7.7516 | 9555.71 | 0 | 0 | 0 | 0 | 0 | 0 | 0 | 7.7516 | 9555.71 | 0 | 0 | 0 | 0 | 0 | 0 | 0 | 7.7516 | 9555.71 | 0 | 0 | 0 | 0 | 0 | 0 | 0 | 7.7516 | 7.7516 | 7.7516
[20 empty] | 2020-10-17 19:00 | 6956 | 10 | 17 | 20 | 0 | 0 | 7.7516 | 9555.71 | 0 | 0 | 0 | 0 | 0 | 0 | 0 | 7.7516 | 9555.71 | 0 | 0 | 0 | 0 | 0 | 0 | 0 | 7.7516 | 9555.71 | 0 | 0 | 0 | 0 | 0 | 0 | 0 | 7.7516 | 7.7516 | 7.7516
[20 empty] | 2020-10-17 20:00 | 6957 | 10 | 17 | 21 | 0 | 0 | 7.7516 | 9555.71 | 0 | 0 | 0 | 0 | 0 | 0 | 0 | 7.7516 | 9555.71 | 0 | 0 | 0 | 0 | 0 | 0 | 0 | 7.7516 | 9555.71 | 0 | 0 | 0 | 0 | 0 | 0 | 0 | 7.7516 | 7.7516 | 7.7516
[20 empty] | 2020-10-17 21:00 | 6958 | 10 | 17 | 22 | 0 | 0 | 7.7516 | 9702.36 | 0 | 0 | 0 | 0 | 0 | 0 | 0 | 7.7516 | 9702.36 | 0 | 0 | 0 | 0 | 0 | 0 | 0 | 7.7516 | 9702.36 | 0 | 0 | 0 | 0 | 0 | 0 | 0 | 7.7516 | 7.7516 | 7.7516
[20 empty] | 2020-10-17 22:00 | 6959 | 10 | 17 | 23 | 0 | 0 | 7.7516 | 9702.36 | 0 | 0 | 0 | 0 | 0 | 0 | 0 | 7.7516 | 9702.36 | 0 | 0 | 0 | 0 | 0 | 0 | 0 | 7.7516 | 9702.36 | 0 | 0 | 0 | 0 | 0 | 0 | 0 | 7.7516 | 7.7516 | 7.7516
[20 empty] | 2020-10-17 23:00 | 6960 | 10 | 17 | 24 | 0 | 0 | 24.2889 | 9775.69 | 13.2276 | 45.1326 | 0 | 0 | 0 | 100930 | 0 | 24.2888 | 9775.69 | 13.2275 | 45.1322 | 0 | 0 | 0 | 100929 | 0 | 24.2888 | 9775.69 | 13.2275 | 45.1322 | 0 | 0 | 0 | 100929 | 0 | 24.2889 | 24.2888 | 24.2888
[20 empty] | 2020-10-18 | 6961 | 10 | 18 | 1 | 0 | 0 | 7.3463 | 9849.01 | 0 | 0 | 0 | 0 | 0 | 0 | 0 | 7.3463 | 9849.01 | 0 | 0 | 0 | 0 | 0 | 0 | 0 | 7.3463 | 9849.01 | 0 | 0 | 0 | 0 | 0 | 0 | 0 | 7.3463 | 7.3463 | 7.3463
[20 empty] | 2020-10-18 01:00 | 6962 | 10 | 18 | 2 | 0 | 0 | 7.3463 | 9849.01 | 0 | 0 | 0 | 0 | 0 | 0 | 0 | 7.3463 | 9849.01 | 0 | 0 | 0 | 0 | 0 | 0 | 0 | 7.3463 | 9849.01 | 0 | 0 | 0 | 0 | 0 | 0 | 0 | 7.3463 | 7.3463 | 7.3463
[20 empty] | 2020-10-18 02:00 | 6963 | 10 | 18 | 3 | 0 | 0 | 7.3463 | 9849.01 | 0 | 0 | 0 | 0 | 0 | 0 | 0 | 7.3463 | 9849.01 | 0 | 0 | 0 | 0 | 0 | 0 | 0 | 7.3463 | 9849.01 | 0 | 0 | 0 | 0 | 0 | 0 | 0 | 7.3463 | 7.3463 | 7.3463
[20 empty] | 2020-10-18 03:00 | 6964 | 10 | 18 | 4 | 0 | 0 | 9.2383 | 133647 | 0.47876 | 1.6335 | 0 | 123725 | 123.725 | 3658.44 | -23391.9 | 9.301 | 138931 | 0.47876 | 1.6335 | 0 | 129009 | 129.009 | 3658.44 | -23391.6 | 9.3705 | 144895 | 0.47876 | 1.6335 | 0 | 134972 | 134.972 | 3658.44 | -23391.5 | 9.2383 | 9.301 | 9.3705
[20 empty] | 2020-10-18 04:00 | 6965 | 10 | 18 | 5 | 0 | 0 | 10.0196 | 55193.3 | 0 | 0 | 0 | 45271 | 45.271 | 0 | -17660.3 | 10.0823 | 56389.3 | 0 | 0 | 0 | 46467 | 46.467 | 0 | -17660.2 | 10.1519 | 57721.1 | 0 | 0 | 0 | 47798.8 | 47.7988 | 0 | -17660.1 | 10.0196 | 10.0823 | 10.1519
[20 empty] | 2020-10-18 05:00 | 6966 | 10 | 18 | 6 | 0 | 0 | 12.1902 | 74862.6 | 0 | 0 | 0 | 42578.3 | 42.5783 | 0 | -16525.5 | 12.2529 | 76058.6 | 0 | 0 | 0 | 43774.3 | 43.7743 | 0 | -16525.4 | 12.3225 | 77390.4 | 0 | 0 | 0 | 45106.2 | 45.1062 | 0 | -16525.4 | 12.1902 | 12.2529 | 12.3225
[20 empty] | 2020-10-18 06:00 | 6967 | 10 | 18 | 7 | 3204.659 | 3.2047 | 92.4016 | 135170 | 0.027553 | 0.09401 | 0 | 53249.5 | 53.2495 | 210.543 | -29070.6 | 93.0032 | 134647 | 0.027553 | 0.09401 | 0 | 52726.8 | 52.7268 | 210.543 | -27111.6 | 93.825 | 135051 | 0.027553 | 0.09401 | 0 | 53130.7 | 53.1307 | 210.543 | -26054.1 | 89.1969 | 89.7985 | 90.6203
[20 empty] | 2020-10-18 07:00 | 6968 | 10 | 18 | 8 | 64816.439 | 64.8164 | 125.071 | 140753 | 0.027287 | 0.093104 | 0 | 58832.9 | 58.8329 | 208.513 | -31200.9 | 125.326 | 140176 | 0.027287 | 0.093104 | 0 | 58256 | 58.256 | 208.513 | -29841.1 | 125.709 | 140241 | 0.027287 | 0.093104 | 0 | 58321.2 | 58.3212 | 208.513 | -28754.4 | 60.2546 | 60.5096 | 60.8926
[20 empty] | 2020-10-18 08:00 | 6969 | 10 | 18 | 9 | 132509.96 | 132.51 | 126.693 | 108990 | 4.8229 | 16.4557 | 0 | 52220.5 | 52.2205 | 36853.5 | -22945.7 | 127.051 | 108929 | 5.1075 | 17.4268 | 0 | 52159.7 | 52.1597 | 39028.6 | -21972 | 127.379 | 109526 | 5.3355 | 18.2046 | 0 | 52756.4 | 52.7564 | 40770.4 | -21500.8 | -5.817 | -5.459 | -5.131
[20 empty] | 2020-10-18 09:00 | 6970 | 10 | 18 | 10 | 183395.724 | 183.3957 | 128.805 | 103702 | 6.1456 | 20.9687 | 0 | 47005.7 | 47.0057 | 46960.8 | -19787.9 | 129.415 | 103716 | 6.5196 | 22.245 | 0 | 47020.2 | 47.0202 | 49819.2 | -18769.7 | 130.051 | 104611 | 6.8652 | 23.4241 | 0 | 47914.8 | 47.9148 | 52459.8 | -18430.4 | -54.5907 | -53.9807 | -53.3447
[20 empty] | 2020-10-18 10:00 | 6971 | 10 | 18 | 11 | 216780.12 | 216.7801 | 109.11 | 174422 | 6.1582 | 21.0119 | 0 | 47762.8 | 47.7628 | 47057.7 | -21716.4 | 109.782 | 174355 | 6.5331 | 22.2908 | 0 | 47696.1 | 47.6961 | 49921.7 | -20620.7 | 110.495 | 174934 | 6.8793 | 23.4721 | 0 | 48275.6 | 48.2756 | 52567.4 | -19877.7 | -107.6701 | -106.9981 | -106.2851
[20 empty] | 2020-10-18 11:00 | 6972 | 10 | 18 | 12 | 230098.866 | 230.0989 | 141.851 | 168869 | 15.4033 | 52.5561 | 0 | 42210 | 42.21 | 117702 | -14737 | 143.097 | 169706 | 16.3678 | 55.8469 | 0 | 43047.4 | 43.0474 | 125073 | -14697.9 | 144.674 | 170740 | 17.4654 | 59.5919 | 0 | 44081.5 | 44.0815 | 133460 | -14609.1 | -88.2479 | -87.0019 | -85.4249
[20 empty] | 2020-10-18 12:00 | 6973 | 10 | 18 | 13 | 224520.769 | 224.5208 | 93.1127 | 127650 | 15.277 | 52.1251 | 0 | 38206.9 | 38.2069 | 116738 | -12529.7 | 94.4544 | 128447 | 16.2568 | 55.4682 | 0 | 39004.3 | 39.0043 | 124225 | -12088.5 | 95.8829 | 129379 | 17.2569 | 58.8805 | 0 | 39935.7 | 39.9357 | 131867 | -11662 | -131.4081 | -130.0664 | -128.6379
[20 empty] | 2020-10-18 13:00 | 6974 | 10 | 18 | 14 | 197218.681 | 197.2187 | 87.9452 | 92118.7 | 15.2247 | 51.9467 | 0 | 35862.9 | 35.8629 | 116338 | -10603.1 | 89.3496 | 92751.1 | 16.1964 | 55.2621 | 0 | 36495.3 | 36.4953 | 123763 | -10109.4 | 91.0186 | 93411.9 | 17.2767 | 58.9481 | 0 | 37156.1 | 37.1561 | 132018 | -9488.5 | -109.2735 | -107.8691 | -106.2001
[20 empty] | 2020-10-18 14:00 | 6975 | 10 | 18 | 15 | 152434.779 | 152.4348 | 74.1033 | 92412.8 | 15.2191 | 51.9276 | 0 | 36157 | 36.157 | 116295 | -11588.4 | 75.6052 | 92800.3 | 16.1904 | 55.2416 | 0 | 36544.5 | 36.5445 | 123718 | -10833.3 | 77.3197 | 93241.5 | 17.2703 | 58.9263 | 0 | 36985.7 | 36.9857 | 131969 | -10027.8 | -78.3315 | -76.8296 | -75.1151
[20 empty] | 2020-10-18 15:00 | 6976 | 10 | 18 | 16 | 87378.391 | 87.3784 | 70.971 | 67548.6 | 13.827 | 47.1777 | 0 | 36071.1 | 36.0711 | 105657 | -11158 | 72.2018 | 67908.8 | 14.635 | 49.9346 | 0 | 36431.3 | 36.4313 | 111832 | -10460.1 | 73.7806 | 68377.8 | 15.6038 | 53.2402 | 0 | 36900.3 | 36.9003 | 119235 | -9748.53 | -16.4074 | -15.1766 | -13.5978
[20 empty] | 2020-10-18 16:00 | 6977 | 10 | 18 | 17 | 19843.672 | 19.8437 | 14.694 | 31477.5 | 0 | 0 | 0 | 0 | 0 | 0 | 0 | 14.694 | 31477.5 | 0 | 0 | 0 | 0 | 0 | 0 | 0 | 14.694 | 31477.5 | 0 | 0 | 0 | 0 | 0 | 0 | 0 | -5.1497 | -5.1497 | -5.1497
[20 empty] | 2020-10-18 17:00 | 6978 | 10 | 18 | 18 | 0 | 0 | 13.7827 | 31844.2 | 0 | 0 | 0 | 0 | 0 | 0 | 0 | 13.7827 | 31844.2 | 0 | 0 | 0 | 0 | 0 | 0 | 0 | 13.7827 | 31844.2 | 0 | 0 | 0 | 0 | 0 | 0 | 0 | 13.7827 | 13.7827 | 13.7827
[20 empty] | 2020-10-18 18:00 | 6979 | 10 | 18 | 19 | 0 | 0 | 10.3847 | 31917.6 | 0 | 0 | 0 | 0 | 0 | 0 | 0 | 10.3847 | 31917.6 | 0 | 0 | 0 | 0 | 0 | 0 | 0 | 10.3847 | 31917.6 | 0 | 0 | 0 | 0 | 0 | 0 | 0 | 10.3847 | 10.3847 | 10.3847
[20 empty] | 2020-10-18 19:00 | 6980 | 10 | 18 | 20 | 0 | 0 | 8.8655 | 9555.71 | 0 | 0 | 0 | 0 | 0 | 0 | 0 | 8.8655 | 9555.71 | 0 | 0 | 0 | 0 | 0 | 0 | 0 | 8.8655 | 9555.71 | 0 | 0 | 0 | 0 | 0 | 0 | 0 | 8.8655 | 8.8655 | 8.8655
[20 empty] | 2020-10-18 20:00 | 6981 | 10 | 18 | 21 | 0 | 0 | 7.3463 | 9775.69 | 0 | 0 | 0 | 0 | 0 | 0 | 0 | 7.3463 | 9775.69 | 0 | 0 | 0 | 0 | 0 | 0 | 0 | 7.3463 | 9775.69 | 0 | 0 | 0 | 0 | 0 | 0 | 0 | 7.3463 | 7.3463 | 7.3463
[20 empty] | 2020-10-18 21:00 | 6982 | 10 | 18 | 22 | 0 | 0 | 7.3463 | 9702.36 | 0 | 0 | 0 | 0 | 0 | 0 | 0 | 7.3463 | 9702.36 | 0 | 0 | 0 | 0 | 0 | 0 | 0 | 7.3463 | 9702.36 | 0 | 0 | 0 | 0 | 0 | 0 | 0 | 7.3463 | 7.3463 | 7.3463
[20 empty] | 2020-10-18 22:00 | 6983 | 10 | 18 | 23 | 0 | 0 | 7.3463 | 9702.36 | 0 | 0 | 0 | 0 | 0 | 0 | 0 | 7.3463 | 9702.36 | 0 | 0 | 0 | 0 | 0 | 0 | 0 | 7.3463 | 9702.36 | 0 | 0 | 0 | 0 | 0 | 0 | 0 | 7.3463 | 7.3463 | 7.3463
[20 empty] | 2020-10-18 23:00 | 6984 | 10 | 18 | 24 | 0 | 0 | 7.3463 | 9629.03 | 0 | 0 | 0 | 0 | 0 | 0 | 0 | 7.3463 | 9629.03 | 0 | 0 | 0 | 0 | 0 | 0 | 0 | 7.3463 | 9629.03 | 0 | 0 | 0 | 0 | 0 | 0 | 0 | 7.3463 | 7.3463 | 7.3463
[20 empty] | 2020-10-19 | 6985 | 10 | 19 | 1 | 0 | 0 | 7.3463 | 9555.71 | 0 | 0 | 0 | 0 | 0 | 0 | 0 | 7.3463 | 9555.71 | 0 | 0 | 0 | 0 | 0 | 0 | 0 | 7.3463 | 9555.71 | 0 | 0 | 0 | 0 | 0 | 0 | 0 | 7.3463 | 7.3463 | 7.3463
[20 empty] | 2020-10-19 01:00 | 6986 | 10 | 19 | 2 | 0 | 0 | 7.3463 | 9555.71 | 0 | 0 | 0 | 0 | 0 | 0 | 0 | 7.3463 | 9555.71 | 0 | 0 | 0 | 0 | 0 | 0 | 0 | 7.3463 | 9555.71 | 0 | 0 | 0 | 0 | 0 | 0 | 0 | 7.3463 | 7.3463 | 7.3463
[20 empty] | 2020-10-19 02:00 | 6987 | 10 | 19 | 3 | 0 | 0 | 7.3463 | 9409.05 | 0 | 0 | 0 | 0 | 0 | 0 | 0 | 7.3463 | 9409.05 | 0 | 0 | 0 | 0 | 0 | 0 | 0 | 7.3463 | 9409.05 | 0 | 0 | 0 | 0 | 0 | 0 | 0 | 7.3463 | 7.3463 | 7.3463
[20 empty] | 2020-10-19 03:00 | 6988 | 10 | 19 | 4 | 0 | 0 | 9.4066 | 126235 | 0.64706 | 2.2078 | 0 | 116826 | 116.826 | 4944.49 | -13587 | 9.4693 | 131373 | 0.64707 | 2.2078 | 0 | 121964 | 121.964 | 4944.49 | -13586.9 | 9.5388 | 137111 | 0.64706 | 2.2078 | 0 | 127702 | 127.702 | 4944.49 | -13587 | 9.4066 | 9.4693 | 9.5388
[20 empty] | 2020-10-19 04:00 | 6989 | 10 | 19 | 5 | 0 | 0 | 10.0196 | 44887.1 | 0 | 0 | 0 | 35478 | 35.478 | 0 | -9807.63 | 10.0823 | 46083.1 | 0 | 0 | 0 | 36674 | 36.674 | 0 | -9807.49 | 10.1519 | 47415.1 | 0 | 0 | 0 | 38006.1 | 38.0061 | 0 | -9807.65 | 10.0196 | 10.0823 | 10.1519
[20 empty] | 2020-10-19 05:00 | 6990 | 10 | 19 | 6 | 0 | 0 | 29.737 | 65627 | 13.8318 | 47.1941 | 0 | 33856.1 | 33.8561 | 105537 | -9234.39 | 29.7996 | 66822.9 | 13.8317 | 47.1938 | 0 | 35052.1 | 35.0521 | 105536 | -9234.25 | 29.8692 | 68155 | 13.8317 | 47.1938 | 0 | 36384.1 | 36.3841 | 105536 | -9234.41 | 29.737 | 29.7996 | 29.8692
[20 empty] | 2020-10-19 06:00 | 6991 | 10 | 19 | 7 | 2109.501 | 2.1095 | 111.686 | 120904 | 19.4303 | 66.2962 | 0 | 39497 | 39.497 | 148295 | -15857 | 113.128 | 121214 | 20.4197 | 69.672 | 0 | 39807.2 | 39.8072 | 155847 | -14847.3 | 115.122 | 122472 | 21.7618 | 74.2513 | 0 | 41065.3 | 41.0653 | 166091 | -14763.2 | 109.5765 | 111.0185 | 113.0125
[20 empty] | 2020-10-19 07:00 | 6992 | 10 | 19 | 8 | 56190.713 | 56.1907 | 138.019 | 122629 | 19.5195 | 66.6005 | 0 | 41222 | 41.222 | 148995 | -15588.2 | 138.615 | 123278 | 20.5152 | 69.9979 | 0 | 41871.7 | 41.8717 | 156595 | -15306.1 | 139.985 | 124531 | 21.8608 | 74.589 | 0 | 43124.5 | 43.1245 | 166866 | -15244.5 | 81.8283 | 82.4243 | 83.7943
[20 empty] | 2020-10-19 08:00 | 6993 | 10 | 19 | 9 | 119227.46 | 119.2275 | 148.392 | 93727 | 20.1293 | 68.6812 | 0 | 37177.8 | 37.1778 | 153649 | -11069.6 | 149.239 | 94775.2 | 21.367 | 72.9042 | 0 | 38225.9 | 38.2259 | 163097 | -10996.1 | 150.389 | 96026.1 | 22.7782 | 77.7192 | 0 | 39476.8 | 39.4768 | 173869 | -10924.6 | 29.1645 | 30.0115 | 31.1615
[20 empty] | 2020-10-19 09:00 | 6994 | 10 | 19 | 10 | 166051.105 | 166.0511 | 145.786 | 91046.5 | 17.3318 | 59.1361 | 0 | 34423.9 | 34.4239 | 132269 | -9455.75 | 146.297 | 92211.2 | 18.4225 | 62.8576 | 0 | 35588.6 | 35.5886 | 140592 | -9444.66 | 147.067 | 93545.2 | 19.6359 | 66.9977 | 0 | 36922.6 | 36.9226 | 149853 | -9471.21 | -20.2651 | -19.7541 | -18.9841
[20 empty] | 2020-10-19 10:00 | 6995 | 10 | 19 | 11 | 200520.246 | 200.5202 | 120.782 | 162875 | 16.541 | 56.4379 | 0 | 36216.5 | 36.2165 | 126252 | -12043.3 | 121.819 | 163999 | 17.5802 | 59.9836 | 0 | 37339.9 | 37.3399 | 134184 | -11964.1 | 123.112 | 165537 | 18.7363 | 63.9283 | 0 | 38877.8 | 38.8778 | 143008 | -12190 | -79.7382 | -78.7012 | -77.4082
[20 empty] | 2020-10-19 11:00 | 6996 | 10 | 19 | 12 | 212641.004 | 212.641 | 148.303 | 160221 | 19.9597 | 68.1025 | 0 | 33562.1 | 33.5621 | 152385 | -8144.83 | 149.289 | 161541 | 21.2167 | 72.3914 | 0 | 34882.2 | 34.8822 | 161982 | -8312.9 | 150.993 | 163147 | 22.7142 | 77.5009 | 0 | 36487.8 | 36.4878 | 173414 | -8548.6 | -64.338 | -63.352 | -61.648
[20 empty] | 2020-10-19 12:00 | 6997 | 10 | 19 | 13 | 207011.102 | 207.0111 | 96.0176 | 122215 | 17.2458 | 58.8427 | 0 | 32190 | 32.19 | 131613 | -7895.89 | 97.1621 | 123504 | 18.3022 | 62.4471 | 0 | 33479.4 | 33.4794 | 139674 | -7945.39 | 98.7467 | 125149 | 19.6131 | 66.9199 | 0 | 35124.4 | 35.1244 | 149679 | -8222.76 | -110.9935 | -109.849 | -108.2644
[20 empty] | 2020-10-19 13:00 | 6998 | 10 | 19 | 14 | 183146.411 | 183.1464 | 91.6082 | 89292.9 | 16.6501 | 56.8101 | 0 | 32670.3 | 32.6703 | 127085 | -8527.04 | 92.2716 | 90421.9 | 17.5802 | 59.9836 | 0 | 33799.3 | 33.7993 | 134184 | -8434.36 | 93.6207 | 91969.3 | 18.7363 | 63.9283 | 0 | 35346.7 | 35.3467 | 143008 | -8586.26 | -91.5382 | -90.8748 | -89.5257
[20 empty] | 2020-10-19 14:00 | 6999 | 10 | 19 | 15 | 143385.229 | 143.3852 | 79.2447 | 91669.1 | 19.2792 | 65.7806 | 0 | 35119.8 | 35.1198 | 147190 | -11106.6 | 80.6921 | 92726.6 | 20.5118 | 69.9863 | 0 | 36177.3 | 36.1773 | 156600 | -10980 | 82.1372 | 94099.5 | 21.7135 | 74.0865 | 0 | 37550.3 | 37.5503 | 165775 | -10975.6 | -64.1405 | -62.6931 | -61.248
[20 empty] | 2020-10-19 15:00 | 7000 | 10 | 19 | 16 | 83445.174 | 83.4452 | 77.7 | 68174.2 | 17.5312 | 59.8165 | 0 | 36403.3 | 36.4033 | 133817 | -11699.3 | 78.5421 | 69197.8 | 18.6214 | 63.5362 | 0 | 37426.9 | 37.4269 | 142139 | -11545.2 | 79.6692 | 70612.8 | 19.7963 | 67.545 | 0 | 38842 | 38.842 | 151108 | -11641.6 | -5.7452 | -4.9031 | -3.776
[20 empty] | 2020-10-19 16:00 | 7001 | 10 | 19 | 17 | 19221.271 | 19.2213 | 14.694 | 31770.9 | 0 | 0 | 0 | 0 | 0 | 0 | 0 | 14.694 | 31770.9 | 0 | 0 | 0 | 0 | 0 | 0 | 0 | 14.694 | 31770.9 | 0 | 0 | 0 | 0 | 0 | 0 | 0 | -4.5273 | -4.5273 | -4.5273
[20 empty] | 2020-10-19 17:00 | 7002 | 10 | 19 | 18 | 0 | 0 | 13.7827 | 31770.9 | 0 | 0 | 0 | 0 | 0 | 0 | 0 | 13.7827 | 31770.9 | 0 | 0 | 0 | 0 | 0 | 0 | 0 | 13.7827 | 31770.9 | 0 | 0 | 0 | 0 | 0 | 0 | 0 | 13.7827 | 13.7827 | 13.7827
[20 empty] | 2020-10-19 18:00 | 7003 | 10 | 19 | 19 | 0 | 0 | 10.3847 | 31770.9 | 0 | 0 | 0 | 0 | 0 | 0 | 0 | 10.3847 | 31770.9 | 0 | 0 | 0 | 0 | 0 | 0 | 0 | 10.3847 | 31770.9 | 0 | 0 | 0 | 0 | 0 | 0 | 0 | 10.3847 | 10.3847 | 10.3847
[20 empty] | 2020-10-19 19:00 | 7004 | 10 | 19 | 20 | 0 | 0 | 8.8655 | 9409.05 | 0 | 0 | 0 | 0 | 0 | 0 | 0 | 8.8655 | 9409.05 | 0 | 0 | 0 | 0 | 0 | 0 | 0 | 8.8655 | 9409.05 | 0 | 0 | 0 | 0 | 0 | 0 | 0 | 8.8655 | 8.8655 | 8.8655
[20 empty] | 2020-10-19 20:00 | 7005 | 10 | 19 | 21 | 0 | 0 | 7.3463 | 9335.73 | 0 | 0 | 0 | 0 | 0 | 0 | 0 | 7.3463 | 9335.73 | 0 | 0 | 0 | 0 | 0 | 0 | 0 | 7.3463 | 9335.73 | 0 | 0 | 0 | 0 | 0 | 0 | 0 | 7.3463 | 7.3463 | 7.3463
[20 empty] | 2020-10-19 21:00 | 7006 | 10 | 19 | 22 | 0 | 0 | 7.3463 | 9335.73 | 0 | 0 | 0 | 0 | 0 | 0 | 0 | 7.3463 | 9335.73 | 0 | 0 | 0 | 0 | 0 | 0 | 0 | 7.3463 | 9335.73 | 0 | 0 | 0 | 0 | 0 | 0 | 0 | 7.3463 | 7.3463 | 7.3463
[20 empty] | 2020-10-19 22:00 | 7007 | 10 | 19 | 23 | 0 | 0 | 7.3463 | 9335.73 | 0 | 0 | 0 | 0 | 0 | 0 | 0 | 7.3463 | 9335.73 | 0 | 0 | 0 | 0 | 0 | 0 | 0 | 7.3463 | 9335.73 | 0 | 0 | 0 | 0 | 0 | 0 | 0 | 7.3463 | 7.3463 | 7.3463
[20 empty] | 2020-10-19 23:00 | 7008 | 10 | 19 | 24 | 0 | 0 | 7.3463 | 8969.09 | 0 | 0 | 0 | 0 | 0 | 0 | 0 | 7.3463 | 8969.09 | 0 | 0 | 0 | 0 | 0 | 0 | 0 | 7.3463 | 8969.09 | 0 | 0 | 0 | 0 | 0 | 0 | 0 | 7.3463 | 7.3463 | 7.3463
[20 empty] | 2020-10-20 | 7009 | 10 | 20 | 1 | 0 | 0 | 7.3463 | 8895.77 | 0 | 0 | 0 | 0 | 0 | 0 | 0 | 7.3463 | 8895.77 | 0 | 0 | 0 | 0 | 0 | 0 | 0 | 7.3463 | 8895.77 | 0 | 0 | 0 | 0 | 0 | 0 | 0 | 7.3463 | 7.3463 | 7.3463
[20 empty] | 2020-10-20 01:00 | 7010 | 10 | 20 | 2 | 0 | 0 | 7.3463 | 8969.09 | 0 | 0 | 0 | 0 | 0 | 0 | 0 | 7.3463 | 8969.09 | 0 | 0 | 0 | 0 | 0 | 0 | 0 | 7.3463 | 8969.09 | 0 | 0 | 0 | 0 | 0 | 0 | 0 | 7.3463 | 7.3463 | 7.3463
[20 empty] | 2020-10-20 02:00 | 7011 | 10 | 20 | 3 | 0 | 0 | 7.3463 | 9042.42 | 0 | 0 | 0 | 0 | 0 | 0 | 0 | 7.3463 | 9042.42 | 0 | 0 | 0 | 0 | 0 | 0 | 0 | 7.3463 | 9042.42 | 0 | 0 | 0 | 0 | 0 | 0 | 0 | 7.3463 | 7.3463 | 7.3463
[20 empty] | 2020-10-20 03:00 | 7012 | 10 | 20 | 4 | 0 | 0 | 7.3463 | 9042.42 | 0 | 0 | 0 | 0 | 0 | 0 | 0 | 7.3463 | 9042.42 | 0 | 0 | 0 | 0 | 0 | 0 | 0 | 7.3463 | 9042.42 | 0 | 0 | 0 | 0 | 0 | 0 | 0 | 7.3463 | 7.3463 | 7.3463
[20 empty] | 2020-10-20 04:00 | 7013 | 10 | 20 | 5 | 0 | 0 | 8.8655 | 9042.42 | 0 | 0 | 0 | 0 | 0 | 0 | 0 | 8.8655 | 9042.42 | 0 | 0 | 0 | 0 | 0 | 0 | 0 | 8.8655 | 9042.42 | 0 | 0 | 0 | 0 | 0 | 0 | 0 | 8.8655 | 8.8655 | 8.8655
[20 empty] | 2020-10-20 05:00 | 7014 | 10 | 20 | 6 | 0 | 0 | 13.1872 | 146930 | 0.73786 | 2.5176 | 0 | 115526 | 115.526 | 5630.57 | -11922.8 | 13.2499 | 152229 | 0.73786 | 2.5176 | 0 | 120825 | 120.825 | 5630.58 | -11922.6 | 13.3195 | 158206 | 0.73786 | 2.5176 | 0 | 126802 | 126.802 | 5630.58 | -11922.7 | 13.1872 | 13.2499 | 13.3195
[20 empty] | 2020-10-20 06:00 | 7015 | 10 | 20 | 7 | 1591.524 | 1.5915 | 119.968 | 118783 | 28.1234 | 95.957 | 0 | 37523.3 | 37.5233 | 214598 | -12700.3 | 121.416 | 119403 | 29.3436 | 100.1204 | 0 | 38142.9 | 38.1429 | 223909 | -12043.3 | 123.812 | 120608 | 31.2518 | 106.6311 | 0 | 39348 | 39.348 | 238470 | -11898.7 | 118.3765 | 119.8245 | 122.2205
[20 empty] | 2020-10-20 07:00 | 7016 | 10 | 20 | 8 | 51185.901 | 51.1859 | 142.287 | 119652 | 25.2734 | 86.2328 | 0 | 38392.7 | 38.3927 | 192850 | -13428.7 | 143.864 | 120693 | 26.9246 | 91.8667 | 0 | 39433.1 | 39.4331 | 205450 | -13472.9 | 145.683 | 121971 | 28.6669 | 97.8115 | 0 | 40711 | 40.711 | 218745 | -13460.3 | 91.1011 | 92.6781 | 94.4971
[20 empty] | 2020-10-20 08:00 | 7017 | 10 | 20 | 9 | 101747.447 | 101.7474 | 134.147 | 91504.2 | 11.7132 | 39.9654 | 0 | 34954.9 | 34.9549 | 89374.8 | -9264.92 | 134.922 | 92519 | 12.4478 | 42.4719 | 0 | 35969.8 | 35.9698 | 94979.9 | -9043.28 | 135.869 | 93576.2 | 13.2373 | 45.1657 | 0 | 37027 | 37.027 | 101004 | -8734.5 | 32.3996 | 33.1746 | 34.1216
[20 empty] | 2020-10-20 09:00 | 7018 | 10 | 20 | 10 | 137808.666 | 137.8087 | 130.439 | 89207.6 | 7.9554 | 27.144 | 0 | 32585 | 32.585 | 60790.7 | -7968.81 | 131.126 | 90139.8 | 8.4243 | 28.7436 | 0 | 33517.2 | 33.5172 | 64373.1 | -7742.78 | 132.218 | 91131.4 | 9.0178 | 30.7689 | 0 | 34508.8 | 34.5088 | 68909 | -7459.21 | -7.3697 | -6.6827 | -5.5907
[20 empty] | 2020-10-20 10:00 | 7019 | 10 | 20 | 11 | 143304.192 | 143.3042 | 110.366 | 160529 | 7.9581 | 27.1529 | 0 | 33869.8 | 33.8698 | 60810.6 | -9870.54 | 111.276 | 161387 | 8.442 | 28.8042 | 0 | 34728.1 | 34.7281 | 64509 | -9561.71 | 112.56 | 162356 | 9.0371 | 30.8346 | 0 | 35697.4 | 35.6974 | 69056 | -9244.2 | -32.9382 | -32.0282 | -30.7442
[20 empty] | 2020-10-20 11:00 | 7020 | 10 | 20 | 12 | 151508.006 | 151.508 | 138.316 | 157751 | 12.1661 | 41.5107 | 0 | 31092.1 | 31.0921 | 92966.1 | -6063.02 | 139.425 | 158981 | 12.9417 | 44.1571 | 0 | 32321.6 | 32.3216 | 98892.4 | -6205.35 | 140.788 | 160303 | 13.8039 | 47.0989 | 0 | 33644.6 | 33.6446 | 105481 | -6302.18 | -13.192 | -12.083 | -10.72
[20 empty] | 2020-10-20 12:00 | 7021 | 10 | 20 | 13 | 143866.851 | 143.8669 | 90.1732 | 118344 | 12.1305 | 41.3893 | 0 | 28681.1 | 28.6811 | 92694.2 | -4599.92 | 91.1772 | 119643 | 12.9037 | 44.0274 | 0 | 29980 | 29.98 | 98602.4 | -4669.01 | 92.1521 | 121212 | 13.5925 | 46.3776 | 0 | 31548.9 | 31.5489 | 103865 | -4906.6 | -53.6937 | -52.6897 | -51.7148
[20 empty] | 2020-10-20 13:00 | 7022 | 10 | 20 | 14 | 33718.53 | 33.7185 | 85.0457 | 84296.9 | 11.9968 | 40.9331 | 0 | 27894.3 | 27.8943 | 91672.4 | -4197.01 | 85.9722 | 85746.3 | 12.755 | 43.5201 | 0 | 29343.8 | 29.3438 | 97466.3 | -4462.33 | 87.2555 | 87437.9 | 13.5969 | 46.3926 | 0 | 31035.4 | 31.0354 | 103900 | -4792.14 | 51.3272 | 52.2537 | 53.537
[20 empty] | 2020-10-20 14:00 | 7023 | 10 | 20 | 15 | 24486.971 | 24.487 | 69.5015 | 85005.2 | 10.4691 | 35.7206 | 0 | 28529.3 | 28.5293 | 79998.4 | -5056.64 | 70.4472 | 86194.9 | 11.1137 | 37.9199 | 0 | 29719.1 | 29.7191 | 84924.1 | -4959.79 | 71.7311 | 87721.8 | 11.8443 | 40.4128 | 0 | 31245.9 | 31.2459 | 90507 | -5070.86 | 45.0145 | 45.9602 | 47.2441
[20 empty] | 2020-10-20 15:00 | 7024 | 10 | 20 | 16 | 13255.882 | 13.2559 | 64.551 | 61022.5 | 7.5273 | 25.6832 | 0 | 29251.6 | 29.2516 | 57519.2 | -5589.79 | 65.2348 | 61945.2 | 7.898 | 26.948 | 0 | 30174.3 | 30.1743 | 60351.8 | -5310.79 | 66.3265 | 62992.6 | 8.4098 | 28.6944 | 0 | 31221.7 | 31.2217 | 64262.9 | -4949.12 | 51.2951 | 51.9789 | 53.0706
[20 empty] | 2020-10-20 16:00 | 7025 | 10 | 20 | 17 | 1751.236 | 1.7512 | 14.694 | 31770.9 | 0 | 0 | 0 | 0 | 0 | 0 | 0 | 14.694 | 31770.9 | 0 | 0 | 0 | 0 | 0 | 0 | 0 | 14.694 | 31770.9 | 0 | 0 | 0 | 0 | 0 | 0 | 0 | 12.9428 | 12.9428 | 12.9428
[20 empty] | 2020-10-20 17:00 | 7026 | 10 | 20 | 18 | 0 | 0 | 13.7827 | 32064.2 | 0 | 0 | 0 | 0 | 0 | 0 | 0 | 13.7827 | 32064.2 | 0 | 0 | 0 | 0 | 0 | 0 | 0 | 13.7827 | 32064.2 | 0 | 0 | 0 | 0 | 0 | 0 | 0 | 13.7827 | 13.7827 | 13.7827
[20 empty] | 2020-10-20 18:00 | 7027 | 10 | 20 | 19 | 0 | 0 | 10.3847 | 32064.2 | 0 | 0 | 0 | 0 | 0 | 0 | 0 | 10.3847 | 32064.2 | 0 | 0 | 0 | 0 | 0 | 0 | 0 | 10.3847 | 32064.2 | 0 | 0 | 0 | 0 | 0 | 0 | 0 | 10.3847 | 10.3847 | 10.3847
[20 empty] | 2020-10-20 19:00 | 7028 | 10 | 20 | 20 | 0 | 0 | 8.8655 | 9702.36 | 0 | 0 | 0 | 0 | 0 | 0 | 0 | 8.8655 | 9702.36 | 0 | 0 | 0 | 0 | 0 | 0 | 0 | 8.8655 | 9702.36 | 0 | 0 | 0 | 0 | 0 | 0 | 0 | 8.8655 | 8.8655 | 8.8655
[20 empty] | 2020-10-20 20:00 | 7029 | 10 | 20 | 21 | 0 | 0 | 7.3463 | 9849.01 | 0 | 0 | 0 | 0 | 0 | 0 | 0 | 7.3463 | 9849.01 | 0 | 0 | 0 | 0 | 0 | 0 | 0 | 7.3463 | 9849.01 | 0 | 0 | 0 | 0 | 0 | 0 | 0 | 7.3463 | 7.3463 | 7.3463
[20 empty] | 2020-10-20 21:00 | 7030 | 10 | 20 | 22 | 0 | 0 | 7.3463 | 9922.34 | 0 | 0 | 0 | 0 | 0 | 0 | 0 | 7.3463 | 9922.34 | 0 | 0 | 0 | 0 | 0 | 0 | 0 | 7.3463 | 9922.34 | 0 | 0 | 0 | 0 | 0 | 0 | 0 | 7.3463 | 7.3463 | 7.3463
[20 empty] | 2020-10-20 22:00 | 7031 | 10 | 20 | 23 | 0 | 0 | 7.3463 | 9922.34 | 0 | 0 | 0 | 0 | 0 | 0 | 0 | 7.3463 | 9922.34 | 0 | 0 | 0 | 0 | 0 | 0 | 0 | 7.3463 | 9922.34 | 0 | 0 | 0 | 0 | 0 | 0 | 0 | 7.3463 | 7.3463 | 7.3463
[20 empty] | 2020-10-20 23:00 | 7032 | 10 | 20 | 24 | 0 | 0 | 7.3463 | 9995.67 | 0 | 0 | 0 | 0 | 0 | 0 | 0 | 7.3463 | 9995.67 | 0 | 0 | 0 | 0 | 0 | 0 | 0 | 7.3463 | 9995.67 | 0 | 0 | 0 | 0 | 0 | 0 | 0 | 7.3463 | 7.3463 | 7.3463
[20 empty] | 2020-10-21 | 7033 | 10 | 21 | 1 | 0 | 0 | 7.3463 | 10069 | 0 | 0 | 0 | 0 | 0 | 0 | 0 | 7.3463 | 10069 | 0 | 0 | 0 | 0 | 0 | 0 | 0 | 7.3463 | 10069 | 0 | 0 | 0 | 0 | 0 | 0 | 0 | 7.3463 | 7.3463 | 7.3463
[20 empty] | 2020-10-21 01:00 | 7034 | 10 | 21 | 2 | 0 | 0 | 7.3463 | 10069 | 0 | 0 | 0 | 0 | 0 | 0 | 0 | 7.3463 | 10069 | 0 | 0 | 0 | 0 | 0 | 0 | 0 | 7.3463 | 10069 | 0 | 0 | 0 | 0 | 0 | 0 | 0 | 7.3463 | 7.3463 | 7.3463
[20 empty] | 2020-10-21 02:00 | 7035 | 10 | 21 | 3 | 0 | 0 | 7.3463 | 10069 | 0 | 0 | 0 | 0 | 0 | 0 | 0 | 7.3463 | 10069 | 0 | 0 | 0 | 0 | 0 | 0 | 0 | 7.3463 | 10069 | 0 | 0 | 0 | 0 | 0 | 0 | 0 | 7.3463 | 7.3463 | 7.3463
[20 empty] | 2020-10-21 03:00 | 7036 | 10 | 21 | 4 | 0 | 0 | 9.2609 | 126178 | 0.50142 | 1.7108 | 0 | 116036 | 116.036 | 3831.54 | -14565.6 | 9.3236 | 131440 | 0.50142 | 1.7108 | 0 | 121298 | 121.298 | 3831.55 | -14565.3 | 9.3932 | 137282 | 0.50142 | 1.7108 | 0 | 127139 | 127.139 | 3831.54 | -14565.6 | 9.2609 | 9.3236 | 9.3932
[20 empty] | 2020-10-21 04:00 | 7037 | 10 | 21 | 5 | 0 | 0 | 10.0196 | 47037.3 | 0 | 0 | 0 | 36895 | 36.895 | 0 | -11092.4 | 10.0823 | 48233.3 | 0 | 0 | 0 | 38091 | 38.091 | 0 | -11092.2 | 10.1519 | 49565.4 | 0 | 0 | 0 | 39423 | 39.423 | 0 | -11092.4 | 10.0196 | 10.0823 | 10.1519
[20 empty] | 2020-10-21 05:00 | 7038 | 10 | 21 | 6 | 0 | 0 | 12.1902 | 68371 | 0 | 0 | 0 | 35793.4 | 35.7934 | 0 | -11008.9 | 12.2529 | 69566.9 | 0 | 0 | 0 | 36989.3 | 36.9893 | 0 | -11008.7 | 12.3225 | 70899 | 0 | 0 | 0 | 38321.4 | 38.3214 | 0 | -11008.8 | 12.1902 | 12.2529 | 12.3225
[20 empty] | 2020-10-21 06:00 | 7039 | 10 | 21 | 7 | 0 | 0 | 92.0874 | 133257 | 0.023613 | 0.080568 | 0 | 50969.5 | 50.9695 | 180.437 | -28333.6 | 92.5955 | 135982 | 0.023613 | 0.080568 | 0 | 53694.7 | 53.6947 | 180.437 | -30076.4 | 92.8794 | 140180 | 0.023613 | 0.080568 | 0 | 57893.4 | 57.8934 | 180.437 | -33343.9 | 92.0874 | 92.5955 | 92.8794
[20 empty] | 2020-10-21 07:00 | 7040 | 10 | 21 | 8 | 4027.667 | 4.0277 | 119.233 | 143873 | 0.22483 | 0.76712 | 0 | 61585.6 | 61.5856 | 1718.01 | -34586.9 | 119.305 | 146341 | 0.23782 | 0.81145 | 0 | 64053.5 | 64.0535 | 1817.3 | -35448.3 | 119.91 | 150855 | 0.32986 | 1.1255 | 0 | 68567.7 | 68.5677 | 2520.57 | -37972.6 | 115.2053 | 115.2773 | 115.8823
[20 empty] | 2020-10-21 08:00 | 7041 | 10 | 21 | 9 | 9329.502 | 9.3295 | 125.329 | 108245 | 0.023622 | 0.080597 | 0 | 51035.9 | 51.0359 | 180.502 | -20453 | 124.803 | 110066 | 0.023622 | 0.080597 | 0 | 52856.2 | 52.8562 | 180.502 | -20873.6 | 124.32 | 113146 | 0.023622 | 0.080597 | 0 | 55936.3 | 55.9363 | 180.502 | -22014.2 | 115.9995 | 115.4735 | 114.9905
[20 empty] | 2020-10-21 09:00 | 7042 | 10 | 21 | 10 | 14827.592 | 14.8276 | 125.111 | 100336 | 0.023605 | 0.080539 | 0 | 43273 | 43.273 | 180.371 | -16374.9 | 124.076 | 101709 | 0.023605 | 0.080539 | 0 | 44646.2 | 44.6462 | 180.371 | -16434.7 | 124.501 | 104273 | 0.023605 | 0.080539 | 0 | 47210.4 | 47.2104 | 180.371 | -17454.3 | 110.2834 | 109.2484 | 109.6734
[20 empty] | 2020-10-21 10:00 | 7043 | 10 | 21 | 11 | 32103.754 | 32.1038 | 102.903 | 170795 | 0.023613 | 0.080568 | 0 | 44136.5 | 44.1365 | 180.437 | -18735.1 | 103.049 | 171413 | 0.023613 | 0.080568 | 0 | 44754.5 | 44.7545 | 180.437 | -18056.1 | 103.85 | 173560 | 0.023613 | 0.080568 | 0 | 46901.2 | 46.9012 | 180.437 | -18640.7 | 70.7992 | 70.9452 | 71.7462
[20 empty] | 2020-10-21 11:00 | 7044 | 10 | 21 | 12 | 5887.421 | 5.8874 | 125.958 | 166632 | 0.023613 | 0.080568 | 0 | 39973.1 | 39.9731 | 180.437 | -13193.6 | 126.502 | 167683 | 0.023613 | 0.080568 | 0 | 41023.7 | 41.0237 | 180.437 | -13256.8 | 127.145 | 169088 | 0.023613 | 0.080568 | 0 | 42429.6 | 42.4296 | 180.437 | -13143.9 | 120.0706 | 120.6146 | 121.2576
[20 empty] | 2020-10-21 12:00 | 7045 | 10 | 21 | 13 | 12232.308 | 12.2323 | 77.5491 | 129501 | 0.023622 | 0.080597 | 0 | 38131.6 | 38.1316 | 180.502 | -12963.9 | 78.1137 | 130565 | 0.023622 | 0.080597 | 0 | 39195.4 | 39.1954 | 180.502 | -12792.6 | 78.7541 | 131626 | 0.023622 | 0.080597 | 0 | 40256.8 | 40.2568 | 180.502 | -12522.4 | 65.3168 | 65.8814 | 66.5218
[20 empty] | 2020-10-21 13:00 | 7046 | 10 | 21 | 14 | 28739.105 | 28.7391 | 72.7904 | 96768.9 | 0.023613 | 0.080568 | 0 | 39706.2 | 39.7062 | 180.438 | -14836.5 | 73.328 | 97528.9 | 0.023613 | 0.080568 | 0 | 40466.1 | 40.4661 | 180.438 | -14397.5 | 73.9754 | 98568.4 | 0.023613 | 0.080568 | 0 | 41505.6 | 41.5056 | 180.438 | -14155.5 | 44.0513 | 44.5889 | 45.2363
[20 empty] | 2020-10-21 14:00 | 7047 | 10 | 21 | 15 | 80555.365 | 80.5554 | 60.7399 | 99440.3 | 1.4009 | 4.78 | 0 | 42524.2 | 42.5242 | 10705.2 | -17416.7 | 61.0382 | 99524.8 | 1.4258 | 4.8649 | 0 | 42608.8 | 42.6088 | 10895.3 | -16298 | 61.7752 | 100596 | 1.5042 | 5.1324 | 0 | 43679.7 | 43.6797 | 11494.4 | -16082.3 | -19.8155 | -19.5172 | -18.7802
[20 empty] | 2020-10-21 15:00 | 7048 | 10 | 21 | 16 | 83012.409 | 83.0124 | 57.9142 | 78619.4 | 0.023622 | 0.080597 | 0 | 46408.5 | 46.4085 | 180.503 | -20973.1 | 58.2024 | 78828.9 | 0.023622 | 0.080597 | 0 | 46618 | 46.618 | 180.503 | -20226.1 | 58.7073 | 80097.8 | 0.023622 | 0.080597 | 0 | 47886.8 | 47.8868 | 180.503 | -20227 | -25.0982 | -24.81 | -24.3051
[20 empty] | 2020-10-21 16:00 | 7049 | 10 | 21 | 17 | 17160.546 | 17.1605 | 14.694 | 32210.9 | 0 | 0 | 0 | 0 | 0 | 0 | 0 | 14.694 | 32210.9 | 0 | 0 | 0 | 0 | 0 | 0 | 0 | 14.694 | 32210.9 | 0 | 0 | 0 | 0 | 0 | 0 | 0 | -2.4665 | -2.4665 | -2.4665
[20 empty] | 2020-10-21 17:00 | 7050 | 10 | 21 | 18 | 0 | 0 | 13.7827 | 32284.3 | 0 | 0 | 0 | 0 | 0 | 0 | 0 | 13.7827 | 32284.3 | 0 | 0 | 0 | 0 | 0 | 0 | 0 | 13.7827 | 32284.3 | 0 | 0 | 0 | 0 | 0 | 0 | 0 | 13.7827 | 13.7827 | 13.7827
[20 empty] | 2020-10-21 18:00 | 7051 | 10 | 21 | 19 | 0 | 0 | 10.3847 | 32284.3 | 0 | 0 | 0 | 0 | 0 | 0 | 0 | 10.3847 | 32284.3 | 0 | 0 | 0 | 0 | 0 | 0 | 0 | 10.3847 | 32284.3 | 0 | 0 | 0 | 0 | 0 | 0 | 0 | 10.3847 | 10.3847 | 10.3847
[20 empty] | 2020-10-21 19:00 | 7052 | 10 | 21 | 20 | 0 | 0 | 8.8655 | 9922.34 | 0 | 0 | 0 | 0 | 0 | 0 | 0 | 8.8655 | 9922.34 | 0 | 0 | 0 | 0 | 0 | 0 | 0 | 8.8655 | 9922.34 | 0 | 0 | 0 | 0 | 0 | 0 | 0 | 8.8655 | 8.8655 | 8.8655
[20 empty] | 2020-10-21 20:00 | 7053 | 10 | 21 | 21 | 0 | 0 | 7.3463 | 9995.67 | 0 | 0 | 0 | 0 | 0 | 0 | 0 | 7.3463 | 9995.67 | 0 | 0 | 0 | 0 | 0 | 0 | 0 | 7.3463 | 9995.67 | 0 | 0 | 0 | 0 | 0 | 0 | 0 | 7.3463 | 7.3463 | 7.3463
[20 empty] | 2020-10-21 21:00 | 7054 | 10 | 21 | 22 | 0 | 0 | 7.3463 | 10069 | 0 | 0 | 0 | 0 | 0 | 0 | 0 | 7.3463 | 10069 | 0 | 0 | 0 | 0 | 0 | 0 | 0 | 7.3463 | 10069 | 0 | 0 | 0 | 0 | 0 | 0 | 0 | 7.3463 | 7.3463 | 7.3463
[20 empty] | 2020-10-21 22:00 | 7055 | 10 | 21 | 23 | 0 | 0 | 7.3463 | 10069 | 0 | 0 | 0 | 0 | 0 | 0 | 0 | 7.3463 | 10069 | 0 | 0 | 0 | 0 | 0 | 0 | 0 | 7.3463 | 10069 | 0 | 0 | 0 | 0 | 0 | 0 | 0 | 7.3463 | 7.3463 | 7.3463
[20 empty] | 2020-10-21 23:00 | 7056 | 10 | 21 | 24 | 0 | 0 | 7.3463 | 10215.6 | 0 | 0 | 0 | 0 | 0 | 0 | 0 | 7.3463 | 10215.6 | 0 | 0 | 0 | 0 | 0 | 0 | 0 | 7.3463 | 10215.6 | 0 | 0 | 0 | 0 | 0 | 0 | 0 | 7.3463 | 7.3463 | 7.3463
[20 empty] | 2020-10-22 | 7057 | 10 | 22 | 1 | 0 | 0 | 7.3463 | 10215.6 | 0 | 0 | 0 | 0 | 0 | 0 | 0 | 7.3463 | 10215.6 | 0 | 0 | 0 | 0 | 0 | 0 | 0 | 7.3463 | 10215.6 | 0 | 0 | 0 | 0 | 0 | 0 | 0 | 7.3463 | 7.3463 | 7.3463
[20 empty] | 2020-10-22 01:00 | 7058 | 10 | 22 | 2 | 0 | 0 | 7.3463 | 10215.6 | 0 | 0 | 0 | 0 | 0 | 0 | 0 | 7.3463 | 10215.6 | 0 | 0 | 0 | 0 | 0 | 0 | 0 | 7.3463 | 10215.6 | 0 | 0 | 0 | 0 | 0 | 0 | 0 | 7.3463 | 7.3463 | 7.3463
[20 empty] | 2020-10-22 02:00 | 7059 | 10 | 22 | 3 | 0 | 0 | 7.3463 | 10362.3 | 0 | 0 | 0 | 0 | 0 | 0 | 0 | 7.3463 | 10362.3 | 0 | 0 | 0 | 0 | 0 | 0 | 0 | 7.3463 | 10362.3 | 0 | 0 | 0 | 0 | 0 | 0 | 0 | 7.3463 | 7.3463 | 7.3463
[20 empty] | 2020-10-22 03:00 | 7060 | 10 | 22 | 4 | 0 | 0 | 9.2465 | 138528 | 0.48696 | 1.6615 | 0 | 128092 | 128.092 | 3721.09 | -20623.2 | 9.3092 | 143770 | 0.48696 | 1.6615 | 0 | 133334 | 133.334 | 3721.09 | -20623.1 | 9.3787 | 149851 | 0.48696 | 1.6615 | 0 | 139415 | 139.415 | 3721.08 | -20623.3 | 9.2465 | 9.3092 | 9.3787
[20 empty] | 2020-10-22 04:00 | 7061 | 10 | 22 | 5 | 0 | 0 | 10.0196 | 53369 | 0 | 0 | 0 | 42933.4 | 42.9334 | 0 | -15930.4 | 10.0823 | 54565.2 | 0 | 0 | 0 | 44129.5 | 44.1295 | 0 | -15930.4 | 10.1519 | 55897.2 | 0 | 0 | 0 | 45461.6 | 45.4616 | 0 | -15930.5 | 10.0196 | 10.0823 | 10.1519
[20 empty] | 2020-10-22 05:00 | 7062 | 10 | 22 | 6 | 0 | 0 | 12.1902 | 76222.7 | 0 | 0 | 0 | 43351.7 | 43.3517 | 0 | -15498.4 | 12.2529 | 77537.7 | 0 | 0 | 0 | 44666.7 | 44.6667 | 0 | -15498.5 | 12.3225 | 79001.6 | 0 | 0 | 0 | 46130.6 | 46.1306 | 0 | -15498.6 | 12.1902 | 12.2529 | 12.3225
[20 empty] | 2020-10-22 06:00 | 7063 | 10 | 22 | 7 | 0 | 0 | 93.3004 | 181592 | 0.2057 | 0.70187 | 0 | 99084.6 | 99.0846 | 1571.88 | -84148.7 | 94.325 | 195788 | 0.23469 | 0.80077 | 0 | 113281 | 113.281 | 1793.37 | -99100.6 | 95.354 | 220791 | 0.26705 | 0.91118 | 0 | 138284 | 138.284 | 2040.65 | -121027 | 93.3004 | 94.325 | 95.354
[20 empty] | 2020-10-22 07:00 | 7064 | 10 | 22 | 8 | 0 | 0 | 120.226 | 212272 | 0.3774 | 1.2877 | 0 | 129765 | 129.765 | 2883.84 | -93457.6 | 121.167 | 230014 | 0.51269 | 1.7493 | 0 | 147507 | 147.507 | 3917.68 | -105151 | 121.8 | 253082 | 0.56912 | 1.9418 | 0 | 170574 | 170.574 | 4348.86 | -123545 | 120.226 | 121.167 | 121.8
[20 empty] | 2020-10-22 08:00 | 7065 | 10 | 22 | 9 | 32527.337 | 32.5273 | 127.157 | 151657 | 0.30121 | 1.0277 | 0 | 94447.7 | 94.4477 | 2301.63 | -52557.1 | 126.638 | 158641 | 0.32635 | 1.1135 | 0 | 101431 | 101.431 | 2493.81 | -57497.1 | 126.718 | 166722 | 0.41545 | 1.4175 | 0 | 109513 | 109.513 | 3174.61 | -63477.4 | 94.6297 | 94.1107 | 94.1907
[20 empty] | 2020-10-22 09:00 | 7066 | 10 | 22 | 10 | 78978.343 | 78.9783 | 127.646 | 131110 | 0.284 | 0.96899 | 0 | 74047.4 | 74.0474 | 2170.13 | -40615.8 | 126.076 | 136883 | 0.092376 | 0.31519 | 0 | 79820.1 | 79.8201 | 705.882 | -44164.8 | 126.003 | 143140 | 0.12492 | 0.42621 | 0 | 86076.9 | 86.0769 | 954.532 | -47760 | 48.6677 | 47.0977 | 47.0247
[20 empty] | 2020-10-22 10:00 | 7067 | 10 | 22 | 11 | 76601.275 | 76.6013 | 105.491 | 198395 | 0.082885 | 0.2828 | 0 | 71735.9 | 71.7359 | 633.359 | -42010.9 | 105.088 | 203076 | 0.092409 | 0.3153 | 0 | 76417.1 | 76.4171 | 706.134 | -44785.2 | 105.76 | 208098 | 0.12496 | 0.42637 | 0 | 81438.6 | 81.4386 | 954.891 | -47777.2 | 28.8897 | 28.4867 | 29.1587
[20 empty] | 2020-10-22 11:00 | 7068 | 10 | 22 | 12 | 2092.292 | 2.0923 | 132.291 | 183680 | 4.7168 | 16.0937 | 0 | 57021.2 | 57.0212 | 36043 | -24769.3 | 132.788 | 186219 | 5.0674 | 17.2899 | 0 | 59560.5 | 59.5605 | 38722 | -25364 | 133.705 | 189320 | 5.4341 | 18.541 | 0 | 62661.2 | 62.6612 | 41523.9 | -26370.1 | 130.1987 | 130.6957 | 131.6127
[20 empty] | 2020-10-22 12:00 | 7069 | 10 | 22 | 13 | 29118.632 | 29.1186 | 81.6755 | 139608 | 3.0606 | 10.4429 | 0 | 48741.9 | 48.7419 | 23387.5 | -21151.4 | 82.1557 | 140488 | 3.2527 | 11.0983 | 0 | 49621.9 | 49.6219 | 24855.5 | -20590.4 | 83.1683 | 141746 | 3.5294 | 12.0423 | 0 | 50879.8 | 50.8798 | 26969.5 | -20166.5 | 52.5569 | 53.0371 | 54.0497
[20 empty] | 2020-10-22 13:00 | 7070 | 10 | 22 | 14 | 10230.248 | 10.2302 | 76.8282 | 101376 | 3.0606 | 10.4429 | 0 | 44533.8 | 44.5338 | 23387.5 | -17576.1 | 77.0158 | 102064 | 3.1915 | 10.8893 | 0 | 45221.1 | 45.2211 | 24387.3 | -17185.5 | 77.7236 | 103507 | 3.3958 | 11.5864 | 0 | 46664.8 | 46.6648 | 25948.6 | -17456 | 66.598 | 66.7856 | 67.4934
[20 empty] | 2020-10-22 14:00 | 7071 | 10 | 22 | 15 | 53168.055 | 53.1681 | 60.8575 | 102918 | 1.3922 | 4.7502 | 0 | 46001.7 | 46.0017 | 10638.5 | -20455.5 | 61.3951 | 103981 | 1.4789 | 5.0461 | 0 | 47065.4 | 47.0654 | 11301.2 | -20436.4 | 62.1095 | 105371 | 1.5631 | 5.3334 | 0 | 48455.5 | 48.4555 | 11944.4 | -20411.5 | 7.6894 | 8.227 | 8.9414
[20 empty] | 2020-10-22 15:00 | 7072 | 10 | 22 | 16 | 29680.975 | 29.681 | 57.5564 | 79275.9 | 0.16102 | 0.5494 | 0 | 47138.3 | 47.1383 | 1230.42 | -20779.4 | 57.9281 | 80287.1 | 0.16102 | 0.5494 | 0 | 48149.6 | 48.1496 | 1230.42 | -20575.1 | 58.5372 | 81394.8 | 0.16102 | 0.5494 | 0 | 49257.3 | 49.2573 | 1230.42 | -20328 | 27.8754 | 28.2471 | 28.8562
[20 empty] | 2020-10-22 16:00 | 7073 | 10 | 22 | 17 | 5299.339 | 5.2993 | 14.694 | 32137.6 | 0 | 0 | 0 | 0 | 0 | 0 | 0 | 14.694 | 32137.6 | 0 | 0 | 0 | 0 | 0 | 0 | 0 | 14.694 | 32137.6 | 0 | 0 | 0 | 0 | 0 | 0 | 0 | 9.3947 | 9.3947 | 9.3947
[20 empty] | 2020-10-22 17:00 | 7074 | 10 | 22 | 18 | 0 | 0 | 13.7827 | 32357.6 | 0 | 0 | 0 | 0 | 0 | 0 | 0 | 13.7827 | 32357.6 | 0 | 0 | 0 | 0 | 0 | 0 | 0 | 13.7827 | 32357.6 | 0 | 0 | 0 | 0 | 0 | 0 | 0 | 13.7827 | 13.7827 | 13.7827
[20 empty] | 2020-10-22 18:00 | 7075 | 10 | 22 | 19 | 0 | 0 | 10.3847 | 32430.9 | 0 | 0 | 0 | 0 | 0 | 0 | 0 | 10.3847 | 32430.9 | 0 | 0 | 0 | 0 | 0 | 0 | 0 | 10.3847 | 32430.9 | 0 | 0 | 0 | 0 | 0 | 0 | 0 | 10.3847 | 10.3847 | 10.3847
[20 empty] | 2020-10-22 19:00 | 7076 | 10 | 22 | 20 | 0 | 0 | 8.8655 | 10069 | 0 | 0 | 0 | 0 | 0 | 0 | 0 | 8.8655 | 10069 | 0 | 0 | 0 | 0 | 0 | 0 | 0 | 8.8655 | 10069 | 0 | 0 | 0 | 0 | 0 | 0 | 0 | 8.8655 | 8.8655 | 8.8655
[20 empty] | 2020-10-22 20:00 | 7077 | 10 | 22 | 21 | 0 | 0 | 7.3463 | 10215.6 | 0 | 0 | 0 | 0 | 0 | 0 | 0 | 7.3463 | 10215.6 | 0 | 0 | 0 | 0 | 0 | 0 | 0 | 7.3463 | 10215.6 | 0 | 0 | 0 | 0 | 0 | 0 | 0 | 7.3463 | 7.3463 | 7.3463
[20 empty] | 2020-10-22 21:00 | 7078 | 10 | 22 | 22 | 0 | 0 | 7.3463 | 10215.6 | 0 | 0 | 0 | 0 | 0 | 0 | 0 | 7.3463 | 10215.6 | 0 | 0 | 0 | 0 | 0 | 0 | 0 | 7.3463 | 10215.6 | 0 | 0 | 0 | 0 | 0 | 0 | 0 | 7.3463 | 7.3463 | 7.3463
[20 empty] | 2020-10-22 22:00 | 7079 | 10 | 22 | 23 | 0 | 0 | 7.3463 | 10215.6 | 0 | 0 | 0 | 0 | 0 | 0 | 0 | 7.3463 | 10215.6 | 0 | 0 | 0 | 0 | 0 | 0 | 0 | 7.3463 | 10215.6 | 0 | 0 | 0 | 0 | 0 | 0 | 0 | 7.3463 | 7.3463 | 7.3463
[20 empty] | 2020-10-22 23:00 | 7080 | 10 | 22 | 24 | 0 | 0 | 7.7516 | 10142.3 | 0 | 0 | 0 | 0 | 0 | 0 | 0 | 7.7516 | 10142.3 | 0 | 0 | 0 | 0 | 0 | 0 | 0 | 7.7516 | 10142.3 | 0 | 0 | 0 | 0 | 0 | 0 | 0 | 7.7516 | 7.7516 | 7.7516
[20 empty] | 2020-10-23 | 7081 | 10 | 23 | 1 | 0 | 0 | 7.7516 | 10142.3 | 0 | 0 | 0 | 0 | 0 | 0 | 0 | 7.7516 | 10142.3 | 0 | 0 | 0 | 0 | 0 | 0 | 0 | 7.7516 | 10142.3 | 0 | 0 | 0 | 0 | 0 | 0 | 0 | 7.7516 | 7.7516 | 7.7516
[20 empty] | 2020-10-23 01:00 | 7082 | 10 | 23 | 2 | 0 | 0 | 7.7516 | 10142.3 | 0 | 0 | 0 | 0 | 0 | 0 | 0 | 7.7516 | 10142.3 | 0 | 0 | 0 | 0 | 0 | 0 | 0 | 7.7516 | 10142.3 | 0 | 0 | 0 | 0 | 0 | 0 | 0 | 7.7516 | 7.7516 | 7.7516
[20 empty] | 2020-10-23 02:00 | 7083 | 10 | 23 | 3 | 0 | 0 | 7.7516 | 10142.3 | 0 | 0 | 0 | 0 | 0 | 0 | 0 | 7.7516 | 10142.3 | 0 | 0 | 0 | 0 | 0 | 0 | 0 | 7.7516 | 10142.3 | 0 | 0 | 0 | 0 | 0 | 0 | 0 | 7.7516 | 7.7516 | 7.7516
[20 empty] | 2020-10-23 03:00 | 7084 | 10 | 23 | 4 | 0 | 0 | 7.7516 | 10215.6 | 0 | 0 | 0 | 0 | 0 | 0 | 0 | 7.7516 | 10215.6 | 0 | 0 | 0 | 0 | 0 | 0 | 0 | 7.7516 | 10215.6 | 0 | 0 | 0 | 0 | 0 | 0 | 0 | 7.7516 | 7.7516 | 7.7516
[20 empty] | 2020-10-23 04:00 | 7085 | 10 | 23 | 5 | 0 | 0 | 7.7516 | 10215.6 | 0 | 0 | 0 | 0 | 0 | 0 | 0 | 7.7516 | 10215.6 | 0 | 0 | 0 | 0 | 0 | 0 | 0 | 7.7516 | 10215.6 | 0 | 0 | 0 | 0 | 0 | 0 | 0 | 7.7516 | 7.7516 | 7.7516
[20 empty] | 2020-10-23 05:00 | 7086 | 10 | 23 | 6 | 0 | 0 | 7.7516 | 10215.6 | 0 | 0 | 0 | 0 | 0 | 0 | 0 | 7.7516 | 10215.6 | 0 | 0 | 0 | 0 | 0 | 0 | 0 | 7.7516 | 10215.6 | 0 | 0 | 0 | 0 | 0 | 0 | 0 | 7.7516 | 7.7516 | 7.7516
[20 empty] | 2020-10-23 06:00 | 7087 | 10 | 23 | 7 | 1937.148 | 1.9371 | 7.7516 | 10215.6 | 0 | 0 | 0 | 0 | 0 | 0 | 0 | 7.7516 | 10215.6 | 0 | 0 | 0 | 0 | 0 | 0 | 0 | 7.7516 | 10215.6 | 0 | 0 | 0 | 0 | 0 | 0 | 0 | 5.8145 | 5.8145 | 5.8145
[20 empty] | 2020-10-23 07:00 | 7088 | 10 | 23 | 8 | 67779.759 | 67.7798 | 25.5881 | 10215.6 | 14.2963 | 48.779 | 0 | 0 | 0 | 109081 | 0 | 25.5537 | 10215.6 | 14.2962 | 48.7786 | 0 | 0 | 0 | 109081 | 0 | 25.522 | 10215.6 | 14.2963 | 48.779 | 0 | 0 | 0 | 109081 | 0 | -42.1917 | -42.2261 | -42.2578
[20 empty] | 2020-10-23 08:00 | 7089 | 10 | 23 | 9 | 143243.866 | 143.2439 | 7.4893 | 10069 | 0 | 0 | 0 | 0 | 0 | 0 | 0 | 7.4839 | 10069 | 0 | 0 | 0 | 0 | 0 | 0 | 0 | 7.4773 | 10069 | 0 | 0 | 0 | 0 | 0 | 0 | 0 | -135.7546 | -135.76 | -135.7665
[20 empty] | 2020-10-23 09:00 | 7090 | 10 | 23 | 10 | 198073.226 | 198.0732 | 7.4762 | 9995.67 | 0 | 0 | 0 | 0 | 0 | 0 | 0 | 7.4679 | 9995.67 | 0 | 0 | 0 | 0 | 0 | 0 | 0 | 7.4679 | 9995.67 | 0 | 0 | 0 | 0 | 0 | 0 | 0 | -190.597 | -190.6053 | -190.6053
[20 empty] | 2020-10-23 10:00 | 7091 | 10 | 23 | 11 | 232655.544 | 232.6555 | 7.4702 | 9995.67 | 0 | 0 | 0 | 0 | 0 | 0 | 0 | 7.4679 | 9995.67 | 0 | 0 | 0 | 0 | 0 | 0 | 0 | 7.4679 | 9995.67 | 0 | 0 | 0 | 0 | 0 | 0 | 0 | -225.1854 | -225.1877 | -225.1877
[20 empty] | 2020-10-23 11:00 | 7092 | 10 | 23 | 12 | 160855.216 | 160.8552 | 7.4707 | 9702.36 | 0 | 0 | 0 | 0 | 0 | 0 | 0 | 7.4679 | 9702.36 | 0 | 0 | 0 | 0 | 0 | 0 | 0 | 7.4679 | 9702.36 | 0 | 0 | 0 | 0 | 0 | 0 | 0 | -153.3845 | -153.3873 | -153.3873
[20 empty] | 2020-10-23 12:00 | 7093 | 10 | 23 | 13 | 116389.046 | 116.389 | 7.4694 | 9775.69 | 0 | 0 | 0 | 0 | 0 | 0 | 0 | 7.4679 | 9775.69 | 0 | 0 | 0 | 0 | 0 | 0 | 0 | 7.4679 | 9775.69 | 0 | 0 | 0 | 0 | 0 | 0 | 0 | -108.9197 | -108.9212 | -108.9212
[20 empty] | 2020-10-23 13:00 | 7094 | 10 | 23 | 14 | 205935.086 | 205.9351 | 7.4716 | 9775.69 | 0 | 0 | 0 | 0 | 0 | 0 | 0 | 7.4679 | 9775.69 | 0 | 0 | 0 | 0 | 0 | 0 | 0 | 7.4679 | 9775.69 | 0 | 0 | 0 | 0 | 0 | 0 | 0 | -198.4635 | -198.4672 | -198.4672
[20 empty] | 2020-10-23 14:00 | 7095 | 10 | 23 | 15 | 158028.68 | 158.0287 | 7.4726 | 9775.69 | 0 | 0 | 0 | 0 | 0 | 0 | 0 | 7.4679 | 9775.69 | 0 | 0 | 0 | 0 | 0 | 0 | 0 | 7.4679 | 9775.69 | 0 | 0 | 0 | 0 | 0 | 0 | 0 | -150.556 | -150.5608 | -150.5608
[20 empty] | 2020-10-23 15:00 | 7096 | 10 | 23 | 16 | 87565.153 | 87.5652 | 24.6741 | 9775.69 | 13.4899 | 46.0275 | 0 | 0 | 0 | 102929 | 0 | 24.6728 | 9775.69 | 13.4899 | 46.0275 | 0 | 0 | 0 | 102929 | 0 | 24.6728 | 9775.69 | 13.4899 | 46.0275 | 0 | 0 | 0 | 102929 | 0 | -62.8911 | -62.8924 | -62.8924
[20 empty] | 2020-10-23 16:00 | 7097 | 10 | 23 | 17 | 16033.9 | 16.0339 | 7.4794 | 9775.69 | 0 | 0 | 0 | 0 | 0 | 0 | 0 | 7.4704 | 9775.69 | 0 | 0 | 0 | 0 | 0 | 0 | 0 | 7.4704 | 9775.69 | 0 | 0 | 0 | 0 | 0 | 0 | 0 | -8.5545 | -8.5635 | -8.5635
[20 empty] | 2020-10-23 17:00 | 7098 | 10 | 23 | 18 | 0 | 0 | 7.7516 | 10142.3 | 0 | 0 | 0 | 0 | 0 | 0 | 0 | 7.7516 | 10142.3 | 0 | 0 | 0 | 0 | 0 | 0 | 0 | 7.7516 | 10142.3 | 0 | 0 | 0 | 0 | 0 | 0 | 0 | 7.7516 | 7.7516 | 7.7516
[20 empty] | 2020-10-23 18:00 | 7099 | 10 | 23 | 19 | 0 | 0 | 7.7516 | 10069 | 0 | 0 | 0 | 0 | 0 | 0 | 0 | 7.7516 | 10069 | 0 | 0 | 0 | 0 | 0 | 0 | 0 | 7.7516 | 10069 | 0 | 0 | 0 | 0 | 0 | 0 | 0 | 7.7516 | 7.7516 | 7.7516
[20 empty] | 2020-10-23 19:00 | 7100 | 10 | 23 | 20 | 0 | 0 | 7.7516 | 10069 | 0 | 0 | 0 | 0 | 0 | 0 | 0 | 7.7516 | 10069 | 0 | 0 | 0 | 0 | 0 | 0 | 0 | 7.7516 | 10069 | 0 | 0 | 0 | 0 | 0 | 0 | 0 | 7.7516 | 7.7516 | 7.7516
[20 empty] | 2020-10-23 20:00 | 7101 | 10 | 23 | 21 | 0 | 0 | 7.7516 | 10069 | 0 | 0 | 0 | 0 | 0 | 0 | 0 | 7.7516 | 10069 | 0 | 0 | 0 | 0 | 0 | 0 | 0 | 7.7516 | 10069 | 0 | 0 | 0 | 0 | 0 | 0 | 0 | 7.7516 | 7.7516 | 7.7516
[20 empty] | 2020-10-23 21:00 | 7102 | 10 | 23 | 22 | 0 | 0 | 7.7516 | 10069 | 0 | 0 | 0 | 0 | 0 | 0 | 0 | 7.7516 | 10069 | 0 | 0 | 0 | 0 | 0 | 0 | 0 | 7.7516 | 10069 | 0 | 0 | 0 | 0 | 0 | 0 | 0 | 7.7516 | 7.7516 | 7.7516
[20 empty] | 2020-10-23 22:00 | 7103 | 10 | 23 | 23 | 0 | 0 | 24.9521 | 10069 | 13.4855 | 46.0125 | 0 | 0 | 0 | 102902 | 0 | 24.952 | 10069 | 13.4854 | 46.0122 | 0 | 0 | 0 | 102902 | 0 | 24.9521 | 10069 | 13.4854 | 46.0122 | 0 | 0 | 0 | 102902 | 0 | 24.9521 | 24.952 | 24.9521
[20 empty] | 2020-10-23 23:00 | 7104 | 10 | 23 | 24 | 0 | 0 | 7.7516 | 10215.6 | 0 | 0 | 0 | 0 | 0 | 0 | 0 | 7.7516 | 10215.6 | 0 | 0 | 0 | 0 | 0 | 0 | 0 | 7.7516 | 10215.6 | 0 | 0 | 0 | 0 | 0 | 0 | 0 | 7.7516 | 7.7516 | 7.7516
[20 empty] | 2020-10-24 | 7105 | 10 | 24 | 1 | 0 | 0 | 7.7516 | 10215.6 | 0 | 0 | 0 | 0 | 0 | 0 | 0 | 7.7516 | 10215.6 | 0 | 0 | 0 | 0 | 0 | 0 | 0 | 7.7516 | 10215.6 | 0 | 0 | 0 | 0 | 0 | 0 | 0 | 7.7516 | 7.7516 | 7.7516
[20 empty] | 2020-10-24 01:00 | 7106 | 10 | 24 | 2 | 0 | 0 | 7.7516 | 10215.6 | 0 | 0 | 0 | 0 | 0 | 0 | 0 | 7.7516 | 10215.6 | 0 | 0 | 0 | 0 | 0 | 0 | 0 | 7.7516 | 10215.6 | 0 | 0 | 0 | 0 | 0 | 0 | 0 | 7.7516 | 7.7516 | 7.7516
[20 empty] | 2020-10-24 02:00 | 7107 | 10 | 24 | 3 | 0 | 0 | 7.7516 | 10362.3 | 0 | 0 | 0 | 0 | 0 | 0 | 0 | 7.7516 | 10362.3 | 0 | 0 | 0 | 0 | 0 | 0 | 0 | 7.7516 | 10362.3 | 0 | 0 | 0 | 0 | 0 | 0 | 0 | 7.7516 | 7.7516 | 7.7516
[20 empty] | 2020-10-24 03:00 | 7108 | 10 | 24 | 4 | 0 | 0 | 7.7516 | 10435.6 | 0 | 0 | 0 | 0 | 0 | 0 | 0 | 7.7516 | 10435.6 | 0 | 0 | 0 | 0 | 0 | 0 | 0 | 7.7516 | 10435.6 | 0 | 0 | 0 | 0 | 0 | 0 | 0 | 7.7516 | 7.7516 | 7.7516
[20 empty] | 2020-10-24 04:00 | 7109 | 10 | 24 | 5 | 0 | 0 | 7.7516 | 10435.6 | 0 | 0 | 0 | 0 | 0 | 0 | 0 | 7.7516 | 10435.6 | 0 | 0 | 0 | 0 | 0 | 0 | 0 | 7.7516 | 10435.6 | 0 | 0 | 0 | 0 | 0 | 0 | 0 | 7.7516 | 7.7516 | 7.7516
[20 empty] | 2020-10-24 05:00 | 7110 | 10 | 24 | 6 | 0 | 0 | 24.8544 | 10582.3 | 13.3878 | 45.6792 | 0 | 0 | 0 | 102170 | 0 | 24.8543 | 10582.3 | 13.3877 | 45.6788 | 0 | 0 | 0 | 102169 | 0 | 24.8544 | 10582.3 | 13.3877 | 45.6788 | 0 | 0 | 0 | 102170 | 0 | 24.8544 | 24.8543 | 24.8544
[20 empty] | 2020-10-24 06:00 | 7111 | 10 | 24 | 7 | 855.741 | 0.85574 | 7.7179 | 10435.6 | 0 | 0 | 0 | 0 | 0 | 0 | 0 | 7.7123 | 10435.6 | 0 | 0 | 0 | 0 | 0 | 0 | 0 | 7.7072 | 10435.6 | 0 | 0 | 0 | 0 | 0 | 0 | 0 | 6.8621 | 6.8565 | 6.8514
[20 empty] | 2020-10-24 07:00 | 7112 | 10 | 24 | 8 | 60729.719 | 60.7297 | 7.4779 | 10435.6 | 0 | 0 | 0 | 0 | 0 | 0 | 0 | 7.4679 | 10435.6 | 0 | 0 | 0 | 0 | 0 | 0 | 0 | 7.4679 | 10435.6 | 0 | 0 | 0 | 0 | 0 | 0 | 0 | -53.2519 | -53.2618 | -53.2618
[20 empty] | 2020-10-24 08:00 | 7113 | 10 | 24 | 9 | 135587.006 | 135.587 | 7.4679 | 9849.01 | 0 | 0 | 0 | 0 | 0 | 0 | 0 | 7.4679 | 9849.01 | 0 | 0 | 0 | 0 | 0 | 0 | 0 | 7.4679 | 9849.01 | 0 | 0 | 0 | 0 | 0 | 0 | 0 | -128.1191 | -128.1191 | -128.1191
[20 empty] | 2020-10-24 09:00 | 7114 | 10 | 24 | 10 | 192441.034 | 192.441 | 7.4679 | 9702.36 | 0 | 0 | 0 | 0 | 0 | 0 | 0 | 7.4679 | 9702.36 | 0 | 0 | 0 | 0 | 0 | 0 | 0 | 7.4679 | 9702.36 | 0 | 0 | 0 | 0 | 0 | 0 | 0 | -184.9732 | -184.9732 | -184.9732
[20 empty] | 2020-10-24 10:00 | 7115 | 10 | 24 | 11 | 133924.595 | 133.9246 | 7.4679 | 9702.36 | 0 | 0 | 0 | 0 | 0 | 0 | 0 | 7.4679 | 9702.36 | 0 | 0 | 0 | 0 | 0 | 0 | 0 | 7.4679 | 9702.36 | 0 | 0 | 0 | 0 | 0 | 0 | 0 | -126.4567 | -126.4567 | -126.4567
[20 empty] | 2020-10-24 11:00 | 7116 | 10 | 24 | 12 | 182591.874 | 182.5919 | 7.4679 | 9555.71 | 0 | 0 | 0 | 0 | 0 | 0 | 0 | 7.4679 | 9555.71 | 0 | 0 | 0 | 0 | 0 | 0 | 0 | 7.4679 | 9555.71 | 0 | 0 | 0 | 0 | 0 | 0 | 0 | -175.124 | -175.124 | -175.124
[20 empty] | 2020-10-24 12:00 | 7117 | 10 | 24 | 13 | 188918.161 | 188.9182 | 24.554 | 9629.03 | 13.3711 | 45.6222 | 0 | 0 | 0 | 102043 | 0 | 24.5539 | 9629.03 | 13.371 | 45.6219 | 0 | 0 | 0 | 102042 | 0 | 24.554 | 9629.03 | 13.3711 | 45.6222 | 0 | 0 | 0 | 102043 | 0 | -164.3642 | -164.3643 | -164.3642
[20 empty] | 2020-10-24 13:00 | 7118 | 10 | 24 | 14 | 60001.439 | 60.0014 | 7.4679 | 9629.03 | 0 | 0 | 0 | 0 | 0 | 0 | 0 | 7.4679 | 9629.03 | 0 | 0 | 0 | 0 | 0 | 0 | 0 | 7.4679 | 9629.03 | 0 | 0 | 0 | 0 | 0 | 0 | 0 | -52.5336 | -52.5336 | -52.5336
[20 empty] | 2020-10-24 14:00 | 7119 | 10 | 24 | 15 | 137883.844 | 137.8838 | 7.4679 | 9555.71 | 0 | 0 | 0 | 0 | 0 | 0 | 0 | 7.4679 | 9555.71 | 0 | 0 | 0 | 0 | 0 | 0 | 0 | 7.4679 | 9555.71 | 0 | 0 | 0 | 0 | 0 | 0 | 0 | -130.416 | -130.416 | -130.416
[20 empty] | 2020-10-24 15:00 | 7120 | 10 | 24 | 16 | 87932.792 | 87.9328 | 7.4711 | 9702.36 | 0 | 0 | 0 | 0 | 0 | 0 | 0 | 7.4679 | 9702.36 | 0 | 0 | 0 | 0 | 0 | 0 | 0 | 7.4679 | 9702.36 | 0 | 0 | 0 | 0 | 0 | 0 | 0 | -80.4617 | -80.4649 | -80.4649
[20 empty] | 2020-10-24 16:00 | 7121 | 10 | 24 | 17 | 15243.957 | 15.244 | 7.4968 | 9702.36 | 0 | 0 | 0 | 0 | 0 | 0 | 0 | 7.4914 | 9702.36 | 0 | 0 | 0 | 0 | 0 | 0 | 0 | 7.485 | 9702.36 | 0 | 0 | 0 | 0 | 0 | 0 | 0 | -7.7471 | -7.7525 | -7.759
[20 empty] | 2020-10-24 17:00 | 7122 | 10 | 24 | 18 | 0 | 0 | 7.7516 | 9775.69 | 0 | 0 | 0 | 0 | 0 | 0 | 0 | 7.7516 | 9775.69 | 0 | 0 | 0 | 0 | 0 | 0 | 0 | 7.7516 | 9775.69 | 0 | 0 | 0 | 0 | 0 | 0 | 0 | 7.7516 | 7.7516 | 7.7516
[20 empty] | 2020-10-24 18:00 | 7123 | 10 | 24 | 19 | 0 | 0 | 7.7516 | 9775.69 | 0 | 0 | 0 | 0 | 0 | 0 | 0 | 7.7516 | 9775.69 | 0 | 0 | 0 | 0 | 0 | 0 | 0 | 7.7516 | 9775.69 | 0 | 0 | 0 | 0 | 0 | 0 | 0 | 7.7516 | 7.7516 | 7.7516
[20 empty] | 2020-10-24 19:00 | 7124 | 10 | 24 | 20 | 0 | 0 | 24.7627 | 9775.69 | 13.2961 | 45.3663 | 0 | 0 | 0 | 101528 | 0 | 24.7626 | 9775.69 | 13.296 | 45.366 | 0 | 0 | 0 | 101527 | 0 | 24.7627 | 9775.69 | 13.2961 | 45.3663 | 0 | 0 | 0 | 101528 | 0 | 24.7627 | 24.7626 | 24.7627
[20 empty] | 2020-10-24 20:00 | 7125 | 10 | 24 | 21 | 0 | 0 | 7.7516 | 9775.69 | 0 | 0 | 0 | 0 | 0 | 0 | 0 | 7.7516 | 9775.69 | 0 | 0 | 0 | 0 | 0 | 0 | 0 | 7.7516 | 9775.69 | 0 | 0 | 0 | 0 | 0 | 0 | 0 | 7.7516 | 7.7516 | 7.7516
[20 empty] | 2020-10-24 21:00 | 7126 | 10 | 24 | 22 | 0 | 0 | 7.7516 | 9849.01 | 0 | 0 | 0 | 0 | 0 | 0 | 0 | 7.7516 | 9849.01 | 0 | 0 | 0 | 0 | 0 | 0 | 0 | 7.7516 | 9849.01 | 0 | 0 | 0 | 0 | 0 | 0 | 0 | 7.7516 | 7.7516 | 7.7516
[20 empty] | 2020-10-24 22:00 | 7127 | 10 | 24 | 23 | 0 | 0 | 7.7516 | 9849.01 | 0 | 0 | 0 | 0 | 0 | 0 | 0 | 7.7516 | 9849.01 | 0 | 0 | 0 | 0 | 0 | 0 | 0 | 7.7516 | 9849.01 | 0 | 0 | 0 | 0 | 0 | 0 | 0 | 7.7516 | 7.7516 | 7.7516
[20 empty] | 2020-10-24 23:00 | 7128 | 10 | 24 | 24 | 0 | 0 | 7.3463 | 9849.01 | 0 | 0 | 0 | 0 | 0 | 0 | 0 | 7.3463 | 9849.01 | 0 | 0 | 0 | 0 | 0 | 0 | 0 | 7.3463 | 9849.01 | 0 | 0 | 0 | 0 | 0 | 0 | 0 | 7.3463 | 7.3463 | 7.3463
[20 empty] | 2020-10-25 | 7129 | 10 | 25 | 1 | 0 | 0 | 7.3463 | 9775.69 | 0 | 0 | 0 | 0 | 0 | 0 | 0 | 7.3463 | 9775.69 | 0 | 0 | 0 | 0 | 0 | 0 | 0 | 7.3463 | 9775.69 | 0 | 0 | 0 | 0 | 0 | 0 | 0 | 7.3463 | 7.3463 | 7.3463
[20 empty] | 2020-10-25 01:00 | 7130 | 10 | 25 | 2 | 0 | 0 | 7.3463 | 9775.69 | 0 | 0 | 0 | 0 | 0 | 0 | 0 | 7.3463 | 9775.69 | 0 | 0 | 0 | 0 | 0 | 0 | 0 | 7.3463 | 9775.69 | 0 | 0 | 0 | 0 | 0 | 0 | 0 | 7.3463 | 7.3463 | 7.3463
[20 empty] | 2020-10-25 02:00 | 7131 | 10 | 25 | 3 | 0 | 0 | 24.2929 | 9995.67 | 13.2316 | 45.1462 | 0 | 0 | 0 | 101010 | 0 | 24.2928 | 9995.67 | 13.2315 | 45.1459 | 0 | 0 | 0 | 101009 | 0 | 24.2929 | 9995.67 | 13.2316 | 45.1462 | 0 | 0 | 0 | 101010 | 0 | 24.2929 | 24.2928 | 24.2929
[20 empty] | 2020-10-25 03:00 | 7132 | 10 | 25 | 4 | 0 | 0 | 14.7237 | 212964 | 4.1561 | 14.1807 | 0 | 202822 | 202.822 | 31758.8 | -102844 | 14.4043 | 214306 | 3.9818 | 13.586 | 0 | 204164 | 204.164 | 30426.8 | -100740 | 9.2739 | 163141 | 0.38212 | 1.3038 | 0 | 152998 | 152.998 | 2919.97 | -38848.3 | 14.7237 | 14.4043 | 9.2739
[20 empty] | 2020-10-25 04:00 | 7133 | 10 | 25 | 5 | 0 | 0 | 18.521 | 209327 | 5.8495 | 19.9584 | 0 | 199185 | 199.185 | 44698.1 | -151800 | 10.0823 | 128823 | 0 | 0 | 0 | 118681 | 118.681 | 0 | -77039.3 | 10.1519 | 73829 | 0 | 0 | 0 | 63686.7 | 63.6867 | 0 | -30552.1 | 18.521 | 10.0823 | 10.1519
[20 empty] | 2020-10-25 05:00 | 7134 | 10 | 25 | 6 | 0 | 0 | 20.8979 | 221370 | 6.0025 | 20.4805 | 0 | 188719 | 188.719 | 45867.5 | -141693 | 12.2529 | 143421 | 0 | 0 | 0 | 110770 | 110.77 | 0 | -72845 | 18.1501 | 148731 | 4.0417 | 13.7901 | 0 | 116080 | 116.08 | 30883.9 | -93066.3 | 20.8979 | 12.2529 | 18.1501
[20 empty] | 2020-10-25 06:00 | 7135 | 10 | 25 | 7 | 244.424 | 0.24442 | 95.6832 | 334461 | 0.53261 | 1.8173 | 0 | 252174 | 252.174 | 4069.87 | -196092 | 96.2767 | 358857 | 0.53385 | 1.8215 | 0 | 276570 | 276.57 | 4079.37 | -222141 | 97.4856 | 389360 | 0.61813 | 2.1091 | 0 | 307073 | 307.073 | 4723.4 | -243479 | 95.4388 | 96.0323 | 97.2412
[20 empty] | 2020-10-25 07:00 | 7136 | 10 | 25 | 8 | 39485.588 | 39.4856 | 122.286 | 354742 | 0.67077 | 2.2887 | 0 | 272455 | 272.455 | 5125.61 | -213367 | 122.874 | 375596 | 0.76503 | 2.6103 | 0 | 293309 | 293.309 | 5845.9 | -230123 | 123.293 | 397515 | 0.80372 | 2.7423 | 0 | 315228 | 315.228 | 6141.52 | -247683 | 82.8004 | 83.3884 | 83.8074
[20 empty] | 2020-10-25 08:00 | 7137 | 10 | 25 | 9 | 85854.036 | 85.854 | 128.94 | 253005 | 0.39582 | 1.3506 | 0 | 195869 | 195.869 | 3024.66 | -147645 | 128.667 | 267306 | 0.43105 | 1.4707 | 0 | 210170 | 210.17 | 3293.79 | -158694 | 129.423 | 281143 | 0.7306 | 2.4928 | 0 | 224007 | 224.007 | 5582.81 | -169255 | 43.086 | 42.813 | 43.569
[20 empty] | 2020-10-25 09:00 | 7138 | 10 | 25 | 10 | 19005.118 | 19.0051 | 130.489 | 218252 | 1.945 | 6.6362 | 0 | 161336 | 161.336 | 14862.3 | -118011 | 130.324 | 228704 | 2.0901 | 7.1315 | 0 | 171788 | 171.788 | 15971.5 | -125896 | 130.338 | 238794 | 2.2524 | 7.6852 | 0 | 181878 | 181.878 | 17211.5 | -133351 | 111.4839 | 111.3189 | 111.3329
[20 empty] | 2020-10-25 10:00 | 7139 | 10 | 25 | 11 | 89892.946 | 89.8929 | 109.895 | 283455 | 1.9433 | 6.6305 | 0 | 156796 | 156.796 | 14849.4 | -114059 | 109.611 | 292569 | 2.0789 | 7.0931 | 0 | 165910 | 165.91 | 15885.5 | -120820 | 110.175 | 300824 | 2.2463 | 7.6643 | 0 | 174165 | 174.165 | 17164.8 | -126733 | 20.0021 | 19.7181 | 20.2821
[20 empty] | 2020-10-25 11:00 | 7140 | 10 | 25 | 12 | 125540.603 | 125.5406 | 137.821 | 246396 | 7.3765 | 25.1688 | 0 | 119738 | 119.738 | 56367.1 | -79360.7 | 137.65 | 252041 | 7.8108 | 26.6506 | 0 | 125382 | 125.382 | 59685.7 | -82793.9 | 139.327 | 257012 | 8.5402 | 29.1391 | 0 | 130353 | 130.353 | 65258.9 | -85119.2 | 12.2804 | 12.1094 | 13.7864
[20 empty] | 2020-10-25 12:00 | 7141 | 10 | 25 | 13 | 175199.824 | 175.1998 | 89.7569 | 199617 | 9.0482 | 30.8725 | 0 | 109178 | 109.178 | 69140.9 | -71610 | 90.8197 | 202359 | 9.6902 | 33.063 | 0 | 111920 | 111.92 | 74046.8 | -72214.1 | 92.1582 | 204415 | 10.3849 | 35.4333 | 0 | 113976 | 113.976 | 79354.9 | -72255 | -85.4429 | -84.3801 | -83.0416
[20 empty] | 2020-10-25 13:00 | 7142 | 10 | 25 | 14 | 207667.035 | 207.667 | 84.8344 | 154630 | 9.0424 | 30.8528 | 0 | 98006.9 | 98.0069 | 69096.9 | -61493.7 | 85.6171 | 154931 | 9.5711 | 32.6567 | 0 | 98308.1 | 98.3081 | 73136.9 | -60269.8 | 86.2914 | 156002 | 10.0259 | 34.2084 | 0 | 99379.6 | 99.3796 | 76612.1 | -59959.2 | -122.8326 | -122.0499 | -121.3756
[20 empty] | 2020-10-25 14:00 | 7143 | 10 | 25 | 15 | 136605.425 | 136.6054 | 72.447 | 156059 | 10.8044 | 36.8646 | 0 | 99509.5 | 99.5095 | 82560.8 | -66619.8 | 72.8972 | 155895 | 11.2203 | 38.2837 | 0 | 99345.6 | 99.3456 | 85738.5 | -65482.8 | 74.4756 | 157815 | 12.0279 | 41.0392 | 0 | 101265 | 101.265 | 91910 | -66257.7 | -64.1584 | -63.7082 | -62.1298
[20 empty] | 2020-10-25 15:00 | 7144 | 10 | 25 | 16 | 75001.645 | 75.0016 | 68.4296 | 128198 | 8.9348 | 30.4856 | 0 | 96427.5 | 96.4275 | 68274.6 | -61377.5 | 68.8291 | 129147 | 9.2634 | 31.6068 | 0 | 97375.8 | 97.3758 | 70785.5 | -61478.7 | 70.1421 | 130656 | 9.875 | 33.6936 | 0 | 98885.4 | 98.8854 | 75458.9 | -61419.7 | -6.572 | -6.1725 | -4.8595
[20 empty] | 2020-10-25 16:00 | 7145 | 10 | 25 | 17 | 13764.603 | 13.7646 | 14.694 | 31770.9 | 0 | 0 | 0 | 0 | 0 | 0 | 0 | 14.694 | 31770.9 | 0 | 0 | 0 | 0 | 0 | 0 | 0 | 14.694 | 31770.9 | 0 | 0 | 0 | 0 | 0 | 0 | 0 | 0.9294 | 0.9294 | 0.9294
[20 empty] | 2020-10-25 17:00 | 7146 | 10 | 25 | 18 | 0 | 0 | 13.7827 | 31917.6 | 0 | 0 | 0 | 0 | 0 | 0 | 0 | 13.7827 | 31917.6 | 0 | 0 | 0 | 0 | 0 | 0 | 0 | 13.7827 | 31917.6 | 0 | 0 | 0 | 0 | 0 | 0 | 0 | 13.7827 | 13.7827 | 13.7827
[20 empty] | 2020-10-25 18:00 | 7147 | 10 | 25 | 19 | 0 | 0 | 10.3847 | 31990.9 | 0 | 0 | 0 | 0 | 0 | 0 | 0 | 10.3847 | 31990.9 | 0 | 0 | 0 | 0 | 0 | 0 | 0 | 10.3847 | 31990.9 | 0 | 0 | 0 | 0 | 0 | 0 | 0 | 10.3847 | 10.3847 | 10.3847
[20 empty] | 2020-10-25 19:00 | 7148 | 10 | 25 | 20 | 0 | 0 | 8.8655 | 9629.03 | 0 | 0 | 0 | 0 | 0 | 0 | 0 | 8.8655 | 9629.03 | 0 | 0 | 0 | 0 | 0 | 0 | 0 | 8.8655 | 9629.03 | 0 | 0 | 0 | 0 | 0 | 0 | 0 | 8.8655 | 8.8655 | 8.8655
[20 empty] | 2020-10-25 20:00 | 7149 | 10 | 25 | 21 | 0 | 0 | 7.3463 | 10069 | 0 | 0 | 0 | 0 | 0 | 0 | 0 | 7.3463 | 10069 | 0 | 0 | 0 | 0 | 0 | 0 | 0 | 7.3463 | 10069 | 0 | 0 | 0 | 0 | 0 | 0 | 0 | 7.3463 | 7.3463 | 7.3463
[20 empty] | 2020-10-25 21:00 | 7150 | 10 | 25 | 22 | 0 | 0 | 7.3463 | 10069 | 0 | 0 | 0 | 0 | 0 | 0 | 0 | 7.3463 | 10069 | 0 | 0 | 0 | 0 | 0 | 0 | 0 | 7.3463 | 10069 | 0 | 0 | 0 | 0 | 0 | 0 | 0 | 7.3463 | 7.3463 | 7.3463
[20 empty] | 2020-10-25 22:00 | 7151 | 10 | 25 | 23 | 0 | 0 | 7.3463 | 10069 | 0 | 0 | 0 | 0 | 0 | 0 | 0 | 7.3463 | 10069 | 0 | 0 | 0 | 0 | 0 | 0 | 0 | 7.3463 | 10069 | 0 | 0 | 0 | 0 | 0 | 0 | 0 | 7.3463 | 7.3463 | 7.3463
[20 empty] | 2020-10-25 23:00 | 7152 | 10 | 25 | 24 | 0 | 0 | 7.3463 | 10215.6 | 0 | 0 | 0 | 0 | 0 | 0 | 0 | 7.3463 | 10215.6 | 0 | 0 | 0 | 0 | 0 | 0 | 0 | 7.3463 | 10215.6 | 0 | 0 | 0 | 0 | 0 | 0 | 0 | 7.3463 | 7.3463 | 7.3463
[20 empty] | 2020-10-26 | 7153 | 10 | 26 | 1 | 0 | 0 | 7.3463 | 10289 | 0 | 0 | 0 | 0 | 0 | 0 | 0 | 7.3463 | 10289 | 0 | 0 | 0 | 0 | 0 | 0 | 0 | 7.3463 | 10289 | 0 | 0 | 0 | 0 | 0 | 0 | 0 | 7.3463 | 7.3463 | 7.3463
[20 empty] | 2020-10-26 01:00 | 7154 | 10 | 26 | 2 | 0 | 0 | 7.3463 | 10289 | 0 | 0 | 0 | 0 | 0 | 0 | 0 | 7.3463 | 10289 | 0 | 0 | 0 | 0 | 0 | 0 | 0 | 7.3463 | 10289 | 0 | 0 | 0 | 0 | 0 | 0 | 0 | 7.3463 | 7.3463 | 7.3463
[20 empty] | 2020-10-26 02:00 | 7155 | 10 | 26 | 3 | 0 | 0 | 7.3463 | 10582.3 | 0 | 0 | 0 | 0 | 0 | 0 | 0 | 7.3463 | 10582.3 | 0 | 0 | 0 | 0 | 0 | 0 | 0 | 7.3463 | 10582.3 | 0 | 0 | 0 | 0 | 0 | 0 | 0 | 7.3463 | 7.3463 | 7.3463
[20 empty] | 2020-10-26 03:00 | 7156 | 10 | 26 | 4 | 0 | 0 | 9.2263 | 155913 | 0.46679 | 1.5927 | 0 | 145404 | 145.404 | 3566.9 | -24226.7 | 9.289 | 161525 | 0.46679 | 1.5927 | 0 | 151016 | 151.016 | 3566.91 | -24226.4 | 9.3585 | 167719 | 0.46679 | 1.5927 | 0 | 157211 | 157.211 | 3566.9 | -24226.5 | 9.2263 | 9.289 | 9.3585
[20 empty] | 2020-10-26 04:00 | 7157 | 10 | 26 | 5 | 0 | 0 | 10.0196 | 56866.6 | 0 | 0 | 0 | 46357.7 | 46.3577 | 0 | -18617.4 | 10.0823 | 58062.6 | 0 | 0 | 0 | 47553.7 | 47.5537 | 0 | -18617.2 | 10.1519 | 59394.8 | 0 | 0 | 0 | 48885.8 | 48.8858 | 0 | -18617.3 | 10.0196 | 10.0823 | 10.1519
[20 empty] | 2020-10-26 05:00 | 7158 | 10 | 26 | 6 | 0 | 0 | 12.1902 | 71889.2 | 0 | 0 | 0 | 39238.2 | 39.2382 | 0 | -17380.4 | 12.2529 | 72847.7 | 0 | 0 | 0 | 40196.7 | 40.1967 | 0 | -17380.2 | 12.3225 | 73915.9 | 0 | 0 | 0 | 41264.9 | 41.2649 | 0 | -17380.3 | 12.1902 | 12.2529 | 12.3225
[20 empty] | 2020-10-26 06:00 | 7159 | 10 | 26 | 7 | 1025.596 | 1.0256 | 94.5747 | 240485 | 0.28625 | 0.9767 | 0 | 158198 | 158.198 | 2187.38 | -134928 | 96.0882 | 257413 | 0.45761 | 1.5614 | 0 | 175126 | 175.126 | 3496.8 | -149649 | 97.2493 | 274885 | 0.52237 | 1.7823 | 0 | 192598 | 192.598 | 3991.63 | -164864 | 93.5491 | 95.0626 | 96.2237
[20 empty] | 2020-10-26 07:00 | 7160 | 10 | 26 | 8 | 66999.734 | 66.9997 | 121.151 | 284192 | 0.39641 | 1.3525 | 0 | 201905 | 201.905 | 3029.1 | -152823 | 121.992 | 299787 | 0.6263 | 2.1369 | 0 | 217500 | 217.5 | 4785.84 | -165085 | 122.607 | 318978 | 0.71092 | 2.4257 | 0 | 236691 | 236.691 | 5432.42 | -180307 | 54.1513 | 54.9923 | 55.6073
[20 empty] | 2020-10-26 08:00 | 7161 | 10 | 26 | 9 | 144962.112 | 144.9621 | 125.539 | 217524 | 0.39626 | 1.352 | 0 | 160168 | 160.168 | 3027.95 | -116523 | 126.115 | 230642 | 0.51303 | 1.7505 | 0 | 173286 | 173.286 | 3920.25 | -126712 | 126.805 | 246245 | 0.65624 | 2.2391 | 0 | 188889 | 188.889 | 5014.58 | -138913 | -19.4231 | -18.8471 | -18.1571
[20 empty] | 2020-10-26 09:00 | 7162 | 10 | 26 | 10 | 200525.282 | 200.5253 | 125.867 | 189075 | 0.39676 | 1.3538 | 0 | 131939 | 131.939 | 3031.83 | -92818.5 | 126.451 | 198233 | 0.43088 | 1.4702 | 0 | 141097 | 141.097 | 3292.55 | -99606.7 | 127.703 | 209119 | 0.64941 | 2.2158 | 0 | 151983 | 151.983 | 4962.43 | -107738 | -74.6583 | -74.0743 | -72.8223
[20 empty] | 2020-10-26 10:00 | 7163 | 10 | 26 | 11 | 234879.242 | 234.8792 | 105.81 | 258959 | 0.3964 | 1.3525 | 0 | 132300 | 132.3 | 3029.08 | -93095.3 | 106.642 | 266542 | 0.43049 | 1.4688 | 0 | 139883 | 139.883 | 3289.57 | -98536.5 | 108.088 | 275731 | 0.64883 | 2.2138 | 0 | 149072 | 149.072 | 4957.96 | -105251 | -129.0692 | -128.2372 | -126.7912
[20 empty] | 2020-10-26 11:00 | 7164 | 10 | 26 | 12 | 209434.228 | 209.4342 | 128.738 | 234240 | 0.34864 | 1.1896 | 0 | 107581 | 107.581 | 2664.09 | -65990.2 | 129.792 | 238628 | 0.4305 | 1.4688 | 0 | 111969 | 111.969 | 3289.59 | -67981.4 | 130.759 | 244410 | 0.47012 | 1.6041 | 0 | 117751 | 117.751 | 3592.4 | -71201.5 | -80.6962 | -79.6422 | -78.6752
[20 empty] | 2020-10-26 12:00 | 7165 | 10 | 26 | 13 | 204558.378 | 204.5584 | 80.3392 | 188600 | 0.4768 | 1.6268 | 0 | 97236.1 | 97.2361 | 3643.43 | -62511.5 | 81.5214 | 191603 | 0.56413 | 1.9248 | 0 | 100239 | 100.239 | 4310.78 | -63899 | 82.4971 | 195722 | 0.60377 | 2.0601 | 0 | 104358 | 104.358 | 4613.67 | -65988.3 | -124.2192 | -123.037 | -122.0613
[20 empty] | 2020-10-26 13:00 | 7166 | 10 | 26 | 14 | 182547.229 | 182.5472 | 75.5102 | 150462 | 0.47561 | 1.6228 | 0 | 93472.5 | 93.4725 | 3634.34 | -59395.9 | 76.6588 | 151900 | 0.56571 | 1.9302 | 0 | 94910.3 | 94.9103 | 4322.83 | -59203.2 | 77.6522 | 154144 | 0.60323 | 2.0582 | 0 | 97154.6 | 97.1546 | 4609.55 | -59537.9 | -107.037 | -105.8884 | -104.895
[20 empty] | 2020-10-26 14:00 | 7167 | 10 | 26 | 15 | 132049.289 | 132.0493 | 65.2969 | 155730 | 3.7409 | 12.7638 | 0 | 98887.4 | 98.8874 | 28585.5 | -66618.7 | 66.4196 | 155904 | 4.0137 | 13.6947 | 0 | 99061.5 | 99.0615 | 30670.3 | -65519 | 67.5902 | 156842 | 4.2847 | 14.6193 | 0 | 99999.6 | 99.9996 | 32740.9 | -64957.3 | -66.7524 | -65.6297 | -64.4591
[20 empty] | 2020-10-26 15:00 | 7168 | 10 | 26 | 16 | 70969.16 | 70.9692 | 65.4851 | 130728 | 5.6213 | 19.18 | 0 | 98810.6 | 98.8106 | 42955 | -64093.9 | 66.639 | 130494 | 6.0275 | 20.5658 | 0 | 98576.5 | 98.5765 | 46058.4 | -62834.9 | 67.9204 | 130913 | 6.4435 | 21.9851 | 0 | 98995.7 | 98.9957 | 49237.1 | -61984.3 | -5.4841 | -4.3302 | -3.0488
[20 empty] | 2020-10-26 16:00 | 7169 | 10 | 26 | 17 | 9541.17 | 9.5412 | 14.694 | 31917.6 | 0 | 0 | 0 | 0 | 0 | 0 | 0 | 14.694 | 31917.6 | 0 | 0 | 0 | 0 | 0 | 0 | 0 | 14.694 | 31917.6 | 0 | 0 | 0 | 0 | 0 | 0 | 0 | 5.1528 | 5.1528 | 5.1528
[20 empty] | 2020-10-26 17:00 | 7170 | 10 | 26 | 18 | 0 | 0 | 13.7827 | 32210.9 | 0 | 0 | 0 | 0 | 0 | 0 | 0 | 13.7827 | 32210.9 | 0 | 0 | 0 | 0 | 0 | 0 | 0 | 13.7827 | 32210.9 | 0 | 0 | 0 | 0 | 0 | 0 | 0 | 13.7827 | 13.7827 | 13.7827
[20 empty] | 2020-10-26 18:00 | 7171 | 10 | 26 | 19 | 0 | 0 | 10.3847 | 32137.6 | 0 | 0 | 0 | 0 | 0 | 0 | 0 | 10.3847 | 32137.6 | 0 | 0 | 0 | 0 | 0 | 0 | 0 | 10.3847 | 32137.6 | 0 | 0 | 0 | 0 | 0 | 0 | 0 | 10.3847 | 10.3847 | 10.3847
[20 empty] | 2020-10-26 19:00 | 7172 | 10 | 26 | 20 | 0 | 0 | 8.8655 | 9775.69 | 0 | 0 | 0 | 0 | 0 | 0 | 0 | 8.8655 | 9775.69 | 0 | 0 | 0 | 0 | 0 | 0 | 0 | 8.8655 | 9775.69 | 0 | 0 | 0 | 0 | 0 | 0 | 0 | 8.8655 | 8.8655 | 8.8655
[20 empty] | 2020-10-26 20:00 | 7173 | 10 | 26 | 21 | 0 | 0 | 7.3463 | 9629.03 | 0 | 0 | 0 | 0 | 0 | 0 | 0 | 7.3463 | 9629.03 | 0 | 0 | 0 | 0 | 0 | 0 | 0 | 7.3463 | 9629.03 | 0 | 0 | 0 | 0 | 0 | 0 | 0 | 7.3463 | 7.3463 | 7.3463
[20 empty] | 2020-10-26 21:00 | 7174 | 10 | 26 | 22 | 0 | 0 | 7.3463 | 9775.69 | 0 | 0 | 0 | 0 | 0 | 0 | 0 | 7.3463 | 9775.69 | 0 | 0 | 0 | 0 | 0 | 0 | 0 | 7.3463 | 9775.69 | 0 | 0 | 0 | 0 | 0 | 0 | 0 | 7.3463 | 7.3463 | 7.3463
[20 empty] | 2020-10-26 22:00 | 7175 | 10 | 26 | 23 | 0 | 0 | 7.3463 | 9775.69 | 0 | 0 | 0 | 0 | 0 | 0 | 0 | 7.3463 | 9775.69 | 0 | 0 | 0 | 0 | 0 | 0 | 0 | 7.3463 | 9775.69 | 0 | 0 | 0 | 0 | 0 | 0 | 0 | 7.3463 | 7.3463 | 7.3463
[20 empty] | 2020-10-26 23:00 | 7176 | 10 | 26 | 24 | 0 | 0 | 7.3463 | 9702.36 | 0 | 0 | 0 | 0 | 0 | 0 | 0 | 7.3463 | 9702.36 | 0 | 0 | 0 | 0 | 0 | 0 | 0 | 7.3463 | 9702.36 | 0 | 0 | 0 | 0 | 0 | 0 | 0 | 7.3463 | 7.3463 | 7.3463
[20 empty] | 2020-10-27 | 7177 | 10 | 27 | 1 | 0 | 0 | 7.3463 | 9775.69 | 0 | 0 | 0 | 0 | 0 | 0 | 0 | 7.3463 | 9775.69 | 0 | 0 | 0 | 0 | 0 | 0 | 0 | 7.3463 | 9775.69 | 0 | 0 | 0 | 0 | 0 | 0 | 0 | 7.3463 | 7.3463 | 7.3463
[20 empty] | 2020-10-27 01:00 | 7178 | 10 | 27 | 2 | 0 | 0 | 7.3463 | 9775.69 | 0 | 0 | 0 | 0 | 0 | 0 | 0 | 7.3463 | 9775.69 | 0 | 0 | 0 | 0 | 0 | 0 | 0 | 7.3463 | 9775.69 | 0 | 0 | 0 | 0 | 0 | 0 | 0 | 7.3463 | 7.3463 | 7.3463
[20 empty] | 2020-10-27 02:00 | 7179 | 10 | 27 | 3 | 0 | 0 | 7.3463 | 9849.01 | 0 | 0 | 0 | 0 | 0 | 0 | 0 | 7.3463 | 9849.01 | 0 | 0 | 0 | 0 | 0 | 0 | 0 | 7.3463 | 9849.01 | 0 | 0 | 0 | 0 | 0 | 0 | 0 | 7.3463 | 7.3463 | 7.3463
[20 empty] | 2020-10-27 03:00 | 7180 | 10 | 27 | 4 | 0 | 0 | 9.2936 | 148400 | 0.53408 | 1.8223 | 0 | 138551 | 138.551 | 4081.14 | -20484.9 | 9.3563 | 153372 | 0.53408 | 1.8223 | 0 | 143523 | 143.523 | 4081.13 | -20484.9 | 9.4259 | 159069 | 0.53408 | 1.8223 | 0 | 149220 | 149.22 | 4081.13 | -20484.8 | 9.2936 | 9.3563 | 9.4259
[20 empty] | 2020-10-27 04:00 | 7181 | 10 | 27 | 5 | 0 | 0 | 10.0196 | 52287.8 | 0 | 0 | 0 | 42438.8 | 42.4388 | 0 | -15413.3 | 10.0823 | 53484 | 0 | 0 | 0 | 43635 | 43.635 | 0 | -15413.3 | 10.1519 | 54815.8 | 0 | 0 | 0 | 44966.8 | 44.9668 | 0 | -15413.3 | 10.0196 | 10.0823 | 10.1519
[20 empty] | 2020-10-27 05:00 | 7182 | 10 | 27 | 6 | 0 | 0 | 12.1902 | 72360.9 | 0 | 0 | 0 | 40150 | 40.15 | 0 | -14516.1 | 12.2529 | 73557.2 | 0 | 0 | 0 | 41346.2 | 41.3462 | 0 | -14516.2 | 12.3225 | 74888.9 | 0 | 0 | 0 | 42678 | 42.678 | 0 | -14516.1 | 12.1902 | 12.2529 | 12.3225
[20 empty] | 2020-10-27 06:00 | 7183 | 10 | 27 | 7 | 0 | 0 | 94.9169 | 204569 | 0.4754 | 1.6221 | 0 | 122648 | 122.648 | 3632.74 | -104779 | 95.6564 | 214002 | 0.45921 | 1.5668 | 0 | 132082 | 132.082 | 3508.99 | -113076 | 97.4724 | 227636 | 0.89406 | 3.0505 | 0 | 145715 | 145.715 | 6831.87 | -125003 | 94.9169 | 95.6564 | 97.4724
[20 empty] | 2020-10-27 07:00 | 7184 | 10 | 27 | 8 | 13347.368 | 13.3474 | 128.813 | 229316 | 0.77912 | 2.6583 | 0 | 147396 | 147.396 | 5953.55 | -106133 | 129.294 | 240654 | 0.76979 | 2.6265 | 0 | 158734 | 158.734 | 5882.25 | -114771 | 130.599 | 254652 | 1.1524 | 3.9322 | 0 | 172731 | 172.731 | 8806.3 | -125551 | 115.4656 | 115.9466 | 117.2516
[20 empty] | 2020-10-27 08:00 | 7185 | 10 | 27 | 9 | 32024.086 | 32.0241 | 128.124 | 178529 | 0.65406 | 2.2317 | 0 | 121467 | 121.467 | 4997.95 | -81253.3 | 128.081 | 188414 | 0.71035 | 2.4237 | 0 | 131351 | 131.351 | 5428.08 | -89494.4 | 128.852 | 199819 | 0.92737 | 3.1642 | 0 | 142756 | 142.756 | 7086.38 | -99128.6 | 96.0999 | 96.0569 | 96.8279
[20 empty] | 2020-10-27 09:00 | 7186 | 10 | 27 | 10 | 13893.924 | 13.8939 | 130.729 | 178076 | 0.60757 | 2.073 | 0 | 120793 | 120.793 | 4642.66 | -84209.4 | 130.578 | 191169 | 0.66193 | 2.2585 | 0 | 133886 | 133.886 | 5058.1 | -94987.5 | 130.666 | 208925 | 0.84471 | 2.8821 | 0 | 151643 | 151.643 | 6454.76 | -108227 | 116.8351 | 116.6841 | 116.7721
[20 empty] | 2020-10-27 10:00 | 7187 | 10 | 27 | 11 | 25337.384 | 25.3374 | 110.571 | 264654 | 0.43409 | 1.4811 | 0 | 137995 | 137.995 | 3317.06 | -99794.7 | 110.159 | 282439 | 0.4298 | 1.4665 | 0 | 155780 | 155.78 | 3284.28 | -112515 | 110.339 | 303108 | 0.56157 | 1.9161 | 0 | 176449 | 176.449 | 4291.2 | -128810 | 85.2336 | 84.8216 | 85.0016
[20 empty] | 2020-10-27 11:00 | 7188 | 10 | 27 | 12 | 1558.71 | 1.5587 | 133.335 | 247938 | 0.42675 | 1.4561 | 0 | 121279 | 121.279 | 3260.96 | -81582.7 | 133.124 | 261108 | 0.42824 | 1.4612 | 0 | 134449 | 134.449 | 3272.37 | -93531.1 | 133.861 | 280346 | 0.68239 | 2.3283 | 0 | 153687 | 153.687 | 5214.46 | -109430 | 131.7763 | 131.5653 | 132.3023
[20 empty] | 2020-10-27 12:00 | 7189 | 10 | 27 | 13 | 20516.604 | 20.5166 | 82.5146 | 223476 | 0.42659 | 1.4555 | 0 | 130828 | 130.828 | 3259.77 | -94407.8 | 83.381 | 243135 | 0.47304 | 1.614 | 0 | 150486 | 150.486 | 3614.69 | -108431 | 84.3751 | 265582 | 0.68214 | 2.3274 | 0 | 172934 | 172.934 | 5212.48 | -125868 | 61.998 | 62.8644 | 63.8585
[20 empty] | 2020-10-27 13:00 | 7190 | 10 | 27 | 14 | 21793.951 | 21.794 | 77.7827 | 206080 | 0.43277 | 1.4766 | 0 | 148504 | 148.504 | 3306.99 | -107192 | 79.0404 | 226351 | 0.66821 | 2.2799 | 0 | 168775 | 168.775 | 5106.04 | -123498 | 80.2548 | 249717 | 0.80646 | 2.7516 | 0 | 192141 | 192.141 | 6162.47 | -142335 | 55.9887 | 57.2464 | 58.4608
[20 empty] | 2020-10-27 14:00 | 7191 | 10 | 27 | 15 | 13487.261 | 13.4873 | 64.3349 | 255480 | 0.54053 | 1.8443 | 0 | 197757 | 197.757 | 4130.38 | -146263 | 65.2603 | 280885 | 0.69409 | 2.3682 | 0 | 223162 | 223.162 | 5303.84 | -166815 | 66.6001 | 309786 | 0.83137 | 2.8366 | 0 | 252063 | 252.063 | 6352.83 | -190230 | 50.8476 | 51.773 | 53.1128
[20 empty] | 2020-10-27 15:00 | 7192 | 10 | 27 | 16 | 6344.246 | 6.3442 | 63.4152 | 244551 | 0.55275 | 1.886 | 0 | 211607 | 211.607 | 4223.8 | -159635 | 64.1847 | 272422 | 0.7472 | 2.5495 | 0 | 239478 | 239.478 | 5709.68 | -182368 | 65.4704 | 303941 | 0.87511 | 2.9859 | 0 | 270997 | 270.997 | 6687.03 | -208106 | 57.071 | 57.8405 | 59.1262
[20 empty] | 2020-10-27 16:00 | 7193 | 10 | 27 | 17 | 0 | 0 | 14.694 | 32944.3 | 0 | 0 | 0 | 0 | 0 | 0 | 0 | 14.694 | 32944.3 | 0 | 0 | 0 | 0 | 0 | 0 | 0 | 14.694 | 32944.3 | 0 | 0 | 0 | 0 | 0 | 0 | 0 | 14.694 | 14.694 | 14.694
[20 empty] | 2020-10-27 17:00 | 7194 | 10 | 27 | 18 | 0 | 0 | 13.7827 | 33091 | 0 | 0 | 0 | 0 | 0 | 0 | 0 | 13.7827 | 33091 | 0 | 0 | 0 | 0 | 0 | 0 | 0 | 13.7827 | 33091 | 0 | 0 | 0 | 0 | 0 | 0 | 0 | 13.7827 | 13.7827 | 13.7827
[20 empty] | 2020-10-27 18:00 | 7195 | 10 | 27 | 19 | 0 | 0 | 10.3847 | 33237.7 | 0 | 0 | 0 | 0 | 0 | 0 | 0 | 10.3847 | 33237.7 | 0 | 0 | 0 | 0 | 0 | 0 | 0 | 10.3847 | 33237.7 | 0 | 0 | 0 | 0 | 0 | 0 | 0 | 10.3847 | 10.3847 | 10.3847
[20 empty] | 2020-10-27 19:00 | 7196 | 10 | 27 | 20 | 0 | 0 | 8.8655 | 10948.9 | 0 | 0 | 0 | 0 | 0 | 0 | 0 | 8.8655 | 10948.9 | 0 | 0 | 0 | 0 | 0 | 0 | 0 | 8.8655 | 10948.9 | 0 | 0 | 0 | 0 | 0 | 0 | 0 | 8.8655 | 8.8655 | 8.8655
[20 empty] | 2020-10-27 20:00 | 7197 | 10 | 27 | 21 | 0 | 0 | 7.3463 | 11022.3 | 0 | 0 | 0 | 0 | 0 | 0 | 0 | 7.3463 | 11022.3 | 0 | 0 | 0 | 0 | 0 | 0 | 0 | 7.3463 | 11022.3 | 0 | 0 | 0 | 0 | 0 | 0 | 0 | 7.3463 | 7.3463 | 7.3463
[20 empty] | 2020-10-27 21:00 | 7198 | 10 | 27 | 22 | 0 | 0 | 7.3463 | 11095.6 | 0 | 0 | 0 | 0 | 0 | 0 | 0 | 7.3463 | 11095.6 | 0 | 0 | 0 | 0 | 0 | 0 | 0 | 7.3463 | 11095.6 | 0 | 0 | 0 | 0 | 0 | 0 | 0 | 7.3463 | 7.3463 | 7.3463
[20 empty] | 2020-10-27 22:00 | 7199 | 10 | 27 | 23 | 0 | 0 | 7.3463 | 11095.6 | 0 | 0 | 0 | 0 | 0 | 0 | 0 | 7.3463 | 11095.6 | 0 | 0 | 0 | 0 | 0 | 0 | 0 | 7.3463 | 11095.6 | 0 | 0 | 0 | 0 | 0 | 0 | 0 | 7.3463 | 7.3463 | 7.3463
[20 empty] | 2020-10-27 23:00 | 7200 | 10 | 27 | 24 | 0 | 0 | 7.3463 | 11168.9 | 0 | 0 | 0 | 0 | 0 | 0 | 0 | 7.3463 | 11168.9 | 0 | 0 | 0 | 0 | 0 | 0 | 0 | 7.3463 | 11168.9 | 0 | 0 | 0 | 0 | 0 | 0 | 0 | 7.3463 | 7.3463 | 7.3463
[20 empty] | 2020-10-28 | 7201 | 10 | 28 | 1 | 0 | 0 | 7.3463 | 11242.2 | 0 | 0 | 0 | 0 | 0 | 0 | 0 | 7.3463 | 11242.2 | 0 | 0 | 0 | 0 | 0 | 0 | 0 | 7.3463 | 11242.2 | 0 | 0 | 0 | 0 | 0 | 0 | 0 | 7.3463 | 7.3463 | 7.3463
[20 empty] | 2020-10-28 01:00 | 7202 | 10 | 28 | 2 | 0 | 0 | 7.3463 | 11242.2 | 0 | 0 | 0 | 0 | 0 | 0 | 0 | 7.3463 | 11242.2 | 0 | 0 | 0 | 0 | 0 | 0 | 0 | 7.3463 | 11242.2 | 0 | 0 | 0 | 0 | 0 | 0 | 0 | 7.3463 | 7.3463 | 7.3463
[20 empty] | 2020-10-28 02:00 | 7203 | 10 | 28 | 3 | 0 | 0 | 7.3463 | 11168.9 | 0 | 0 | 0 | 0 | 0 | 0 | 0 | 7.3463 | 11168.9 | 0 | 0 | 0 | 0 | 0 | 0 | 0 | 7.3463 | 11168.9 | 0 | 0 | 0 | 0 | 0 | 0 | 0 | 7.3463 | 7.3463 | 7.3463
[20 empty] | 2020-10-28 03:00 | 7204 | 10 | 28 | 4 | 0 | 0 | 14.5349 | 253739 | 3.9897 | 13.613 | 0 | 242570 | 242.57 | 30487.3 | -108483 | 15.2304 | 265671 | 4.4025 | 15.0212 | 0 | 254503 | 254.503 | 33641 | -113086 | 15.9884 | 279226 | 4.8491 | 16.5452 | 0 | 268057 | 268.057 | 37054.1 | -118503 | 14.5349 | 15.2304 | 15.9884
[20 empty] | 2020-10-28 04:00 | 7205 | 10 | 28 | 5 | 0 | 0 | 10.0196 | 141430 | 0 | 0 | 0 | 130261 | 130.261 | 0 | -85811.7 | 19.2428 | 249474 | 6.1928 | 21.1298 | 0 | 238305 | 238.305 | 47321.6 | -184415 | 20.1343 | 263853 | 6.7096 | 22.8931 | 0 | 252684 | 252.684 | 51270.7 | -195929 | 10.0196 | 19.2428 | 20.1343
[20 empty] | 2020-10-28 05:00 | 7206 | 10 | 28 | 6 | 0 | 0 | 20.5765 | 259853 | 5.6829 | 19.3901 | 0 | 226176 | 226.176 | 43425.5 | -177393 | 12.295 | 254727 | 0 | 0 | 0 | 221050 | 221.05 | 0 | -164905 | 12.3664 | 266692 | 0 | 0 | 0 | 233014 | 233.014 | 0 | -173767 | 20.5765 | 12.295 | 12.3664
[20 empty] | 2020-10-28 06:00 | 7207 | 10 | 28 | 7 | 0 | 0 | 96.6299 | 521005 | 0.59343 | 2.0248 | 0 | 437617 | 437.617 | 4534.65 | -355768 | 98.1464 | 573271 | 0.7141 | 2.4365 | 0 | 489883 | 489.883 | 5456.74 | -400944 | 99.8137 | 639242 | 0.8462 | 2.8872 | 0 | 555854 | 555.854 | 6466.12 | -458539 | 96.6299 | 98.1464 | 99.8137
[20 empty] | 2020-10-28 07:00 | 7208 | 10 | 28 | 8 | 54402.164 | 54.4022 | 123.865 | 559036 | 0.80054 | 2.7314 | 0 | 475648 | 475.648 | 6117.22 | -389830 | 124.684 | 610755 | 0.92273 | 3.1484 | 0 | 527368 | 527.368 | 7050.94 | -434782 | 125.793 | 673280 | 1.0475 | 3.5742 | 0 | 589893 | 589.893 | 8004.66 | -489717 | 69.4628 | 70.2818 | 71.3908
[20 empty] | 2020-10-28 08:00 | 7209 | 10 | 28 | 9 | 126973.397 | 126.9734 | 133.108 | 403111 | 0.77749 | 2.6528 | 0 | 345021 | 345.021 | 5941.12 | -283836 | 133.743 | 442915 | 0.90688 | 3.0943 | 0 | 384825 | 384.825 | 6929.87 | -317365 | 134.537 | 492572 | 1.0468 | 3.5716 | 0 | 434482 | 434.482 | 7998.77 | -359339 | 6.1346 | 6.7696 | 7.5636
[20 empty] | 2020-10-28 09:00 | 7210 | 10 | 28 | 10 | 115282.752 | 115.2828 | 133.229 | 376332 | 0.76384 | 2.6062 | 0 | 318315 | 318.315 | 5836.84 | -253701 | 133.813 | 410910 | 0.89667 | 3.0594 | 0 | 352893 | 352.893 | 6851.8 | -282295 | 134.423 | 454227 | 1.0202 | 3.481 | 0 | 396210 | 396.21 | 7795.96 | -318246 | 17.9462 | 18.5302 | 19.1402
[20 empty] | 2020-10-28 10:00 | 7211 | 10 | 28 | 11 | 126646.339 | 126.6463 | 112.224 | 446369 | 0.75498 | 2.576 | 0 | 319710 | 319.71 | 5769.08 | -253483 | 112.458 | 479133 | 0.88206 | 3.0096 | 0 | 352474 | 352.474 | 6740.19 | -280456 | 112.889 | 519141 | 0.97696 | 3.3334 | 0 | 392482 | 392.482 | 7465.33 | -313506 | -14.4223 | -14.1883 | -13.7573
[20 empty] | 2020-10-28 11:00 | 7212 | 10 | 28 | 12 | 128499.675 | 128.4997 | 133.568 | 355022 | 0.68036 | 2.3214 | 0 | 228363 | 228.363 | 5198.9 | -181062 | 133.272 | 379157 | 0.7297 | 2.4897 | 0 | 252498 | 252.498 | 5575.9 | -200868 | 133.81 | 409602 | 0.83546 | 2.8506 | 0 | 282943 | 282.943 | 6384.05 | -225995 | 5.0683 | 4.7723 | 5.3103
[20 empty] | 2020-10-28 12:00 | 7213 | 10 | 28 | 13 | 104280.662 | 104.2807 | 82.9738 | 310786 | 0.62892 | 2.1459 | 0 | 217306 | 217.306 | 4805.86 | -167401 | 83.7018 | 327362 | 0.70371 | 2.401 | 0 | 233882 | 233.882 | 5377.3 | -180605 | 84.987 | 349184 | 0.82854 | 2.827 | 0 | 255704 | 255.704 | 6331.17 | -198174 | -21.3069 | -20.5789 | -19.2937
[20 empty] | 2020-10-28 13:00 | 7214 | 10 | 28 | 14 | 204442.884 | 204.4429 | 77.946 | 272789 | 0.62248 | 2.1239 | 0 | 215140 | 215.14 | 4756.62 | -164144 | 78.7179 | 284480 | 0.70371 | 2.401 | 0 | 226831 | 226.831 | 5377.3 | -173099 | 79.9898 | 301023 | 0.81877 | 2.7937 | 0 | 243374 | 243.374 | 6256.56 | -186054 | -126.4969 | -125.725 | -124.4531
[20 empty] | 2020-10-28 14:00 | 7215 | 10 | 28 | 15 | 155055.328 | 155.0553 | 63.8802 | 295600 | 0.6622 | 2.2594 | 0 | 237951 | 237.951 | 5060.12 | -183814 | 64.6708 | 304691 | 0.70505 | 2.4056 | 0 | 247041 | 247.041 | 5387.59 | -190538 | 66.1663 | 320611 | 0.82393 | 2.8113 | 0 | 262962 | 262.962 | 6296.01 | -202991 | -91.1751 | -90.3845 | -88.889
[20 empty] | 2020-10-28 15:00 | 7216 | 10 | 28 | 16 | 82988.585 | 82.9886 | 62.1962 | 278079 | 0.68893 | 2.3506 | 0 | 245208 | 245.208 | 5264.43 | -188339 | 63.2094 | 287781 | 0.76882 | 2.6232 | 0 | 254910 | 254.91 | 5874.85 | -195511 | 64.2895 | 303003 | 0.83221 | 2.8395 | 0 | 270132 | 270.132 | 6359.22 | -207282 | -20.7924 | -19.7792 | -18.6991
[20 empty] | 2020-10-28 16:00 | 7217 | 10 | 28 | 17 | 7952.826 | 7.9528 | 14.694 | 32871 | 0 | 0 | 0 | 0 | 0 | 0 | 0 | 14.694 | 32871 | 0 | 0 | 0 | 0 | 0 | 0 | 0 | 14.694 | 32871 | 0 | 0 | 0 | 0 | 0 | 0 | 0 | 6.7412 | 6.7412 | 6.7412
[20 empty] | 2020-10-28 17:00 | 7218 | 10 | 28 | 18 | 0 | 0 | 13.7827 | 32944.3 | 0 | 0 | 0 | 0 | 0 | 0 | 0 | 13.7827 | 32944.3 | 0 | 0 | 0 | 0 | 0 | 0 | 0 | 13.7827 | 32944.3 | 0 | 0 | 0 | 0 | 0 | 0 | 0 | 13.7827 | 13.7827 | 13.7827
[20 empty] | 2020-10-28 18:00 | 7219 | 10 | 28 | 19 | 0 | 0 | 10.3847 | 32944.3 | 0 | 0 | 0 | 0 | 0 | 0 | 0 | 10.3847 | 32944.3 | 0 | 0 | 0 | 0 | 0 | 0 | 0 | 10.3847 | 32944.3 | 0 | 0 | 0 | 0 | 0 | 0 | 0 | 10.3847 | 10.3847 | 10.3847
[20 empty] | 2020-10-28 19:00 | 7220 | 10 | 28 | 20 | 0 | 0 | 8.8655 | 10582.3 | 0 | 0 | 0 | 0 | 0 | 0 | 0 | 8.8655 | 10582.3 | 0 | 0 | 0 | 0 | 0 | 0 | 0 | 8.8655 | 10582.3 | 0 | 0 | 0 | 0 | 0 | 0 | 0 | 8.8655 | 8.8655 | 8.8655
[20 empty] | 2020-10-28 20:00 | 7221 | 10 | 28 | 21 | 0 | 0 | 7.3463 | 10655.6 | 0 | 0 | 0 | 0 | 0 | 0 | 0 | 7.3463 | 10655.6 | 0 | 0 | 0 | 0 | 0 | 0 | 0 | 7.3463 | 10655.6 | 0 | 0 | 0 | 0 | 0 | 0 | 0 | 7.3463 | 7.3463 | 7.3463
[20 empty] | 2020-10-28 21:00 | 7222 | 10 | 28 | 22 | 0 | 0 | 7.3463 | 10655.6 | 0 | 0 | 0 | 0 | 0 | 0 | 0 | 7.3463 | 10655.6 | 0 | 0 | 0 | 0 | 0 | 0 | 0 | 7.3463 | 10655.6 | 0 | 0 | 0 | 0 | 0 | 0 | 0 | 7.3463 | 7.3463 | 7.3463
[20 empty] | 2020-10-28 22:00 | 7223 | 10 | 28 | 23 | 0 | 0 | 7.3463 | 10655.6 | 0 | 0 | 0 | 0 | 0 | 0 | 0 | 7.3463 | 10655.6 | 0 | 0 | 0 | 0 | 0 | 0 | 0 | 7.3463 | 10655.6 | 0 | 0 | 0 | 0 | 0 | 0 | 0 | 7.3463 | 7.3463 | 7.3463
[20 empty] | 2020-10-28 23:00 | 7224 | 10 | 28 | 24 | 0 | 0 | 7.3463 | 10728.9 | 0 | 0 | 0 | 0 | 0 | 0 | 0 | 7.3463 | 10728.9 | 0 | 0 | 0 | 0 | 0 | 0 | 0 | 7.3463 | 10728.9 | 0 | 0 | 0 | 0 | 0 | 0 | 0 | 7.3463 | 7.3463 | 7.3463
[20 empty] | 2020-10-29 | 7225 | 10 | 29 | 1 | 0 | 0 | 7.3463 | 10728.9 | 0 | 0 | 0 | 0 | 0 | 0 | 0 | 7.3463 | 10728.9 | 0 | 0 | 0 | 0 | 0 | 0 | 0 | 7.3463 | 10728.9 | 0 | 0 | 0 | 0 | 0 | 0 | 0 | 7.3463 | 7.3463 | 7.3463
[20 empty] | 2020-10-29 01:00 | 7226 | 10 | 29 | 2 | 0 | 0 | 7.3463 | 10728.9 | 0 | 0 | 0 | 0 | 0 | 0 | 0 | 7.3463 | 10728.9 | 0 | 0 | 0 | 0 | 0 | 0 | 0 | 7.3463 | 10728.9 | 0 | 0 | 0 | 0 | 0 | 0 | 0 | 7.3463 | 7.3463 | 7.3463
[20 empty] | 2020-10-29 02:00 | 7227 | 10 | 29 | 3 | 0 | 0 | 7.3463 | 10802.3 | 0 | 0 | 0 | 0 | 0 | 0 | 0 | 7.3463 | 10802.3 | 0 | 0 | 0 | 0 | 0 | 0 | 0 | 7.3463 | 10802.3 | 0 | 0 | 0 | 0 | 0 | 0 | 0 | 7.3463 | 7.3463 | 7.3463
[20 empty] | 2020-10-29 03:00 | 7228 | 10 | 29 | 4 | 0 | 0 | 14.8736 | 241775 | 4.2754 | 14.5878 | 0 | 230973 | 230.973 | 32670.4 | -104596 | 15.5801 | 251491 | 4.7108 | 16.0732 | 0 | 240688 | 240.688 | 35997 | -107673 | 16.3885 | 262563 | 5.2077 | 17.7687 | 0 | 251760 | 251.76 | 39794.3 | -110997 | 14.8736 | 15.5801 | 16.3885
[20 empty] | 2020-10-29 04:00 | 7229 | 10 | 29 | 5 | 0 | 0 | 18.3913 | 226873 | 5.6624 | 19.32 | 0 | 216071 | 216.071 | 43268.4 | -165138 | 19.5447 | 233934 | 6.4945 | 22.1593 | 0 | 223132 | 223.132 | 49627.2 | -170571 | 20.5027 | 242350 | 7.0821 | 24.1641 | 0 | 231547 | 231.547 | 54117 | -177389 | 18.3913 | 19.5447 | 20.5027
[20 empty] | 2020-10-29 05:00 | 7230 | 10 | 29 | 6 | 0 | 0 | 12.2346 | 226193 | 0 | 0 | 0 | 193029 | 193.029 | 0 | -145306 | 12.2951 | 231157 | 0 | 0 | 0 | 197993 | 197.993 | 0 | -148343 | 12.3631 | 237799 | 0 | 0 | 0 | 204635 | 204.635 | 0 | -152729 | 12.2346 | 12.2951 | 12.3631
[20 empty] | 2020-10-29 06:00 | 7231 | 10 | 29 | 7 | 0 | 0 | 96.9454 | 465220 | 0.64323 | 2.1947 | 0 | 382346 | 382.346 | 4915.17 | -307305 | 98.2654 | 505671 | 0.73877 | 2.5207 | 0 | 422797 | 422.797 | 5645.28 | -341058 | 99.7086 | 549692 | 0.84185 | 2.8724 | 0 | 466818 | 466.818 | 6432.91 | -378291 | 96.9454 | 98.2654 | 99.7086
[20 empty] | 2020-10-29 07:00 | 7232 | 10 | 29 | 8 | 30142.152 | 30.1422 | 129.385 | 494109 | 0.81381 | 2.7767 | 0 | 411235 | 411.235 | 6218.68 | -331652 | 130.146 | 534683 | 0.91435 | 3.1197 | 0 | 451809 | 451.809 | 6986.89 | -366135 | 131.046 | 579612 | 1.0231 | 3.4909 | 0 | 496738 | 496.738 | 7818.04 | -404400 | 99.2428 | 100.0038 | 100.9038
[20 empty] | 2020-10-29 08:00 | 7233 | 10 | 29 | 9 | 70223.429 | 70.2234 | 134.209 | 440580 | 0.81485 | 2.7803 | 0 | 382270 | 382.27 | 6226.63 | -300953 | 134.577 | 486321 | 0.91286 | 3.1147 | 0 | 428011 | 428.011 | 6975.54 | -338705 | 135.131 | 535869 | 1.0217 | 3.4861 | 0 | 477559 | 477.559 | 7807.48 | -380695 | 63.9856 | 64.3536 | 64.9076
[20 empty] | 2020-10-29 09:00 | 7234 | 10 | 29 | 10 | 114836.526 | 114.8365 | 134.433 | 444045 | 0.81381 | 2.7767 | 0 | 385588 | 385.588 | 6218.69 | -306860 | 134.591 | 492036 | 0.9117 | 3.1107 | 0 | 433580 | 433.58 | 6966.64 | -346939 | 135.052 | 544662 | 1.033 | 3.5247 | 0 | 486206 | 486.206 | 7893.84 | -391850 | 19.5965 | 19.7545 | 20.2155
[20 empty] | 2020-10-29 10:00 | 7235 | 10 | 29 | 11 | 129864.06 | 129.8641 | 114.551 | 522526 | 0.81382 | 2.7767 | 0 | 395868 | 395.868 | 6218.69 | -318740 | 114.684 | 570683 | 0.9117 | 3.1107 | 0 | 444024 | 444.024 | 6966.68 | -359505 | 115.301 | 624065 | 1.0475 | 3.5742 | 0 | 497406 | 497.406 | 8004.76 | -405314 | -15.3131 | -15.1801 | -14.5631
[20 empty] | 2020-10-29 11:00 | 7236 | 10 | 29 | 12 | 193012.544 | 193.0125 | 133.811 | 514142 | 0.81292 | 2.7737 | 0 | 387483 | 387.483 | 6211.88 | -305086 | 134.623 | 565330 | 0.92173 | 3.1449 | 0 | 438671 | 438.671 | 7043.3 | -347938 | 135.749 | 621756 | 1.0464 | 3.5703 | 0 | 495097 | 495.097 | 7995.97 | -396207 | -59.2015 | -58.3895 | -57.2635
[20 empty] | 2020-10-29 12:00 | 7237 | 10 | 29 | 13 | 175845.349 | 175.8453 | 91.4829 | 491400 | 0.81382 | 2.7767 | 0 | 395420 | 395.42 | 6218.7 | -318464 | 92.2493 | 543918 | 0.93509 | 3.1905 | 0 | 447938 | 447.938 | 7145.37 | -363133 | 93.0942 | 601731 | 1.0475 | 3.5742 | 0 | 505751 | 505.751 | 8004.69 | -412975 | -84.3624 | -83.596 | -82.7511
[20 empty] | 2020-10-29 13:00 | 7238 | 10 | 29 | 14 | 100479.2 | 100.4792 | 81.2462 | 502275 | 0.82367 | 2.8104 | 0 | 443451 | 443.451 | 6293.98 | -359708 | 81.6535 | 555713 | 0.93526 | 3.1911 | 0 | 496890 | 496.89 | 7146.69 | -405835 | 82.8081 | 614346 | 1.0654 | 3.6353 | 0 | 555522 | 555.522 | 8141.42 | -456650 | -19.233 | -18.8257 | -17.6711
[20 empty] | 2020-10-29 14:00 | 7239 | 10 | 29 | 15 | 128117.055 | 128.1171 | 66.1647 | 535150 | 0.83617 | 2.853 | 0 | 476400 | 476.4 | 6389.49 | -392317 | 67.1556 | 586676 | 0.94227 | 3.215 | 0 | 527926 | 527.926 | 7200.29 | -437155 | 68.4415 | 643899 | 1.0687 | 3.6464 | 0 | 585149 | 585.149 | 8166.48 | -487105 | -61.9524 | -60.9615 | -59.6756
[20 empty] | 2020-10-29 15:00 | 7240 | 10 | 29 | 16 | 64237.431 | 64.2374 | 70.8349 | 497451 | 0.84943 | 2.8982 | 0 | 463700 | 463.7 | 6490.8 | -382134 | 71.9866 | 547604 | 0.96303 | 3.2859 | 0 | 513853 | 513.853 | 7358.93 | -425708 | 73.5795 | 603432 | 1.1251 | 3.839 | 0 | 569681 | 569.681 | 8597.66 | -474390 | 6.5975 | 7.7492 | 9.3421
[20 empty] | 2020-10-29 16:00 | 7241 | 10 | 29 | 17 | 4354.737 | 4.3547 | 14.694 | 33897.8 | 0 | 0 | 0 | 0 | 0 | 0 | 0 | 14.694 | 33897.8 | 0 | 0 | 0 | 0 | 0 | 0 | 0 | 14.694 | 33897.8 | 0 | 0 | 0 | 0 | 0 | 0 | 0 | 10.3393 | 10.3393 | 10.3393
[20 empty] | 2020-10-29 17:00 | 7242 | 10 | 29 | 18 | 0 | 0 | 13.7827 | 33751.1 | 0 | 0 | 0 | 0 | 0 | 0 | 0 | 13.7827 | 33751.1 | 0 | 0 | 0 | 0 | 0 | 0 | 0 | 13.7827 | 33751.1 | 0 | 0 | 0 | 0 | 0 | 0 | 0 | 13.7827 | 13.7827 | 13.7827
[20 empty] | 2020-10-29 18:00 | 7243 | 10 | 29 | 19 | 0 | 0 | 10.3847 | 33897.8 | 0 | 0 | 0 | 0 | 0 | 0 | 0 | 10.3847 | 33897.8 | 0 | 0 | 0 | 0 | 0 | 0 | 0 | 10.3847 | 33897.8 | 0 | 0 | 0 | 0 | 0 | 0 | 0 | 10.3847 | 10.3847 | 10.3847
[20 empty] | 2020-10-29 19:00 | 7244 | 10 | 29 | 20 | 0 | 0 | 8.8655 | 11535.5 | 0 | 0 | 0 | 0 | 0 | 0 | 0 | 8.8655 | 11535.5 | 0 | 0 | 0 | 0 | 0 | 0 | 0 | 8.8655 | 11535.5 | 0 | 0 | 0 | 0 | 0 | 0 | 0 | 8.8655 | 8.8655 | 8.8655
[20 empty] | 2020-10-29 20:00 | 7245 | 10 | 29 | 21 | 0 | 0 | 7.3463 | 11535.5 | 0 | 0 | 0 | 0 | 0 | 0 | 0 | 7.3463 | 11535.5 | 0 | 0 | 0 | 0 | 0 | 0 | 0 | 7.3463 | 11535.5 | 0 | 0 | 0 | 0 | 0 | 0 | 0 | 7.3463 | 7.3463 | 7.3463
[20 empty] | 2020-10-29 21:00 | 7246 | 10 | 29 | 22 | 0 | 0 | 7.3463 | 11608.9 | 0 | 0 | 0 | 0 | 0 | 0 | 0 | 7.3463 | 11608.9 | 0 | 0 | 0 | 0 | 0 | 0 | 0 | 7.3463 | 11608.9 | 0 | 0 | 0 | 0 | 0 | 0 | 0 | 7.3463 | 7.3463 | 7.3463
[20 empty] | 2020-10-29 22:00 | 7247 | 10 | 29 | 23 | 0 | 0 | 7.3463 | 11608.9 | 0 | 0 | 0 | 0 | 0 | 0 | 0 | 7.3463 | 11608.9 | 0 | 0 | 0 | 0 | 0 | 0 | 0 | 7.3463 | 11608.9 | 0 | 0 | 0 | 0 | 0 | 0 | 0 | 7.3463 | 7.3463 | 7.3463
[20 empty] | 2020-10-29 23:00 | 7248 | 10 | 29 | 24 | 0 | 0 | 7.7516 | 11608.9 | 0 | 0 | 0 | 0 | 0 | 0 | 0 | 7.7516 | 11608.9 | 0 | 0 | 0 | 0 | 0 | 0 | 0 | 7.7516 | 11608.9 | 0 | 0 | 0 | 0 | 0 | 0 | 0 | 7.7516 | 7.7516 | 7.7516
[20 empty] | 2020-10-30 | 7249 | 10 | 30 | 1 | 0 | 0 | 7.7516 | 11535.5 | 0 | 0 | 0 | 0 | 0 | 0 | 0 | 7.7516 | 11535.5 | 0 | 0 | 0 | 0 | 0 | 0 | 0 | 7.7516 | 11535.5 | 0 | 0 | 0 | 0 | 0 | 0 | 0 | 7.7516 | 7.7516 | 7.7516
[20 empty] | 2020-10-30 01:00 | 7250 | 10 | 30 | 2 | 0 | 0 | 8.9057 | 11462.2 | 0 | 0 | 0 | 0 | 0 | 0 | -139.224 | 8.9684 | 11462.2 | 0 | 0 | 0 | 0 | 0 | 0 | -139.152 | 9.038 | 11462.2 | 0 | 0 | 0 | 0 | 0 | 0 | -139.149 | 8.9057 | 8.9684 | 9.038
[20 empty] | 2020-10-30 02:00 | 7251 | 10 | 30 | 3 | 0 | 0 | 8.9057 | 11462.2 | 0 | 0 | 0 | 0 | 0 | 0 | -512.418 | 8.9684 | 11462.2 | 0 | 0 | 0 | 0 | 0 | 0 | -512.353 | 9.038 | 11462.2 | 0 | 0 | 0 | 0 | 0 | 0 | -512.353 | 8.9057 | 8.9684 | 9.038
[20 empty] | 2020-10-30 03:00 | 7252 | 10 | 30 | 4 | 0 | 0 | 8.9057 | 11462.2 | 0 | 0 | 0 | 0 | 0 | 0 | -801.383 | 8.9684 | 11462.2 | 0 | 0 | 0 | 0 | 0 | 0 | -801.326 | 9.038 | 11462.2 | 0 | 0 | 0 | 0 | 0 | 0 | -801.326 | 8.9057 | 8.9684 | 9.038
[20 empty] | 2020-10-30 04:00 | 7253 | 10 | 30 | 5 | 0 | 0 | 8.9057 | 11462.2 | 0 | 0 | 0 | 0 | 0 | 0 | -1054.44 | 8.9684 | 11462.2 | 0 | 0 | 0 | 0 | 0 | 0 | -1054.39 | 9.038 | 11462.2 | 0 | 0 | 0 | 0 | 0 | 0 | -1054.39 | 8.9057 | 8.9684 | 9.038
[20 empty] | 2020-10-30 05:00 | 7254 | 10 | 30 | 6 | 0 | 0 | 8.9057 | 11462.2 | 0 | 0 | 0 | 0 | 0 | 0 | -1275.61 | 8.9684 | 11462.2 | 0 | 0 | 0 | 0 | 0 | 0 | -1275.57 | 9.038 | 11462.2 | 0 | 0 | 0 | 0 | 0 | 0 | -1275.57 | 8.9057 | 8.9684 | 9.038
[20 empty] | 2020-10-30 06:00 | 7255 | 10 | 30 | 7 | 0 | 0 | 8.9057 | 11388.9 | 0 | 0 | 0 | 0 | 0 | 0 | -1437.89 | 8.9684 | 11388.9 | 0 | 0 | 0 | 0 | 0 | 0 | -1437.86 | 9.038 | 11388.9 | 0 | 0 | 0 | 0 | 0 | 0 | -1437.86 | 8.9057 | 8.9684 | 9.038
[20 empty] | 2020-10-30 07:00 | 7256 | 10 | 30 | 8 | 35632.637 | 35.6326 | 8.6371 | 11388.9 | 0 | 0 | 0 | 0 | 0 | 0 | -1621.16 | 8.6846 | 11388.9 | 0 | 0 | 0 | 0 | 0 | 0 | -1621.13 | 8.7542 | 11388.9 | 0 | 0 | 0 | 0 | 0 | 0 | -1621.13 | -26.9955 | -26.948 | -26.8784
[20 empty] | 2020-10-30 08:00 | 7257 | 10 | 30 | 9 | 89222.072 | 89.2221 | 8.7584 | 11242.2 | 0 | 0 | 0 | 0 | 0 | 0 | -1697.15 | 8.7937 | 11242.2 | 0 | 0 | 0 | 0 | 0 | 0 | -1697.12 | 8.8353 | 11242.2 | 0 | 0 | 0 | 0 | 0 | 0 | -1697.12 | -80.4637 | -80.4283 | -80.3867
[20 empty] | 2020-10-30 09:00 | 7258 | 10 | 30 | 10 | 148823.561 | 148.8236 | 8.7431 | 11095.6 | 0 | 0 | 0 | 0 | 0 | 0 | -1735.42 | 8.7763 | 11095.6 | 0 | 0 | 0 | 0 | 0 | 0 | -1735.4 | 8.8169 | 11095.6 | 0 | 0 | 0 | 0 | 0 | 0 | -1735.4 | -140.0805 | -140.0473 | -140.0067
[20 empty] | 2020-10-30 10:00 | 7259 | 10 | 30 | 11 | 170428.249 | 170.4282 | 8.7018 | 11095.6 | 0 | 0 | 0 | 0 | 0 | 0 | -1839.76 | 8.7228 | 11095.6 | 0 | 0 | 0 | 0 | 0 | 0 | -1839.75 | 8.7596 | 11095.6 | 0 | 0 | 0 | 0 | 0 | 0 | -1839.75 | -161.7264 | -161.7055 | -161.6687
[20 empty] | 2020-10-30 11:00 | 7260 | 10 | 30 | 12 | 192030.479 | 192.0305 | 8.6851 | 10802.3 | 0 | 0 | 0 | 0 | 0 | 0 | -1723.48 | 8.7054 | 10802.3 | 0 | 0 | 0 | 0 | 0 | 0 | -1723.47 | 8.7542 | 10802.3 | 0 | 0 | 0 | 0 | 0 | 0 | -1723.47 | -183.3454 | -183.325 | -183.2762
[20 empty] | 2020-10-30 12:00 | 7261 | 10 | 30 | 13 | 185162.849 | 185.1628 | 8.6356 | 10728.9 | 0 | 0 | 0 | 0 | 0 | 0 | -1657.65 | 8.6906 | 10728.9 | 0 | 0 | 0 | 0 | 0 | 0 | -1657.64 | 8.7542 | 10728.9 | 0 | 0 | 0 | 0 | 0 | 0 | -1657.64 | -176.5272 | -176.4722 | -176.4086
[20 empty] | 2020-10-30 13:00 | 7262 | 10 | 30 | 14 | 154749.431 | 154.7494 | 8.6329 | 10728.9 | 0 | 0 | 0 | 0 | 0 | 0 | -1570.23 | 8.6872 | 10728.9 | 0 | 0 | 0 | 0 | 0 | 0 | -1570.22 | 8.7542 | 10728.9 | 0 | 0 | 0 | 0 | 0 | 0 | -1570.22 | -146.1165 | -146.0623 | -145.9952
[20 empty] | 2020-10-30 14:00 | 7263 | 10 | 30 | 15 | 113605.367 | 113.6054 | 8.6293 | 10509 | 0 | 0 | 0 | 0 | 0 | 0 | -1319.91 | 8.6846 | 10509 | 0 | 0 | 0 | 0 | 0 | 0 | -1319.91 | 8.7542 | 10509 | 0 | 0 | 0 | 0 | 0 | 0 | -1319.91 | -104.9761 | -104.9207 | -104.8511
[20 empty] | 2020-10-30 15:00 | 7264 | 10 | 30 | 16 | 56961.251 | 56.9613 | 8.627 | 10582.3 | 0 | 0 | 0 | 0 | 0 | 0 | -1241.29 | 8.6846 | 10582.3 | 0 | 0 | 0 | 0 | 0 | 0 | -1241.28 | 8.7542 | 10582.3 | 0 | 0 | 0 | 0 | 0 | 0 | -1241.28 | -48.3343 | -48.2766 | -48.207
[20 empty] | 2020-10-30 16:00 | 7265 | 10 | 30 | 17 | 2930.785 | 2.9308 | 8.6796 | 10582.3 | 0 | 0 | 0 | 0 | 0 | 0 | -1135.26 | 8.7359 | 10582.3 | 0 | 0 | 0 | 0 | 0 | 0 | -1135.25 | 8.8 | 10582.3 | 0 | 0 | 0 | 0 | 0 | 0 | -1135.25 | 5.7488 | 5.8051 | 5.8692
[20 empty] | 2020-10-30 17:00 | 7266 | 10 | 30 | 18 | 0 | 0 | 8.9057 | 10728.9 | 0 | 0 | 0 | 0 | 0 | 0 | -1162.59 | 8.9684 | 10728.9 | 0 | 0 | 0 | 0 | 0 | 0 | -1162.58 | 9.038 | 10728.9 | 0 | 0 | 0 | 0 | 0 | 0 | -1162.58 | 8.9057 | 8.9684 | 9.038
[20 empty] | 2020-10-30 18:00 | 7267 | 10 | 30 | 19 | 0 | 0 | 8.9057 | 10655.6 | 0 | 0 | 0 | 0 | 0 | 0 | -1096.81 | 8.9684 | 10655.6 | 0 | 0 | 0 | 0 | 0 | 0 | -1096.81 | 9.038 | 10655.6 | 0 | 0 | 0 | 0 | 0 | 0 | -1096.81 | 8.9057 | 8.9684 | 9.038
[20 empty] | 2020-10-30 19:00 | 7268 | 10 | 30 | 20 | 0 | 0 | 8.9057 | 10655.6 | 0 | 0 | 0 | 0 | 0 | 0 | -1115.82 | 8.9684 | 10655.6 | 0 | 0 | 0 | 0 | 0 | 0 | -1115.81 | 9.038 | 10655.6 | 0 | 0 | 0 | 0 | 0 | 0 | -1115.81 | 8.9057 | 8.9684 | 9.038
[20 empty] | 2020-10-30 20:00 | 7269 | 10 | 30 | 21 | 0 | 0 | 8.9057 | 10802.3 | 0 | 0 | 0 | 0 | 0 | 0 | -1259.82 | 8.9684 | 10802.3 | 0 | 0 | 0 | 0 | 0 | 0 | -1259.82 | 9.038 | 10802.3 | 0 | 0 | 0 | 0 | 0 | 0 | -1259.82 | 8.9057 | 8.9684 | 9.038
[20 empty] | 2020-10-30 21:00 | 7270 | 10 | 30 | 22 | 0 | 0 | 8.9057 | 10875.6 | 0 | 0 | 0 | 0 | 0 | 0 | -1357.56 | 8.9684 | 10875.6 | 0 | 0 | 0 | 0 | 0 | 0 | -1357.56 | 9.038 | 10875.6 | 0 | 0 | 0 | 0 | 0 | 0 | -1357.56 | 8.9057 | 8.9684 | 9.038
[20 empty] | 2020-10-30 22:00 | 7271 | 10 | 30 | 23 | 0 | 0 | 8.9057 | 10875.6 | 0 | 0 | 0 | 0 | 0 | 0 | -1418.3 | 8.9684 | 10875.6 | 0 | 0 | 0 | 0 | 0 | 0 | -1418.3 | 9.038 | 10875.6 | 0 | 0 | 0 | 0 | 0 | 0 | -1418.3 | 8.9057 | 8.9684 | 9.038
[20 empty] | 2020-10-30 23:00 | 7272 | 10 | 30 | 24 | 0 | 0 | 8.9057 | 10948.9 | 0 | 0 | 0 | 0 | 0 | 0 | -1554.43 | 8.9684 | 10948.9 | 0 | 0 | 0 | 0 | 0 | 0 | -1554.43 | 9.038 | 10948.9 | 0 | 0 | 0 | 0 | 0 | 0 | -1554.43 | 8.9057 | 8.9684 | 9.038
[20 empty] | 2020-10-31 | 7273 | 10 | 31 | 1 | 0 | 0 | 8.9057 | 11388.9 | 0 | 0 | 0 | 0 | 0 | 0 | -1936.57 | 8.9684 | 11388.9 | 0 | 0 | 0 | 0 | 0 | 0 | -1936.57 | 9.038 | 11388.9 | 0 | 0 | 0 | 0 | 0 | 0 | -1936.57 | 8.9057 | 8.9684 | 9.038
[20 empty] | 2020-10-31 01:00 | 7274 | 10 | 31 | 2 | 0 | 0 | 8.9057 | 11388.9 | 0 | 0 | 0 | 0 | 0 | 0 | -2016.4 | 8.9684 | 11388.9 | 0 | 0 | 0 | 0 | 0 | 0 | -2016.4 | 9.038 | 11388.9 | 0 | 0 | 0 | 0 | 0 | 0 | -2016.4 | 8.9057 | 8.9684 | 9.038
[20 empty] | 2020-10-31 02:00 | 7275 | 10 | 31 | 3 | 0 | 0 | 8.9057 | 11315.6 | 0 | 0 | 0 | 0 | 0 | 0 | -2058.65 | 8.9684 | 11315.6 | 0 | 0 | 0 | 0 | 0 | 0 | -2058.65 | 9.038 | 11315.6 | 0 | 0 | 0 | 0 | 0 | 0 | -2058.65 | 8.9057 | 8.9684 | 9.038
[20 empty] | 2020-10-31 03:00 | 7276 | 10 | 31 | 4 | 0 | 0 | 8.9057 | 11535.5 | 0 | 0 | 0 | 0 | 0 | 0 | -2269.47 | 8.9684 | 11535.5 | 0 | 0 | 0 | 0 | 0 | 0 | -2269.47 | 9.038 | 11535.5 | 0 | 0 | 0 | 0 | 0 | 0 | -2269.47 | 8.9057 | 8.9684 | 9.038
[20 empty] | 2020-10-31 04:00 | 7277 | 10 | 31 | 5 | 0 | 0 | 8.9057 | 11535.5 | 0 | 0 | 0 | 0 | 0 | 0 | -2358.55 | 8.9684 | 11535.5 | 0 | 0 | 0 | 0 | 0 | 0 | -2358.55 | 9.038 | 11535.5 | 0 | 0 | 0 | 0 | 0 | 0 | -2358.55 | 8.9057 | 8.9684 | 9.038
[20 empty] | 2020-10-31 05:00 | 7278 | 10 | 31 | 6 | 0 | 0 | 8.9057 | 11462.2 | 0 | 0 | 0 | 0 | 0 | 0 | -2406.07 | 8.9684 | 11462.2 | 0 | 0 | 0 | 0 | 0 | 0 | -2406.07 | 9.038 | 11462.2 | 0 | 0 | 0 | 0 | 0 | 0 | -2406.07 | 8.9057 | 8.9684 | 9.038
[20 empty] | 2020-10-31 06:00 | 7279 | 10 | 31 | 7 | 0 | 0 | 8.9057 | 11535.5 | 0 | 0 | 0 | 0 | 0 | 0 | -2479.73 | 8.9684 | 11535.5 | 0 | 0 | 0 | 0 | 0 | 0 | -2479.73 | 9.038 | 11535.5 | 0 | 0 | 0 | 0 | 0 | 0 | -2479.73 | 8.9057 | 8.9684 | 9.038
[20 empty] | 2020-10-31 07:00 | 7280 | 10 | 31 | 8 | 57116.191 | 57.1162 | 8.6427 | 11535.5 | 0 | 0 | 0 | 0 | 0 | 0 | -2644.92 | 8.6957 | 11535.5 | 0 | 0 | 0 | 0 | 0 | 0 | -2644.98 | 8.7592 | 11535.5 | 0 | 0 | 0 | 0 | 0 | 0 | -2644.97 | -48.4735 | -48.4205 | -48.357
[20 empty] | 2020-10-31 08:00 | 7281 | 10 | 31 | 9 | 132991.238 | 132.9912 | 8.622 | 10655.6 | 0 | 0 | 0 | 0 | 0 | 0 | -2154.41 | 8.6846 | 10655.6 | 0 | 0 | 0 | 0 | 0 | 0 | -2154.41 | 8.7542 | 10655.6 | 0 | 0 | 0 | 0 | 0 | 0 | -2154.41 | -124.3693 | -124.3066 | -124.237
[20 empty] | 2020-10-31 09:00 | 7282 | 10 | 31 | 10 | 189890.3 | 189.8903 | 8.622 | 10362.3 | 0 | 0 | 0 | 0 | 0 | 0 | -2029.87 | 8.6846 | 10362.3 | 0 | 0 | 0 | 0 | 0 | 0 | -2029.92 | 8.7542 | 10362.3 | 0 | 0 | 0 | 0 | 0 | 0 | -2029.92 | -181.2683 | -181.2056 | -181.1361
[20 empty] | 2020-10-31 10:00 | 7283 | 10 | 31 | 11 | 223794.193 | 223.7942 | 8.622 | 10362.3 | 0 | 0 | 0 | 0 | 0 | 0 | -2103.72 | 8.6846 | 10362.3 | 0 | 0 | 0 | 0 | 0 | 0 | -2103.76 | 8.7542 | 10362.3 | 0 | 0 | 0 | 0 | 0 | 0 | -2103.76 | -215.1722 | -215.1095 | -215.04
[20 empty] | 2020-10-31 11:00 | 7284 | 10 | 31 | 12 | 235543.298 | 235.5433 | 8.6262 | 10142.3 | 0 | 0 | 0 | 0 | 0 | 0 | -1759.3 | 8.6846 | 10142.3 | 0 | 0 | 0 | 0 | 0 | 0 | -1759.3 | 8.7542 | 10142.3 | 0 | 0 | 0 | 0 | 0 | 0 | -1759.3 | -226.9171 | -226.8586 | -226.7891
[20 empty] | 2020-10-31 12:00 | 7285 | 10 | 31 | 13 | 226359.036 | 226.359 | 8.6264 | 10069 | 0 | 0 | 0 | 0 | 0 | 0 | -1573.13 | 8.6846 | 10069 | 0 | 0 | 0 | 0 | 0 | 0 | -1573.13 | 8.7542 | 10069 | 0 | 0 | 0 | 0 | 0 | 0 | -1573.13 | -217.7326 | -217.6744 | -217.6048
[20 empty] | 2020-10-31 13:00 | 7286 | 10 | 31 | 14 | 197544.509 | 197.5445 | 8.622 | 10069 | 0 | 0 | 0 | 0 | 0 | 0 | -1371.34 | 8.6846 | 10069 | 0 | 0 | 0 | 0 | 0 | 0 | -1371.34 | 8.7542 | 10069 | 0 | 0 | 0 | 0 | 0 | 0 | -1371.34 | -188.9225 | -188.8599 | -188.7903
[20 empty] | 2020-10-31 14:00 | 7287 | 10 | 31 | 15 | 149224.504 | 149.2245 | 8.622 | 10215.6 | 0 | 0 | 0 | 0 | 0 | 0 | -1247.26 | 8.6846 | 10215.6 | 0 | 0 | 0 | 0 | 0 | 0 | -1247.26 | 8.7542 | 10215.6 | 0 | 0 | 0 | 0 | 0 | 0 | -1247.26 | -140.6025 | -140.5399 | -140.4703
[20 empty] | 2020-10-31 15:00 | 7288 | 10 | 31 | 16 | 78494.77 | 78.4948 | 8.6303 | 10289 | 0 | 0 | 0 | 0 | 0 | 0 | -1093.49 | 8.6846 | 10289 | 0 | 0 | 0 | 0 | 0 | 0 | -1093.49 | 8.7542 | 10289 | 0 | 0 | 0 | 0 | 0 | 0 | -1093.49 | -69.8645 | -69.8101 | -69.7405
[20 empty] | 2020-10-31 16:00 | 7289 | 10 | 31 | 17 | 6387.245 | 6.3872 | 8.7241 | 10289 | 0 | 0 | 0 | 0 | 0 | 0 | -931.351 | 8.7599 | 10289 | 0 | 0 | 0 | 0 | 0 | 0 | -931.351 | 8.8173 | 10289 | 0 | 0 | 0 | 0 | 0 | 0 | -931.351 | 2.3369 | 2.3726 | 2.4301
[20 empty] | 2020-10-31 17:00 | 7290 | 10 | 31 | 18 | 0 | 0 | 8.9057 | 10289 | 0 | 0 | 0 | 0 | 0 | 0 | -831.521 | 8.9684 | 10289 | 0 | 0 | 0 | 0 | 0 | 0 | -831.521 | 9.038 | 10289 | 0 | 0 | 0 | 0 | 0 | 0 | -831.521 | 8.9057 | 8.9684 | 9.038
[20 empty] | 2020-10-31 18:00 | 7291 | 10 | 31 | 19 | 0 | 0 | 8.9057 | 10435.6 | 0 | 0 | 0 | 0 | 0 | 0 | -851.2 | 8.9684 | 10435.6 | 0 | 0 | 0 | 0 | 0 | 0 | -851.2 | 9.038 | 10435.6 | 0 | 0 | 0 | 0 | 0 | 0 | -851.2 | 8.9057 | 8.9684 | 9.038
[20 empty] | 2020-10-31 19:00 | 7292 | 10 | 31 | 20 | 0 | 0 | 8.9057 | 10582.3 | 0 | 0 | 0 | 0 | 0 | 0 | -923.131 | 8.9684 | 10582.3 | 0 | 0 | 0 | 0 | 0 | 0 | -923.131 | 9.038 | 10582.3 | 0 | 0 | 0 | 0 | 0 | 0 | -923.131 | 8.9057 | 8.9684 | 9.038
[20 empty] | 2020-10-31 20:00 | 7293 | 10 | 31 | 21 | 0 | 0 | 8.9057 | 10655.6 | 0 | 0 | 0 | 0 | 0 | 0 | -973.01 | 8.9684 | 10655.6 | 0 | 0 | 0 | 0 | 0 | 0 | -973.01 | 9.038 | 10655.6 | 0 | 0 | 0 | 0 | 0 | 0 | -973.01 | 8.9057 | 8.9684 | 9.038
[20 empty] | 2020-10-31 21:00 | 7294 | 10 | 31 | 22 | 0 | 0 | 8.9057 | 10362.3 | 0 | 0 | 0 | 0 | 0 | 0 | -812.86 | 8.9684 | 10362.3 | 0 | 0 | 0 | 0 | 0 | 0 | -812.86 | 9.038 | 10362.3 | 0 | 0 | 0 | 0 | 0 | 0 | -812.86 | 8.9057 | 8.9684 | 9.038
[20 empty] | 2020-10-31 22:00 | 7295 | 10 | 31 | 23 | 0 | 0 | 8.9057 | 10069 | 0 | 0 | 0 | 0 | 0 | 0 | -663.985 | 8.9684 | 10069 | 0 | 0 | 0 | 0 | 0 | 0 | -663.985 | 9.038 | 10069 | 0 | 0 | 0 | 0 | 0 | 0 | -663.985 | 8.9057 | 8.9684 | 9.038
[20 empty] | 2020-10-31 23:00 | 7296 | 10 | 31 | 24 | 0 | 0 | 8.5004 | 9775.69 | 0 | 0 | 0 | 0 | 0 | 0 | -501.893 | 8.5631 | 9775.69 | 0 | 0 | 0 | 0 | 0 | 0 | -501.893 | 8.6326 | 9775.69 | 0 | 0 | 0 | 0 | 0 | 0 | -501.893 | 8.5004 | 8.5631 | 8.6326
[20 empty] | 2020-11-01 | 7297 | 11 | 1 | 1 | 0 | 0 | 8.5004 | 9409.05 | 0 | 0 | 0 | 0 | 0 | 0 | -268.451 | 8.5631 | 9409.05 | 0 | 0 | 0 | 0 | 0 | 0 | -268.451 | 8.6326 | 9409.05 | 0 | 0 | 0 | 0 | 0 | 0 | -268.451 | 8.5004 | 8.5631 | 8.6326
[20 empty] | 2020-11-01 01:00 | 7298 | 11 | 1 | 2 | 0 | 0 | 8.5004 | 9409.05 | 0 | 0 | 0 | 0 | 0 | 0 | -215.693 | 8.5631 | 9409.05 | 0 | 0 | 0 | 0 | 0 | 0 | -215.693 | 8.6326 | 9409.05 | 0 | 0 | 0 | 0 | 0 | 0 | -215.693 | 8.5004 | 8.5631 | 8.6326
[20 empty] | 2020-11-01 02:00 | 7299 | 11 | 1 | 3 | 0 | 0 | 26.3342 | 9335.73 | 14.1188 | 48.1733 | 0 | 0 | 0 | 107739 | -81.8187 | 26.3967 | 9335.73 | 14.1187 | 48.173 | 0 | 0 | 0 | 107737 | -81.8187 | 26.4664 | 9335.73 | 14.1188 | 48.1733 | 0 | 0 | 0 | 107738 | -81.8187 | 26.3342 | 26.3967 | 26.4664
[20 empty] | 2020-11-01 03:00 | 7300 | 11 | 1 | 4 | 0 | 0 | 40.6392 | 812809 | 20.4566 | 69.7979 | 0 | 803473 | 803.473 | 156317 | -678321 | 44.0455 | 841469 | 22.6079 | 77.1382 | 0 | 832134 | 832.134 | 172756 | -700261 | 47.8382 | 870820 | 25.025 | 85.3853 | 0 | 861484 | 861.484 | 191226 | -722564 | 40.6392 | 44.0455 | 47.8382
[20 empty] | 2020-11-01 04:00 | 7301 | 11 | 1 | 5 | 0 | 0 | 44.5498 | 719816 | 22.9148 | 78.1853 | 0 | 710481 | 710.481 | 175101 | -612865 | 48.3514 | 742949 | 25.4787 | 86.9333 | 0 | 733614 | 733.614 | 194693 | -631463 | 52.8916 | 766806 | 28.5211 | 97.314 | 0 | 757470 | 757.47 | 217941 | -649774 | 44.5498 | 48.3514 | 52.8916
[20 empty] | 2020-11-01 05:00 | 7302 | 11 | 1 | 6 | 0 | 0 | 47.1781 | 700367 | 23.4483 | 80.0056 | 0 | 668670 | 668.67 | 179178 | -572901 | 51.0098 | 721187 | 26.0362 | 88.8355 | 0 | 689489 | 689.489 | 198953 | -588851 | 55.5716 | 742653 | 29.0998 | 99.2885 | 0 | 710956 | 710.956 | 222363 | -605215 | 47.1781 | 51.0098 | 55.5716
[20 empty] | 2020-11-01 06:00 | 7303 | 11 | 1 | 7 | 0 | 0 | 124.625 | 657155 | 27.0188 | 92.1881 | 0 | 575749 | 575.749 | 206410 | -484180 | 129.466 | 674670 | 30.6019 | 104.4137 | 0 | 593264 | 593.264 | 233791 | -497620 | 135.275 | 692623 | 34.9153 | 119.131 | 0 | 611216 | 611.216 | 266750 | -511065 | 124.625 | 129.466 | 135.275
[20 empty] | 2020-11-01 07:00 | 7304 | 11 | 1 | 8 | 53328.767 | 53.3288 | 160.894 | 694545 | 29.5018 | 100.6601 | 0 | 613138 | 613.138 | 225186 | -518799 | 164.14 | 711989 | 31.7786 | 108.4286 | 0 | 630583 | 630.583 | 242553 | -531861 | 167.776 | 730503 | 34.3038 | 117.0446 | 0 | 649097 | 649.097 | 261816 | -545802 | 107.5652 | 110.8112 | 114.4472
[20 empty] | 2020-11-01 08:00 | 7305 | 11 | 1 | 9 | 113743.313 | 113.7433 | 162.574 | 591895 | 33.0213 | 112.6687 | 0 | 535419 | 535.419 | 252005 | -445765 | 165.753 | 607387 | 35.5827 | 121.4082 | 0 | 550911 | 550.911 | 271552 | -457476 | 169.39 | 624349 | 38.4265 | 131.1112 | 0 | 567873 | 567.873 | 293255 | -470220 | 48.8307 | 52.0097 | 55.6467
[20 empty] | 2020-11-01 09:00 | 7306 | 11 | 1 | 10 | 138246.331 | 138.2463 | 158.476 | 537630 | 29.2414 | 99.7717 | 0 | 481081 | 481.081 | 223135 | -396025 | 161.409 | 551638 | 31.5307 | 107.5827 | 0 | 495089 | 495.089 | 240604 | -406475 | 165.372 | 566529 | 34.2927 | 117.0067 | 0 | 509980 | 509.98 | 261679 | -417555 | 20.2297 | 23.1627 | 27.1257
[20 empty] | 2020-11-01 10:00 | 7307 | 11 | 1 | 11 | 215755.404 | 215.7554 | 130.578 | 586583 | 21.0747 | 71.9069 | 0 | 459924 | 459.924 | 160833 | -376477 | 132.914 | 599824 | 22.7183 | 77.5148 | 0 | 473166 | 473.166 | 173376 | -386338 | 136.053 | 614016 | 24.6674 | 84.1652 | 0 | 487357 | 487.357 | 188251 | -396856 | -85.1774 | -82.8414 | -79.7024
[20 empty] | 2020-11-01 11:00 | 7308 | 11 | 1 | 12 | 227873.434 | 227.8734 | 154.61 | 509473 | 21.188 | 72.2935 | 0 | 382814 | 382.814 | 161906 | -308104 | 157.258 | 520314 | 23.0063 | 78.4975 | 0 | 393655 | 393.655 | 175800 | -316333 | 159.983 | 532502 | 24.8475 | 84.7797 | 0 | 405843 | 405.843 | 189870 | -325537 | -73.2634 | -70.6154 | -67.8904
[20 empty] | 2020-11-01 12:00 | 7309 | 11 | 1 | 13 | 219392.918 | 219.3929 | 106.685 | 456121 | 22.5378 | 76.899 | 0 | 366243 | 366.243 | 172220 | -293741 | 109.62 | 465582 | 24.5508 | 83.7673 | 0 | 375704 | 375.704 | 187602 | -300761 | 112.719 | 476080 | 26.5565 | 90.6108 | 0 | 386202 | 386.202 | 202929 | -308565 | -112.7079 | -109.7729 | -106.6739
[20 empty] | 2020-11-01 13:00 | 7310 | 11 | 1 | 14 | 190776.322 | 190.7763 | 101.189 | 391563 | 22.5228 | 76.8478 | 0 | 335087 | 335.087 | 172106 | -266996 | 104.379 | 397674 | 24.5344 | 83.7114 | 0 | 341198 | 341.198 | 187478 | -271135 | 107.644 | 404907 | 26.498 | 90.4112 | 0 | 348431 | 348.431 | 202482 | -276160 | -89.5873 | -86.3973 | -83.1323
[20 empty] | 2020-11-01 14:00 | 7311 | 11 | 1 | 15 | 142736.917 | 142.7369 | 88.5748 | 393083 | 23.7713 | 81.1077 | 0 | 336681 | 336.681 | 181646 | -268160 | 91.6929 | 396291 | 25.7291 | 87.7877 | 0 | 339888 | 339.888 | 196606 | -269860 | 95.3867 | 400257 | 27.9654 | 95.4179 | 0 | 343854 | 343.854 | 213695 | -272116 | -54.1621 | -51.044 | -47.3502
[20 empty] | 2020-11-01 15:00 | 7312 | 11 | 1 | 16 | 74024.263 | 74.0243 | 84.8582 | 350974 | 21.1816 | 72.2716 | 0 | 319350 | 319.35 | 161857 | -253453 | 87.8649 | 354622 | 23.1239 | 78.8987 | 0 | 322998 | 322.998 | 176699 | -255555 | 90.6531 | 359188 | 24.9252 | 85.0448 | 0 | 327563 | 327.563 | 190463 | -258292 | 10.8339 | 13.8406 | 16.6288
[20 empty] | 2020-11-01 16:00 | 7313 | 11 | 1 | 17 | 5529.032 | 5.529 | 14.694 | 31624.2 | 0 | 0 | 0 | 0 | 0 | 0 | 0 | 14.694 | 31624.2 | 0 | 0 | 0 | 0 | 0 | 0 | 0 | 14.694 | 31624.2 | 0 | 0 | 0 | 0 | 0 | 0 | 0 | 9.165 | 9.165 | 9.165
[20 empty] | 2020-11-01 17:00 | 7314 | 11 | 1 | 18 | 0 | 0 | 13.7827 | 31844.2 | 0 | 0 | 0 | 0 | 0 | 0 | 0 | 13.7827 | 31844.2 | 0 | 0 | 0 | 0 | 0 | 0 | 0 | 13.7827 | 31844.2 | 0 | 0 | 0 | 0 | 0 | 0 | 0 | 13.7827 | 13.7827 | 13.7827
[20 empty] | 2020-11-01 18:00 | 7315 | 11 | 1 | 19 | 0 | 0 | 10.3847 | 31844.2 | 0 | 0 | 0 | 0 | 0 | 0 | 0 | 10.3847 | 31844.2 | 0 | 0 | 0 | 0 | 0 | 0 | 0 | 10.3847 | 31844.2 | 0 | 0 | 0 | 0 | 0 | 0 | 0 | 10.3847 | 10.3847 | 10.3847
[20 empty] | 2020-11-01 19:00 | 7316 | 11 | 1 | 20 | 0 | 0 | 8.8655 | 9482.38 | 0 | 0 | 0 | 0 | 0 | 0 | 0 | 8.8655 | 9482.38 | 0 | 0 | 0 | 0 | 0 | 0 | 0 | 8.8655 | 9482.38 | 0 | 0 | 0 | 0 | 0 | 0 | 0 | 8.8655 | 8.8655 | 8.8655
[20 empty] | 2020-11-01 20:00 | 7317 | 11 | 1 | 21 | 0 | 0 | 7.3463 | 9555.71 | 0 | 0 | 0 | 0 | 0 | 0 | 0 | 7.3463 | 9555.71 | 0 | 0 | 0 | 0 | 0 | 0 | 0 | 7.3463 | 9555.71 | 0 | 0 | 0 | 0 | 0 | 0 | 0 | 7.3463 | 7.3463 | 7.3463
[20 empty] | 2020-11-01 21:00 | 7318 | 11 | 1 | 22 | 0 | 0 | 7.3463 | 9702.36 | 0 | 0 | 0 | 0 | 0 | 0 | 0 | 7.3463 | 9702.36 | 0 | 0 | 0 | 0 | 0 | 0 | 0 | 7.3463 | 9702.36 | 0 | 0 | 0 | 0 | 0 | 0 | 0 | 7.3463 | 7.3463 | 7.3463
[20 empty] | 2020-11-01 22:00 | 7319 | 11 | 1 | 23 | 0 | 0 | 7.3463 | 9702.36 | 0 | 0 | 0 | 0 | 0 | 0 | 0 | 7.3463 | 9702.36 | 0 | 0 | 0 | 0 | 0 | 0 | 0 | 7.3463 | 9702.36 | 0 | 0 | 0 | 0 | 0 | 0 | 0 | 7.3463 | 7.3463 | 7.3463
[20 empty] | 2020-11-01 23:00 | 7320 | 11 | 1 | 24 | 0 | 0 | 7.3463 | 9702.36 | 0 | 0 | 0 | 0 | 0 | 0 | 0 | 7.3463 | 9702.36 | 0 | 0 | 0 | 0 | 0 | 0 | 0 | 7.3463 | 9702.36 | 0 | 0 | 0 | 0 | 0 | 0 | 0 | 7.3463 | 7.3463 | 7.3463
[20 empty] | 2020-11-02 | 7321 | 11 | 2 | 1 | 0 | 0 | 7.3463 | 9849.01 | 0 | 0 | 0 | 0 | 0 | 0 | 0 | 7.3463 | 9849.01 | 0 | 0 | 0 | 0 | 0 | 0 | 0 | 7.3463 | 9849.01 | 0 | 0 | 0 | 0 | 0 | 0 | 0 | 7.3463 | 7.3463 | 7.3463
[20 empty] | 2020-11-02 01:00 | 7322 | 11 | 2 | 2 | 0 | 0 | 7.3463 | 9849.01 | 0 | 0 | 0 | 0 | 0 | 0 | 0 | 7.3463 | 9849.01 | 0 | 0 | 0 | 0 | 0 | 0 | 0 | 7.3463 | 9849.01 | 0 | 0 | 0 | 0 | 0 | 0 | 0 | 7.3463 | 7.3463 | 7.3463
[20 empty] | 2020-11-02 02:00 | 7323 | 11 | 2 | 3 | 0 | 0 | 7.3463 | 9849.01 | 0 | 0 | 0 | 0 | 0 | 0 | 0 | 7.3463 | 9849.01 | 0 | 0 | 0 | 0 | 0 | 0 | 0 | 7.3463 | 9849.01 | 0 | 0 | 0 | 0 | 0 | 0 | 0 | 7.3463 | 7.3463 | 7.3463
[20 empty] | 2020-11-02 03:00 | 7324 | 11 | 2 | 4 | 0 | 0 | 23.3415 | 358128 | 9.7089 | 33.1269 | 0 | 348206 | 348.206 | 74190 | -209898 | 24.8263 | 369014 | 10.6517 | 36.3436 | 0 | 359092 | 359.092 | 81393.8 | -214838 | 26.5054 | 381330 | 11.7184 | 39.9832 | 0 | 371407 | 371.407 | 89544.7 | -220454 | 23.3415 | 24.8263 | 26.5054
[20 empty] | 2020-11-02 04:00 | 7325 | 11 | 2 | 5 | 0 | 0 | 18.9777 | 234781 | 6.0072 | 20.4965 | 0 | 224858 | 224.858 | 45903.2 | -173120 | 19.8591 | 239853 | 6.5672 | 22.4073 | 0 | 229931 | 229.931 | 50182.7 | -176308 | 20.876 | 245621 | 7.2147 | 24.6165 | 0 | 235698 | 235.698 | 55130.2 | -179995 | 18.9777 | 19.8591 | 20.876
[20 empty] | 2020-11-02 05:00 | 7326 | 11 | 2 | 6 | 0 | 0 | 21.1565 | 248466 | 6.0271 | 20.5644 | 0 | 216036 | 216.036 | 46055.4 | -165132 | 22.0387 | 253753 | 6.5876 | 22.4767 | 0 | 221322 | 221.322 | 50338.1 | -168612 | 23.0568 | 259851 | 7.2353 | 24.6868 | 0 | 227420 | 227.42 | 55287.8 | -172620 | 21.1565 | 22.0387 | 23.0568
[20 empty] | 2020-11-02 06:00 | 7327 | 11 | 2 | 7 | 0 | 0 | 97.8512 | 409388 | 0.77657 | 2.6497 | 0 | 327321 | 327.321 | 5934.09 | -260745 | 99.2532 | 433790 | 0.88673 | 3.0255 | 0 | 351723 | 351.723 | 6775.88 | -280519 | 100.752 | 460829 | 1.0007 | 3.4144 | 0 | 378762 | 378.762 | 7646.73 | -302490 | 97.8512 | 99.2532 | 100.752
[20 empty] | 2020-11-02 07:00 | 7328 | 11 | 2 | 8 | 44614.335 | 44.6143 | 124.555 | 425907 | 0.9424 | 3.2155 | 0 | 343841 | 343.841 | 7201.26 | -273658 | 125.041 | 447791 | 1.0468 | 3.5718 | 0 | 365725 | 365.725 | 7999.24 | -291311 | 126.296 | 472166 | 1.2044 | 4.1092 | 0 | 390099 | 390.099 | 9202.92 | -310984 | 79.9407 | 80.4267 | 81.6817
[20 empty] | 2020-11-02 08:00 | 7329 | 11 | 2 | 9 | 109531.099 | 109.5311 | 129.868 | 307094 | 2.4663 | 8.4148 | 0 | 250178 | 250.178 | 18845.6 | -194113 | 130.832 | 321017 | 2.6875 | 9.1697 | 0 | 264101 | 264.101 | 20536.2 | -204950 | 132.092 | 336555 | 2.9404 | 10.0327 | 0 | 279639 | 279.639 | 22468.9 | -217036 | 20.3369 | 21.3009 | 22.5609
[20 empty] | 2020-11-02 09:00 | 7330 | 11 | 2 | 10 | 55695.377 | 55.6954 | 138.636 | 261753 | 10.7709 | 36.7503 | 0 | 205131 | 205.131 | 82304.9 | -155659 | 140.126 | 270265 | 11.5744 | 39.4919 | 0 | 213642 | 213.642 | 88444.8 | -161910 | 142.17 | 279613 | 12.5305 | 42.7541 | 0 | 222990 | 222.99 | 95750.5 | -168720 | 82.9406 | 84.4306 | 86.4746
[20 empty] | 2020-11-02 10:00 | 7331 | 11 | 2 | 11 | 151992.461 | 151.9925 | 118.227 | 323547 | 10.6223 | 36.2433 | 0 | 196888 | 196.888 | 81169.1 | -148547 | 119.99 | 329290 | 11.4689 | 39.1319 | 0 | 202631 | 202.631 | 87638.1 | -152380 | 121.541 | 336609 | 12.1909 | 41.5954 | 0 | 209950 | 209.95 | 93155.2 | -157469 | -33.7655 | -32.0025 | -30.4515
[20 empty] | 2020-11-02 11:00 | 7332 | 11 | 2 | 12 | 151333.627 | 151.3336 | 145.135 | 267742 | 15.4477 | 52.7076 | 0 | 141083 | 141.083 | 118042 | -100913 | 146.592 | 269721 | 16.4302 | 56.0598 | 0 | 143062 | 143.062 | 125549 | -101581 | 148.635 | 272559 | 17.6255 | 60.1382 | 0 | 145900 | 145.9 | 134683 | -102699 | -6.1986 | -4.7416 | -2.6986
[20 empty] | 2020-11-02 12:00 | 7333 | 11 | 2 | 13 | 195967.116 | 195.9671 | 95.7837 | 219766 | 14.9123 | 50.8808 | 0 | 130103 | 130.103 | 113951 | -90915.7 | 97.6339 | 221769 | 16.1155 | 54.9861 | 0 | 132106 | 132.106 | 123145 | -90150.4 | 99.3887 | 224248 | 17.1901 | 58.6526 | 0 | 134585 | 134.585 | 131356 | -89811.3 | -100.1834 | -98.3332 | -96.5784
[20 empty] | 2020-11-02 13:00 | 7334 | 11 | 2 | 14 | 127262.097 | 127.2621 | 90.4352 | 173651 | 14.5893 | 49.7787 | 0 | 117249 | 117.249 | 111482 | -76909.5 | 91.7292 | 172625 | 15.5401 | 53.0228 | 0 | 116223 | 116.223 | 118748 | -74635 | 93.4792 | 172225 | 16.6106 | 56.6754 | 0 | 115823 | 115.823 | 126928 | -72775.7 | -36.8269 | -35.5329 | -33.7829
[20 empty] | 2020-11-02 14:00 | 7335 | 11 | 2 | 15 | 50933.057 | 50.9331 | 74.3421 | 177713 | 12.7778 | 43.5979 | 0 | 121238 | 121.238 | 97640.4 | -86181.8 | 75.8209 | 175370 | 13.6192 | 46.4687 | 0 | 118894 | 118.894 | 104070 | -82915.3 | 76.8557 | 174706 | 14.2302 | 48.5534 | 0 | 118230 | 118.23 | 108739 | -81268.2 | 23.409 | 24.8878 | 25.9226
[20 empty] | 2020-11-02 15:00 | 7336 | 11 | 2 | 16 | 59800.214 | 59.8002 | 68.511 | 155952 | 7.8201 | 26.6821 | 0 | 124107 | 124.107 | 59756.5 | -86323.8 | 69.1518 | 153124 | 8.1638 | 27.855 | 0 | 121280 | 121.28 | 62383.2 | -82839.8 | 69.8406 | 152711 | 8.4821 | 28.9408 | 0 | 120867 | 120.867 | 64814.8 | -81407.8 | 8.7108 | 9.3516 | 10.0404
[20 empty] | 2020-11-02 16:00 | 7337 | 11 | 2 | 17 | 2644.901 | 2.6449 | 14.694 | 31844.2 | 0 | 0 | 0 | 0 | 0 | 0 | 0 | 14.694 | 31844.2 | 0 | 0 | 0 | 0 | 0 | 0 | 0 | 14.694 | 31844.2 | 0 | 0 | 0 | 0 | 0 | 0 | 0 | 12.0491 | 12.0491 | 12.0491
[20 empty] | 2020-11-02 17:00 | 7338 | 11 | 2 | 18 | 0 | 0 | 13.7827 | 32064.2 | 0 | 0 | 0 | 0 | 0 | 0 | 0 | 13.7827 | 32064.2 | 0 | 0 | 0 | 0 | 0 | 0 | 0 | 13.7827 | 32064.2 | 0 | 0 | 0 | 0 | 0 | 0 | 0 | 13.7827 | 13.7827 | 13.7827
[20 empty] | 2020-11-02 18:00 | 7339 | 11 | 2 | 19 | 0 | 0 | 10.3847 | 31844.2 | 0 | 0 | 0 | 0 | 0 | 0 | 0 | 10.3847 | 31844.2 | 0 | 0 | 0 | 0 | 0 | 0 | 0 | 10.3847 | 31844.2 | 0 | 0 | 0 | 0 | 0 | 0 | 0 | 10.3847 | 10.3847 | 10.3847
[20 empty] | 2020-11-02 19:00 | 7340 | 11 | 2 | 20 | 0 | 0 | 8.8655 | 9482.38 | 0 | 0 | 0 | 0 | 0 | 0 | 0 | 8.8655 | 9482.38 | 0 | 0 | 0 | 0 | 0 | 0 | 0 | 8.8655 | 9482.38 | 0 | 0 | 0 | 0 | 0 | 0 | 0 | 8.8655 | 8.8655 | 8.8655
[20 empty] | 2020-11-02 20:00 | 7341 | 11 | 2 | 21 | 0 | 0 | 7.3463 | 9702.36 | 0 | 0 | 0 | 0 | 0 | 0 | 0 | 7.3463 | 9702.36 | 0 | 0 | 0 | 0 | 0 | 0 | 0 | 7.3463 | 9702.36 | 0 | 0 | 0 | 0 | 0 | 0 | 0 | 7.3463 | 7.3463 | 7.3463
[20 empty] | 2020-11-02 21:00 | 7342 | 11 | 2 | 22 | 0 | 0 | 7.3463 | 9775.69 | 0 | 0 | 0 | 0 | 0 | 0 | 0 | 7.3463 | 9775.69 | 0 | 0 | 0 | 0 | 0 | 0 | 0 | 7.3463 | 9775.69 | 0 | 0 | 0 | 0 | 0 | 0 | 0 | 7.3463 | 7.3463 | 7.3463
[20 empty] | 2020-11-02 22:00 | 7343 | 11 | 2 | 23 | 0 | 0 | 7.3463 | 9775.69 | 0 | 0 | 0 | 0 | 0 | 0 | 0 | 7.3463 | 9775.69 | 0 | 0 | 0 | 0 | 0 | 0 | 0 | 7.3463 | 9775.69 | 0 | 0 | 0 | 0 | 0 | 0 | 0 | 7.3463 | 7.3463 | 7.3463
[20 empty] | 2020-11-02 23:00 | 7344 | 11 | 2 | 24 | 0 | 0 | 7.3463 | 9922.34 | 0 | 0 | 0 | 0 | 0 | 0 | 0 | 7.3463 | 9922.34 | 0 | 0 | 0 | 0 | 0 | 0 | 0 | 7.3463 | 9922.34 | 0 | 0 | 0 | 0 | 0 | 0 | 0 | 7.3463 | 7.3463 | 7.3463
[20 empty] | 2020-11-03 | 7345 | 11 | 3 | 1 | 0 | 0 | 7.3463 | 10069 | 0 | 0 | 0 | 0 | 0 | 0 | 0 | 7.3463 | 10069 | 0 | 0 | 0 | 0 | 0 | 0 | 0 | 7.3463 | 10069 | 0 | 0 | 0 | 0 | 0 | 0 | 0 | 7.3463 | 7.3463 | 7.3463
[20 empty] | 2020-11-03 01:00 | 7346 | 11 | 3 | 2 | 0 | 0 | 7.3463 | 10069 | 0 | 0 | 0 | 0 | 0 | 0 | 0 | 7.3463 | 10069 | 0 | 0 | 0 | 0 | 0 | 0 | 0 | 7.3463 | 10069 | 0 | 0 | 0 | 0 | 0 | 0 | 0 | 7.3463 | 7.3463 | 7.3463
[20 empty] | 2020-11-03 02:00 | 7347 | 11 | 3 | 3 | 0 | 0 | 7.3463 | 10289 | 0 | 0 | 0 | 0 | 0 | 0 | 0 | 7.3463 | 10289 | 0 | 0 | 0 | 0 | 0 | 0 | 0 | 7.3463 | 10289 | 0 | 0 | 0 | 0 | 0 | 0 | 0 | 7.3463 | 7.3463 | 7.3463
[20 empty] | 2020-11-03 03:00 | 7348 | 11 | 3 | 4 | 0 | 0 | 9.2516 | 154352 | 0.49213 | 1.6791 | 0 | 144063 | 144.063 | 3760.57 | -19264.4 | 9.3143 | 158666 | 0.49213 | 1.6791 | 0 | 148377 | 148.377 | 3760.56 | -19264.4 | 9.3839 | 164191 | 0.49213 | 1.6791 | 0 | 153902 | 153.902 | 3760.56 | -19264.6 | 9.2516 | 9.3143 | 9.3839
[20 empty] | 2020-11-03 04:00 | 7349 | 11 | 3 | 5 | 0 | 0 | 10.0196 | 51712.5 | 0 | 0 | 0 | 41423.6 | 41.4236 | 0 | -14669.7 | 16.5251 | 104387 | 4.3539 | 14.8555 | 0 | 94098.4 | 94.0984 | 33270 | -73341.4 | 10.1519 | 54240.8 | 0 | 0 | 0 | 43951.9 | 43.9519 | 0 | -14669.9 | 10.0196 | 16.5251 | 10.1519
[20 empty] | 2020-11-03 05:00 | 7350 | 11 | 3 | 6 | 0 | 0 | 17.9261 | 127701 | 3.8672 | 13.1948 | 0 | 94903.8 | 94.9038 | 29550.7 | -74678.8 | 12.2529 | 131907 | 0 | 0 | 0 | 99109 | 99.109 | 0 | -58174.6 | 19.504 | 133284 | 4.8507 | 16.5506 | 0 | 100486 | 100.486 | 37066.2 | -77874.7 | 17.9261 | 12.2529 | 19.504
[20 empty] | 2020-11-03 06:00 | 7351 | 11 | 3 | 7 | 0 | 0 | 96.9428 | 343144 | 0.65452 | 2.2332 | 0 | 260490 | 260.49 | 5001.48 | -205221 | 98.432 | 359180 | 0.77501 | 2.6443 | 0 | 276527 | 276.527 | 5922.17 | -223187 | 99.804 | 396834 | 0.86918 | 2.9657 | 0 | 314181 | 314.181 | 6641.78 | -250727 | 96.9428 | 98.432 | 99.804
[20 empty] | 2020-11-03 07:00 | 7352 | 11 | 3 | 8 | 51932.174 | 51.9322 | 129.603 | 371214 | 0.85773 | 2.9266 | 0 | 288560 | 288.56 | 6554.22 | -226705 | 130.372 | 397454 | 0.96101 | 3.279 | 0 | 314800 | 314.8 | 7343.46 | -248149 | 131.25 | 432642 | 1.0685 | 3.6457 | 0 | 349988 | 349.988 | 8164.79 | -276950 | 77.6708 | 78.4398 | 79.3178
[20 empty] | 2020-11-03 08:00 | 7353 | 11 | 3 | 9 | 127697.122 | 127.6971 | 128.008 | 293532 | 0.83157 | 2.8373 | 0 | 235736 | 235.736 | 6354.4 | -181519 | 128.743 | 317509 | 0.9401 | 3.2076 | 0 | 259712 | 259.712 | 7183.68 | -200997 | 129.769 | 349328 | 1.0525 | 3.5911 | 0 | 291532 | 291.532 | 8042.61 | -227000 | 0.31088 | 1.0459 | 2.0719
[20 empty] | 2020-11-03 09:00 | 7354 | 11 | 3 | 10 | 186020.14 | 186.0201 | 127.95 | 271332 | 0.77359 | 2.6395 | 0 | 213609 | 213.609 | 5911.3 | -164410 | 129.063 | 292097 | 0.89434 | 3.0515 | 0 | 234374 | 234.374 | 6833.99 | -181188 | 130.378 | 320147 | 1.0149 | 3.4629 | 0 | 262424 | 262.424 | 7755.37 | -204099 | -58.0701 | -56.9571 | -55.6421
[20 empty] | 2020-11-03 10:00 | 7355 | 11 | 3 | 11 | 221390.256 | 221.3903 | 107.954 | 339927 | 0.77091 | 2.6303 | 0 | 213268 | 213.268 | 5890.82 | -164056 | 109.272 | 357683 | 0.89434 | 3.0515 | 0 | 231024 | 231.024 | 6834 | -178288 | 110.77 | 382031 | 1.0149 | 3.4629 | 0 | 255372 | 255.372 | 7755.39 | -198038 | -113.4363 | -112.1183 | -110.6203
[20 empty] | 2020-11-03 11:00 | 7356 | 11 | 3 | 12 | 235306.343 | 235.3063 | 130.969 | 285593 | 0.72027 | 2.4576 | 0 | 158934 | 158.934 | 5503.85 | -117684 | 132.319 | 298506 | 0.8351 | 2.8494 | 0 | 171847 | 171.847 | 6381.33 | -127738 | 133.469 | 318024 | 0.90465 | 3.0867 | 0 | 191365 | 191.365 | 6912.76 | -143326 | -104.3373 | -102.9873 | -101.8373
[20 empty] | 2020-11-03 12:00 | 7357 | 11 | 3 | 13 | 226465.252 | 226.4653 | 82.5044 | 257398 | 0.70998 | 2.4225 | 0 | 164474 | 164.474 | 5425.27 | -120647 | 83.5809 | 268096 | 0.78386 | 2.6745 | 0 | 175172 | 175.172 | 5989.79 | -128756 | 85.0134 | 284604 | 0.89546 | 3.0553 | 0 | 191680 | 191.68 | 6842.54 | -141723 | -143.9609 | -142.8844 | -141.4519
[20 empty] | 2020-11-03 13:00 | 7358 | 11 | 3 | 14 | 197773.907 | 197.7739 | 78.0061 | 238465 | 0.72284 | 2.4663 | 0 | 180889 | 180.889 | 5523.52 | -134852 | 79.0292 | 250273 | 0.81233 | 2.7717 | 0 | 192697 | 192.697 | 6207.32 | -143916 | 80.282 | 267269 | 0.89463 | 3.0525 | 0 | 209693 | 209.693 | 6836.25 | -157304 | -119.7678 | -118.7447 | -117.4919
[20 empty] | 2020-11-03 14:00 | 7359 | 11 | 3 | 15 | 148498.462 | 148.4985 | 64.7976 | 254823 | 0.73452 | 2.5062 | 0 | 197320 | 197.32 | 5612.75 | -148975 | 65.7054 | 263572 | 0.82208 | 2.8049 | 0 | 206069 | 206.069 | 6281.83 | -155423 | 67.0436 | 277290 | 0.94251 | 3.2158 | 0 | 219787 | 219.787 | 7202.07 | -166000 | -83.7009 | -82.7931 | -81.4549
[20 empty] | 2020-11-03 15:00 | 7360 | 11 | 3 | 16 | 46027.147 | 46.0271 | 62.5829 | 244577 | 0.71272 | 2.4318 | 0 | 211780 | 211.78 | 5446.15 | -159796 | 63.696 | 255096 | 0.83036 | 2.8332 | 0 | 222298 | 222.298 | 6345.1 | -167673 | 64.886 | 269381 | 0.92078 | 3.1417 | 0 | 236583 | 236.583 | 7036.04 | -178643 | 16.5558 | 17.6689 | 18.8589
[20 empty] | 2020-11-03 16:00 | 7361 | 11 | 3 | 17 | 4981.574 | 4.9816 | 14.694 | 32797.7 | 0 | 0 | 0 | 0 | 0 | 0 | 0 | 14.694 | 32797.7 | 0 | 0 | 0 | 0 | 0 | 0 | 0 | 14.694 | 32797.7 | 0 | 0 | 0 | 0 | 0 | 0 | 0 | 9.7124 | 9.7124 | 9.7124
[20 empty] | 2020-11-03 17:00 | 7362 | 11 | 3 | 18 | 0 | 0 | 13.7827 | 33164.4 | 0 | 0 | 0 | 0 | 0 | 0 | 0 | 13.7827 | 33164.4 | 0 | 0 | 0 | 0 | 0 | 0 | 0 | 13.7827 | 33164.4 | 0 | 0 | 0 | 0 | 0 | 0 | 0 | 13.7827 | 13.7827 | 13.7827
[20 empty] | 2020-11-03 18:00 | 7363 | 11 | 3 | 19 | 0 | 0 | 10.3847 | 33311 | 0 | 0 | 0 | 0 | 0 | 0 | 0 | 10.3847 | 33311 | 0 | 0 | 0 | 0 | 0 | 0 | 0 | 10.3847 | 33311 | 0 | 0 | 0 | 0 | 0 | 0 | 0 | 10.3847 | 10.3847 | 10.3847
[20 empty] | 2020-11-03 19:00 | 7364 | 11 | 3 | 20 | 0 | 0 | 8.8655 | 10948.9 | 0 | 0 | 0 | 0 | 0 | 0 | 0 | 8.8655 | 10948.9 | 0 | 0 | 0 | 0 | 0 | 0 | 0 | 8.8655 | 10948.9 | 0 | 0 | 0 | 0 | 0 | 0 | 0 | 8.8655 | 8.8655 | 8.8655
[20 empty] | 2020-11-03 20:00 | 7365 | 11 | 3 | 21 | 0 | 0 | 7.3463 | 11095.6 | 0 | 0 | 0 | 0 | 0 | 0 | 0 | 7.3463 | 11095.6 | 0 | 0 | 0 | 0 | 0 | 0 | 0 | 7.3463 | 11095.6 | 0 | 0 | 0 | 0 | 0 | 0 | 0 | 7.3463 | 7.3463 | 7.3463
[20 empty] | 2020-11-03 21:00 | 7366 | 11 | 3 | 22 | 0 | 0 | 7.3463 | 11168.9 | 0 | 0 | 0 | 0 | 0 | 0 | 0 | 7.3463 | 11168.9 | 0 | 0 | 0 | 0 | 0 | 0 | 0 | 7.3463 | 11168.9 | 0 | 0 | 0 | 0 | 0 | 0 | 0 | 7.3463 | 7.3463 | 7.3463
[20 empty] | 2020-11-03 22:00 | 7367 | 11 | 3 | 23 | 0 | 0 | 7.3463 | 11168.9 | 0 | 0 | 0 | 0 | 0 | 0 | 0 | 7.3463 | 11168.9 | 0 | 0 | 0 | 0 | 0 | 0 | 0 | 7.3463 | 11168.9 | 0 | 0 | 0 | 0 | 0 | 0 | 0 | 7.3463 | 7.3463 | 7.3463
[20 empty] | 2020-11-03 23:00 | 7368 | 11 | 3 | 24 | 0 | 0 | 7.3463 | 11242.2 | 0 | 0 | 0 | 0 | 0 | 0 | 0 | 7.3463 | 11242.2 | 0 | 0 | 0 | 0 | 0 | 0 | 0 | 7.3463 | 11242.2 | 0 | 0 | 0 | 0 | 0 | 0 | 0 | 7.3463 | 7.3463 | 7.3463
[20 empty] | 2020-11-04 | 7369 | 11 | 4 | 1 | 0 | 0 | 7.3463 | 11242.2 | 0 | 0 | 0 | 0 | 0 | 0 | 0 | 7.3463 | 11242.2 | 0 | 0 | 0 | 0 | 0 | 0 | 0 | 7.3463 | 11242.2 | 0 | 0 | 0 | 0 | 0 | 0 | 0 | 7.3463 | 7.3463 | 7.3463
[20 empty] | 2020-11-04 01:00 | 7370 | 11 | 4 | 2 | 0 | 0 | 7.3463 | 11242.2 | 0 | 0 | 0 | 0 | 0 | 0 | 0 | 7.3463 | 11242.2 | 0 | 0 | 0 | 0 | 0 | 0 | 0 | 7.3463 | 11242.2 | 0 | 0 | 0 | 0 | 0 | 0 | 0 | 7.3463 | 7.3463 | 7.3463
[20 empty] | 2020-11-04 02:00 | 7371 | 11 | 4 | 3 | 0 | 0 | 7.3463 | 11388.9 | 0 | 0 | 0 | 0 | 0 | 0 | 0 | 7.3463 | 11388.9 | 0 | 0 | 0 | 0 | 0 | 0 | 0 | 7.3463 | 11388.9 | 0 | 0 | 0 | 0 | 0 | 0 | 0 | 7.3463 | 7.3463 | 7.3463
[20 empty] | 2020-11-04 03:00 | 7372 | 11 | 4 | 4 | 0 | 0 | 23.5804 | 372755 | 10.0641 | 34.3387 | 0 | 361292 | 361.292 | 76903.9 | -202717 | 25.19 | 391076 | 11.1259 | 37.9616 | 0 | 379614 | 379.614 | 85017.6 | -212778 | 26.653 | 412759 | 11.9659 | 40.8277 | 0 | 401296 | 401.296 | 91436.2 | -225084 | 23.5804 | 25.19 | 26.653
[20 empty] | 2020-11-04 04:00 | 7373 | 11 | 4 | 5 | 0 | 0 | 19.0209 | 237854 | 6.1341 | 20.9294 | 0 | 226391 | 226.391 | 46872.8 | -172961 | 19.8893 | 247983 | 6.6764 | 22.7798 | 0 | 236520 | 236.52 | 51016.8 | -180413 | 20.8909 | 261124 | 7.3023 | 24.9156 | 0 | 249662 | 249.662 | 55800.1 | -190409 | 19.0209 | 19.8893 | 20.8909
[20 empty] | 2020-11-04 05:00 | 7374 | 11 | 4 | 6 | 0 | 0 | 21.1821 | 255503 | 6.1277 | 20.9076 | 0 | 221678 | 221.678 | 46824 | -169555 | 22.0493 | 265457 | 6.6689 | 22.7542 | 0 | 231633 | 231.633 | 50959.6 | -177041 | 23.0493 | 278395 | 7.2934 | 24.885 | 0 | 244571 | 244.571 | 55731.6 | -186954 | 21.1821 | 22.0493 | 23.0493
[20 empty] | 2020-11-04 06:00 | 7375 | 11 | 4 | 7 | 0 | 0 | 97.7178 | 581181 | 0.74496 | 2.5418 | 0 | 497647 | 497.647 | 5692.53 | -410451 | 99.1423 | 634435 | 0.85472 | 2.9163 | 0 | 550901 | 550.901 | 6531.25 | -457034 | 100.664 | 694821 | 0.96778 | 3.3021 | 0 | 611286 | 611.286 | 7395.17 | -509992 | 97.7178 | 99.1423 | 100.664
[20 empty] | 2020-11-04 07:00 | 7376 | 11 | 4 | 8 | 18197.228 | 18.1972 | 126.364 | 624354 | 0.95073 | 3.2439 | 0 | 540820 | 540.82 | 7264.94 | -449689 | 126.492 | 677662 | 1.0578 | 3.6091 | 0 | 594127 | 594.127 | 8082.84 | -496698 | 127.415 | 736823 | 1.1777 | 4.0183 | 0 | 653288 | 653.288 | 8999.18 | -549044 | 108.1668 | 108.2948 | 109.2178
[20 empty] | 2020-11-04 08:00 | 7377 | 11 | 4 | 9 | 72319.25 | 72.3192 | 134.239 | 476009 | 0.90812 | 3.0985 | 0 | 417699 | 417.699 | 6939.27 | -344697 | 134.961 | 519524 | 1.0476 | 3.5745 | 0 | 461214 | 461.214 | 8005.27 | -382316 | 135.633 | 569398 | 1.1667 | 3.981 | 0 | 511088 | 511.088 | 8915.58 | -425690 | 61.9198 | 62.6418 | 63.3138
[20 empty] | 2020-11-04 09:00 | 7378 | 11 | 4 | 10 | 69497.003 | 69.497 | 134.33 | 432088 | 0.85759 | 2.9261 | 0 | 373998 | 373.998 | 6553.2 | -304232 | 134.83 | 469834 | 0.9684 | 3.3042 | 0 | 411745 | 411.745 | 7399.96 | -335642 | 135.956 | 513036 | 1.1649 | 3.9746 | 0 | 454946 | 454.946 | 8901.44 | -371757 | 64.833 | 65.333 | 66.459
[20 empty] | 2020-11-04 10:00 | 7379 | 11 | 4 | 11 | 67805.323 | 67.8053 | 113.555 | 501280 | 0.8576 | 2.9261 | 0 | 374622 | 374.622 | 6553.24 | -300546 | 113.726 | 536212 | 0.96841 | 3.3042 | 0 | 409553 | 409.553 | 7400.02 | -329378 | 114.455 | 575914 | 1.1211 | 3.8251 | 0 | 449255 | 449.255 | 8566.48 | -362150 | 45.7497 | 45.9207 | 46.6497
[20 empty] | 2020-11-04 11:00 | 7380 | 11 | 4 | 12 | 52803.508 | 52.8035 | 135.494 | 409749 | 0.83131 | 2.8364 | 0 | 283090 | 283.09 | 6352.38 | -226266 | 135.546 | 435266 | 0.92922 | 3.1705 | 0 | 308607 | 308.607 | 7100.57 | -247164 | 135.576 | 465564 | 0.9785 | 3.3386 | 0 | 338905 | 338.905 | 7477.07 | -272048 | 82.6905 | 82.7425 | 82.7725
[20 empty] | 2020-11-04 12:00 | 7381 | 11 | 4 | 13 | 22342.625 | 22.3426 | 84.7227 | 374011 | 0.80963 | 2.7625 | 0 | 280102 | 280.102 | 6186.72 | -219688 | 85.0048 | 393707 | 0.84638 | 2.8878 | 0 | 299798 | 299.798 | 6467.5 | -235497 | 85.6158 | 418611 | 0.89392 | 3.05 | 0 | 324702 | 324.702 | 6830.78 | -255623 | 62.3801 | 62.6622 | 63.2732
[20 empty] | 2020-11-04 13:00 | 7382 | 11 | 4 | 14 | 68456.851 | 68.4569 | 79.4574 | 341167 | 0.80963 | 2.7625 | 0 | 283297 | 283.297 | 6186.72 | -222498 | 79.9843 | 356410 | 0.85016 | 2.9007 | 0 | 298540 | 298.54 | 6496.38 | -234493 | 80.6746 | 376926 | 0.89392 | 3.05 | 0 | 319057 | 319.057 | 6830.78 | -250885 | 11.0005 | 11.5274 | 12.2177
[20 empty] | 2020-11-04 14:00 | 7383 | 11 | 4 | 15 | 14127.709 | 14.1277 | 65.2586 | 354786 | 0.80498 | 2.7466 | 0 | 296990 | 296.99 | 6151.2 | -235730 | 66.1581 | 365699 | 0.89155 | 3.042 | 0 | 307903 | 307.903 | 6812.68 | -244110 | 66.7338 | 379566 | 0.8874 | 3.0278 | 0 | 321770 | 321.77 | 6780.99 | -254909 | 51.1309 | 52.0304 | 52.6061
[20 empty] | 2020-11-04 15:00 | 7384 | 11 | 4 | 16 | 15743.925 | 15.7439 | 63.361 | 351786 | 0.82444 | 2.813 | 0 | 318695 | 318.695 | 6299.89 | -249746 | 64.2255 | 365388 | 0.89902 | 3.0675 | 0 | 332297 | 332.297 | 6869.8 | -260191 | 65.2295 | 382119 | 0.95629 | 3.2629 | 0 | 349028 | 349.028 | 7307.39 | -273175 | 47.6171 | 48.4816 | 49.4856
[20 empty] | 2020-11-04 16:00 | 7385 | 11 | 4 | 17 | 0 | 0 | 14.694 | 33091 | 0 | 0 | 0 | 0 | 0 | 0 | 0 | 14.694 | 33091 | 0 | 0 | 0 | 0 | 0 | 0 | 0 | 14.694 | 33091 | 0 | 0 | 0 | 0 | 0 | 0 | 0 | 14.694 | 14.694 | 14.694
[20 empty] | 2020-11-04 17:00 | 7386 | 11 | 4 | 18 | 0 | 0 | 13.7827 | 33311 | 0 | 0 | 0 | 0 | 0 | 0 | 0 | 13.7827 | 33311 | 0 | 0 | 0 | 0 | 0 | 0 | 0 | 13.7827 | 33311 | 0 | 0 | 0 | 0 | 0 | 0 | 0 | 13.7827 | 13.7827 | 13.7827
[20 empty] | 2020-11-04 18:00 | 7387 | 11 | 4 | 19 | 0 | 0 | 10.3847 | 33384.4 | 0 | 0 | 0 | 0 | 0 | 0 | 0 | 10.3847 | 33384.4 | 0 | 0 | 0 | 0 | 0 | 0 | 0 | 10.3847 | 33384.4 | 0 | 0 | 0 | 0 | 0 | 0 | 0 | 10.3847 | 10.3847 | 10.3847
[20 empty] | 2020-11-04 19:00 | 7388 | 11 | 4 | 20 | 0 | 0 | 8.8655 | 11022.3 | 0 | 0 | 0 | 0 | 0 | 0 | 0 | 8.8655 | 11022.3 | 0 | 0 | 0 | 0 | 0 | 0 | 0 | 8.8655 | 11022.3 | 0 | 0 | 0 | 0 | 0 | 0 | 0 | 8.8655 | 8.8655 | 8.8655
[20 empty] | 2020-11-04 20:00 | 7389 | 11 | 4 | 21 | 0 | 0 | 7.3463 | 11095.6 | 0 | 0 | 0 | 0 | 0 | 0 | 0 | 7.3463 | 11095.6 | 0 | 0 | 0 | 0 | 0 | 0 | 0 | 7.3463 | 11095.6 | 0 | 0 | 0 | 0 | 0 | 0 | 0 | 7.3463 | 7.3463 | 7.3463
[20 empty] | 2020-11-04 21:00 | 7390 | 11 | 4 | 22 | 0 | 0 | 7.3463 | 11095.6 | 0 | 0 | 0 | 0 | 0 | 0 | 0 | 7.3463 | 11095.6 | 0 | 0 | 0 | 0 | 0 | 0 | 0 | 7.3463 | 11095.6 | 0 | 0 | 0 | 0 | 0 | 0 | 0 | 7.3463 | 7.3463 | 7.3463
[20 empty] | 2020-11-04 22:00 | 7391 | 11 | 4 | 23 | 0 | 0 | 7.3463 | 11095.6 | 0 | 0 | 0 | 0 | 0 | 0 | 0 | 7.3463 | 11095.6 | 0 | 0 | 0 | 0 | 0 | 0 | 0 | 7.3463 | 11095.6 | 0 | 0 | 0 | 0 | 0 | 0 | 0 | 7.3463 | 7.3463 | 7.3463
[20 empty] | 2020-11-04 23:00 | 7392 | 11 | 4 | 24 | 0 | 0 | 7.3463 | 11168.9 | 0 | 0 | 0 | 0 | 0 | 0 | 0 | 7.3463 | 11168.9 | 0 | 0 | 0 | 0 | 0 | 0 | 0 | 7.3463 | 11168.9 | 0 | 0 | 0 | 0 | 0 | 0 | 0 | 7.3463 | 7.3463 | 7.3463
[20 empty] | 2020-11-05 | 7393 | 11 | 5 | 1 | 0 | 0 | 7.3463 | 11168.9 | 0 | 0 | 0 | 0 | 0 | 0 | 0 | 7.3463 | 11168.9 | 0 | 0 | 0 | 0 | 0 | 0 | 0 | 7.3463 | 11168.9 | 0 | 0 | 0 | 0 | 0 | 0 | 0 | 7.3463 | 7.3463 | 7.3463
[20 empty] | 2020-11-05 01:00 | 7394 | 11 | 5 | 2 | 0 | 0 | 7.3463 | 11168.9 | 0 | 0 | 0 | 0 | 0 | 0 | 0 | 7.3463 | 11168.9 | 0 | 0 | 0 | 0 | 0 | 0 | 0 | 7.3463 | 11168.9 | 0 | 0 | 0 | 0 | 0 | 0 | 0 | 7.3463 | 7.3463 | 7.3463
[20 empty] | 2020-11-05 02:00 | 7395 | 11 | 5 | 3 | 0 | 0 | 7.3463 | 11095.6 | 0 | 0 | 0 | 0 | 0 | 0 | 0 | 7.3463 | 11095.6 | 0 | 0 | 0 | 0 | 0 | 0 | 0 | 7.3463 | 11095.6 | 0 | 0 | 0 | 0 | 0 | 0 | 0 | 7.3463 | 7.3463 | 7.3463
[20 empty] | 2020-11-05 03:00 | 7396 | 11 | 5 | 4 | 0 | 0 | 23.504 | 376690 | 9.9499 | 33.9492 | 0 | 365594 | 365.594 | 76031.6 | -218254 | 24.957 | 393085 | 10.8559 | 37.0403 | 0 | 381989 | 381.989 | 82954.1 | -227393 | 26.588 | 411977 | 11.8689 | 40.4967 | 0 | 400882 | 400.882 | 90695 | -238053 | 23.504 | 24.957 | 26.588
[20 empty] | 2020-11-05 04:00 | 7397 | 11 | 5 | 5 | 0 | 0 | 18.9697 | 249905 | 6.0599 | 20.6764 | 0 | 238809 | 238.809 | 46306.2 | -184312 | 19.8347 | 259222 | 6.5999 | 22.5189 | 0 | 248126 | 248.126 | 50432.5 | -191183 | 20.8337 | 270170 | 7.2245 | 24.65 | 0 | 259074 | 259.074 | 55205.3 | -199255 | 18.9697 | 19.8347 | 20.8337
[20 empty] | 2020-11-05 05:00 | 7398 | 11 | 5 | 6 | 0 | 0 | 21.1396 | 262058 | 6.0645 | 20.6922 | 0 | 228674 | 228.674 | 46341.6 | -177197 | 22.0045 | 271025 | 6.6043 | 22.534 | 0 | 237641 | 237.641 | 50466.4 | -183872 | 23.0029 | 281439 | 7.2284 | 24.6634 | 0 | 248054 | 248.054 | 55235.3 | -191697 | 21.1396 | 22.0045 | 23.0029
[20 empty] | 2020-11-05 06:00 | 7399 | 11 | 5 | 7 | 0 | 0 | 97.7695 | 593127 | 0.74842 | 2.5536 | 0 | 509960 | 509.96 | 5718.96 | -420048 | 99.2402 | 639796 | 0.86583 | 2.9542 | 0 | 556628 | 556.628 | 6616.18 | -460422 | 100.75 | 691631 | 0.97837 | 3.3382 | 0 | 608463 | 608.463 | 7476.13 | -505442 | 97.7695 | 99.2402 | 100.75
[20 empty] | 2020-11-05 07:00 | 7400 | 11 | 5 | 8 | 51320.35 | 51.3203 | 125.33 | 620265 | 0.94023 | 3.2081 | 0 | 537098 | 537.098 | 7184.68 | -446649 | 125.748 | 666067 | 1.0568 | 3.6056 | 0 | 582899 | 582.899 | 8075.06 | -486559 | 126.728 | 716391 | 1.1759 | 4.0121 | 0 | 633224 | 633.224 | 8985.27 | -530458 | 74.0096 | 74.4276 | 75.4076
[20 empty] | 2020-11-05 08:00 | 7401 | 11 | 5 | 9 | 126973.885 | 126.9739 | 128.713 | 430684 | 0.93273 | 3.1825 | 0 | 373108 | 373.108 | 7127.33 | -313946 | 129.531 | 460808 | 1.0386 | 3.5435 | 0 | 403232 | 403.232 | 7935.96 | -339530 | 130.593 | 495223 | 1.1563 | 3.9455 | 0 | 437647 | 437.647 | 8836.1 | -368770 | 1.7391 | 2.5571 | 3.6191
[20 empty] | 2020-11-05 09:00 | 7402 | 11 | 5 | 10 | 186040.435 | 186.0404 | 128.607 | 394863 | 0.84791 | 2.8931 | 0 | 337434 | 337.434 | 6479.24 | -268729 | 129.576 | 419293 | 0.94812 | 3.235 | 0 | 361863 | 361.863 | 7244.92 | -288553 | 131.303 | 446125 | 1.131 | 3.8588 | 0 | 388695 | 388.695 | 8642.15 | -310321 | -57.4334 | -56.4644 | -54.7374
[20 empty] | 2020-11-05 10:00 | 7403 | 11 | 5 | 11 | 221602.628 | 221.6026 | 108.739 | 453321 | 0.84141 | 2.8709 | 0 | 326663 | 326.663 | 6429.55 | -259584 | 109.77 | 473806 | 0.93646 | 3.1952 | 0 | 347147 | 347.147 | 7155.83 | -276033 | 111.182 | 496329 | 1.0543 | 3.5974 | 0 | 369670 | 369.67 | 8056.61 | -294108 | -112.8636 | -111.8326 | -110.4206
[20 empty] | 2020-11-05 11:00 | 7404 | 11 | 5 | 12 | 71861.25 | 71.8612 | 131.804 | 368756 | 0.814 | 2.7774 | 0 | 242097 | 242.097 | 6220.11 | -187107 | 132.952 | 382200 | 0.91024 | 3.1057 | 0 | 255541 | 255.541 | 6955.49 | -197557 | 134.342 | 398016 | 1.017 | 3.4701 | 0 | 271357 | 271.357 | 7771.46 | -209908 | 59.9428 | 61.0907 | 62.4808
[20 empty] | 2020-11-05 12:00 | 7405 | 11 | 5 | 13 | 227263.457 | 227.2635 | 83.2739 | 339776 | 0.79955 | 2.7281 | 0 | 247630 | 247.63 | 6109.68 | -191997 | 84.4623 | 351865 | 0.89493 | 3.0535 | 0 | 259720 | 259.72 | 6838.5 | -201296 | 85.3008 | 365578 | 0.91873 | 3.1347 | 0 | 273433 | 273.433 | 7020.41 | -211866 | -143.9896 | -142.8012 | -141.9627
[20 empty] | 2020-11-05 13:00 | 7406 | 11 | 5 | 14 | 121232.639 | 121.2326 | 78.5493 | 302379 | 0.80714 | 2.754 | 0 | 245023 | 245.023 | 6167.65 | -189789 | 79.7163 | 312205 | 0.90253 | 3.0794 | 0 | 254849 | 254.849 | 6896.62 | -197145 | 81.11 | 323536 | 1.0083 | 3.4404 | 0 | 266179 | 266.179 | 7705.09 | -205664 | -42.6833 | -41.5163 | -40.1226
[20 empty] | 2020-11-05 14:00 | 7407 | 11 | 5 | 15 | 146037.296 | 146.0373 | 65.0149 | 315005 | 0.82172 | 2.8037 | 0 | 257722 | 257.722 | 6279.09 | -200613 | 65.9898 | 321717 | 0.89412 | 3.0507 | 0 | 264434 | 264.434 | 6832.33 | -205321 | 67.3599 | 329949 | 0.99842 | 3.4066 | 0 | 272667 | 272.667 | 7629.35 | -211220 | -81.0224 | -80.0475 | -78.6774
[20 empty] | 2020-11-05 15:00 | 7408 | 11 | 5 | 16 | 73342.73 | 73.3427 | 63.4948 | 304245 | 0.83165 | 2.8376 | 0 | 271667 | 271.667 | 6354.99 | -212539 | 64.3978 | 314479 | 0.92075 | 3.1416 | 0 | 281901 | 281.901 | 7035.83 | -220244 | 65.5011 | 326021 | 0.99892 | 3.4083 | 0 | 293443 | 293.443 | 7633.17 | -228953 | -9.8479 | -8.9449 | -7.8416
[20 empty] | 2020-11-05 16:00 | 7409 | 11 | 5 | 17 | 3576.667 | 3.5767 | 14.694 | 32577.6 | 0 | 0 | 0 | 0 | 0 | 0 | 0 | 14.694 | 32577.6 | 0 | 0 | 0 | 0 | 0 | 0 | 0 | 14.694 | 32577.6 | 0 | 0 | 0 | 0 | 0 | 0 | 0 | 11.1173 | 11.1173 | 11.1173
[20 empty] | 2020-11-05 17:00 | 7410 | 11 | 5 | 18 | 0 | 0 | 13.7827 | 32651 | 0 | 0 | 0 | 0 | 0 | 0 | 0 | 13.7827 | 32651 | 0 | 0 | 0 | 0 | 0 | 0 | 0 | 13.7827 | 32651 | 0 | 0 | 0 | 0 | 0 | 0 | 0 | 13.7827 | 13.7827 | 13.7827
[20 empty] | 2020-11-05 18:00 | 7411 | 11 | 5 | 19 | 0 | 0 | 10.3847 | 32651 | 0 | 0 | 0 | 0 | 0 | 0 | 0 | 10.3847 | 32651 | 0 | 0 | 0 | 0 | 0 | 0 | 0 | 10.3847 | 32651 | 0 | 0 | 0 | 0 | 0 | 0 | 0 | 10.3847 | 10.3847 | 10.3847
[20 empty] | 2020-11-05 19:00 | 7412 | 11 | 5 | 20 | 0 | 0 | 8.8655 | 10289 | 0 | 0 | 0 | 0 | 0 | 0 | 0 | 8.8655 | 10289 | 0 | 0 | 0 | 0 | 0 | 0 | 0 | 8.8655 | 10289 | 0 | 0 | 0 | 0 | 0 | 0 | 0 | 8.8655 | 8.8655 | 8.8655
[20 empty] | 2020-11-05 20:00 | 7413 | 11 | 5 | 21 | 0 | 0 | 7.3463 | 10362.3 | 0 | 0 | 0 | 0 | 0 | 0 | 0 | 7.3463 | 10362.3 | 0 | 0 | 0 | 0 | 0 | 0 | 0 | 7.3463 | 10362.3 | 0 | 0 | 0 | 0 | 0 | 0 | 0 | 7.3463 | 7.3463 | 7.3463
[20 empty] | 2020-11-05 21:00 | 7414 | 11 | 5 | 22 | 0 | 0 | 7.3463 | 10362.3 | 0 | 0 | 0 | 0 | 0 | 0 | 0 | 7.3463 | 10362.3 | 0 | 0 | 0 | 0 | 0 | 0 | 0 | 7.3463 | 10362.3 | 0 | 0 | 0 | 0 | 0 | 0 | 0 | 7.3463 | 7.3463 | 7.3463
[20 empty] | 2020-11-05 22:00 | 7415 | 11 | 5 | 23 | 0 | 0 | 7.3463 | 10362.3 | 0 | 0 | 0 | 0 | 0 | 0 | 0 | 7.3463 | 10362.3 | 0 | 0 | 0 | 0 | 0 | 0 | 0 | 7.3463 | 10362.3 | 0 | 0 | 0 | 0 | 0 | 0 | 0 | 7.3463 | 7.3463 | 7.3463
[20 empty] | 2020-11-05 23:00 | 7416 | 11 | 5 | 24 | 0 | 0 | 7.7516 | 10362.3 | 0 | 0 | 0 | 0 | 0 | 0 | 0 | 7.7516 | 10362.3 | 0 | 0 | 0 | 0 | 0 | 0 | 0 | 7.7516 | 10362.3 | 0 | 0 | 0 | 0 | 0 | 0 | 0 | 7.7516 | 7.7516 | 7.7516
[20 empty] | 2020-11-06 | 7417 | 11 | 6 | 1 | 0 | 0 | 7.7516 | 10362.3 | 0 | 0 | 0 | 0 | 0 | 0 | 0 | 7.7516 | 10362.3 | 0 | 0 | 0 | 0 | 0 | 0 | 0 | 7.7516 | 10362.3 | 0 | 0 | 0 | 0 | 0 | 0 | 0 | 7.7516 | 7.7516 | 7.7516
[20 empty] | 2020-11-06 01:00 | 7418 | 11 | 6 | 2 | 0 | 0 | 7.7516 | 10362.3 | 0 | 0 | 0 | 0 | 0 | 0 | 0 | 7.7516 | 10362.3 | 0 | 0 | 0 | 0 | 0 | 0 | 0 | 7.7516 | 10362.3 | 0 | 0 | 0 | 0 | 0 | 0 | 0 | 7.7516 | 7.7516 | 7.7516
[20 empty] | 2020-11-06 02:00 | 7419 | 11 | 6 | 3 | 0 | 0 | 7.7516 | 10509 | 0 | 0 | 0 | 0 | 0 | 0 | 0 | 7.7516 | 10509 | 0 | 0 | 0 | 0 | 0 | 0 | 0 | 7.7516 | 10509 | 0 | 0 | 0 | 0 | 0 | 0 | 0 | 7.7516 | 7.7516 | 7.7516
[20 empty] | 2020-11-06 03:00 | 7420 | 11 | 6 | 4 | 0 | 0 | 7.7516 | 10728.9 | 0 | 0 | 0 | 0 | 0 | 0 | 0 | 7.7516 | 10728.9 | 0 | 0 | 0 | 0 | 0 | 0 | 0 | 7.7516 | 10728.9 | 0 | 0 | 0 | 0 | 0 | 0 | 0 | 7.7516 | 7.7516 | 7.7516
[20 empty] | 2020-11-06 04:00 | 7421 | 11 | 6 | 5 | 0 | 0 | 7.7516 | 10728.9 | 0 | 0 | 0 | 0 | 0 | 0 | 0 | 7.7516 | 10728.9 | 0 | 0 | 0 | 0 | 0 | 0 | 0 | 7.7516 | 10728.9 | 0 | 0 | 0 | 0 | 0 | 0 | 0 | 7.7516 | 7.7516 | 7.7516
[20 empty] | 2020-11-06 05:00 | 7422 | 11 | 6 | 6 | 0 | 0 | 7.7516 | 10802.3 | 0 | 0 | 0 | 0 | 0 | 0 | 0 | 7.7516 | 10802.3 | 0 | 0 | 0 | 0 | 0 | 0 | 0 | 7.7516 | 10802.3 | 0 | 0 | 0 | 0 | 0 | 0 | 0 | 7.7516 | 7.7516 | 7.7516
[20 empty] | 2020-11-06 06:00 | 7423 | 11 | 6 | 7 | 0 | 0 | 7.7516 | 10875.6 | 0 | 0 | 0 | 0 | 0 | 0 | 0 | 7.7516 | 10875.6 | 0 | 0 | 0 | 0 | 0 | 0 | 0 | 7.7516 | 10875.6 | 0 | 0 | 0 | 0 | 0 | 0 | 0 | 7.7516 | 7.7516 | 7.7516
[20 empty] | 2020-11-06 07:00 | 7424 | 11 | 6 | 8 | 6314.802 | 6.3148 | 7.5265 | 10875.6 | 0 | 0 | 0 | 0 | 0 | 0 | 0 | 7.4817 | 10875.6 | 0 | 0 | 0 | 0 | 0 | 0 | 0 | 7.4692 | 10875.6 | 0 | 0 | 0 | 0 | 0 | 0 | 0 | 1.2117 | 1.1669 | 1.1544
[20 empty] | 2020-11-06 08:00 | 7425 | 11 | 6 | 9 | 91946.68 | 91.9467 | 7.5617 | 9775.69 | 0 | 0 | 0 | 0 | 0 | 0 | 0 | 7.5253 | 9775.69 | 0 | 0 | 0 | 0 | 0 | 0 | 0 | 7.4898 | 9775.69 | 0 | 0 | 0 | 0 | 0 | 0 | 0 | -84.385 | -84.4213 | -84.4569
[20 empty] | 2020-11-06 09:00 | 7426 | 11 | 6 | 10 | 178430.593 | 178.4306 | 7.5633 | 9702.36 | 0 | 0 | 0 | 0 | 0 | 0 | 0 | 7.5287 | 9702.36 | 0 | 0 | 0 | 0 | 0 | 0 | 0 | 7.4954 | 9702.36 | 0 | 0 | 0 | 0 | 0 | 0 | 0 | -170.8673 | -170.9018 | -170.9352
[20 empty] | 2020-11-06 10:00 | 7427 | 11 | 6 | 11 | 212262.802 | 212.2628 | 7.547 | 9702.36 | 0 | 0 | 0 | 0 | 0 | 0 | 0 | 7.5034 | 9702.36 | 0 | 0 | 0 | 0 | 0 | 0 | 0 | 7.4684 | 9702.36 | 0 | 0 | 0 | 0 | 0 | 0 | 0 | -204.7158 | -204.7594 | -204.7944
[20 empty] | 2020-11-06 11:00 | 7428 | 11 | 6 | 12 | 224114.815 | 224.1148 | 7.4686 | 9629.03 | 0 | 0 | 0 | 0 | 0 | 0 | 0 | 7.4679 | 9629.03 | 0 | 0 | 0 | 0 | 0 | 0 | 0 | 7.4679 | 9629.03 | 0 | 0 | 0 | 0 | 0 | 0 | 0 | -216.6462 | -216.6469 | -216.6469
[20 empty] | 2020-11-06 12:00 | 7429 | 11 | 6 | 13 | 215077.085 | 215.0771 | 7.4679 | 9702.36 | 0 | 0 | 0 | 0 | 0 | 0 | 0 | 7.4679 | 9702.36 | 0 | 0 | 0 | 0 | 0 | 0 | 0 | 7.4679 | 9702.36 | 0 | 0 | 0 | 0 | 0 | 0 | 0 | -207.6092 | -207.6092 | -207.6092
[20 empty] | 2020-11-06 13:00 | 7430 | 11 | 6 | 14 | 186550.078 | 186.5501 | 7.4698 | 9702.36 | 0 | 0 | 0 | 0 | 0 | 0 | 0 | 7.4679 | 9702.36 | 0 | 0 | 0 | 0 | 0 | 0 | 0 | 7.4679 | 9702.36 | 0 | 0 | 0 | 0 | 0 | 0 | 0 | -179.0803 | -179.0822 | -179.0822
[20 empty] | 2020-11-06 14:00 | 7431 | 11 | 6 | 15 | 91112.622 | 91.1126 | 7.4697 | 9702.36 | 0 | 0 | 0 | 0 | 0 | 0 | 0 | 7.4679 | 9702.36 | 0 | 0 | 0 | 0 | 0 | 0 | 0 | 7.4679 | 9702.36 | 0 | 0 | 0 | 0 | 0 | 0 | 0 | -83.6429 | -83.6447 | -83.6447
[20 empty] | 2020-11-06 15:00 | 7432 | 11 | 6 | 16 | 54186.534 | 54.1865 | 7.4767 | 9775.69 | 0 | 0 | 0 | 0 | 0 | 0 | 0 | 7.4679 | 9775.69 | 0 | 0 | 0 | 0 | 0 | 0 | 0 | 7.4679 | 9775.69 | 0 | 0 | 0 | 0 | 0 | 0 | 0 | -46.7098 | -46.7187 | -46.7187
[20 empty] | 2020-11-06 16:00 | 7433 | 11 | 6 | 17 | 933.357 | 0.93336 | 7.5644 | 9775.69 | 0 | 0 | 0 | 0 | 0 | 0 | 0 | 7.5598 | 9775.69 | 0 | 0 | 0 | 0 | 0 | 0 | 0 | 7.5545 | 9775.69 | 0 | 0 | 0 | 0 | 0 | 0 | 0 | 6.631 | 6.6265 | 6.6211
[20 empty] | 2020-11-06 17:00 | 7434 | 11 | 6 | 18 | 0 | 0 | 7.7516 | 9922.34 | 0 | 0 | 0 | 0 | 0 | 0 | 0 | 7.7516 | 9922.34 | 0 | 0 | 0 | 0 | 0 | 0 | 0 | 7.7516 | 9922.34 | 0 | 0 | 0 | 0 | 0 | 0 | 0 | 7.7516 | 7.7516 | 7.7516
[20 empty] | 2020-11-06 18:00 | 7435 | 11 | 6 | 19 | 0 | 0 | 7.7516 | 9849.01 | 0 | 0 | 0 | 0 | 0 | 0 | 0 | 7.7516 | 9849.01 | 0 | 0 | 0 | 0 | 0 | 0 | 0 | 7.7516 | 9849.01 | 0 | 0 | 0 | 0 | 0 | 0 | 0 | 7.7516 | 7.7516 | 7.7516
[20 empty] | 2020-11-06 19:00 | 7436 | 11 | 6 | 20 | 0 | 0 | 7.7516 | 9849.01 | 0 | 0 | 0 | 0 | 0 | 0 | 0 | 7.7516 | 9849.01 | 0 | 0 | 0 | 0 | 0 | 0 | 0 | 7.7516 | 9849.01 | 0 | 0 | 0 | 0 | 0 | 0 | 0 | 7.7516 | 7.7516 | 7.7516
[20 empty] | 2020-11-06 20:00 | 7437 | 11 | 6 | 21 | 0 | 0 | 7.7516 | 9849.01 | 0 | 0 | 0 | 0 | 0 | 0 | 0 | 7.7516 | 9849.01 | 0 | 0 | 0 | 0 | 0 | 0 | 0 | 7.7516 | 9849.01 | 0 | 0 | 0 | 0 | 0 | 0 | 0 | 7.7516 | 7.7516 | 7.7516
[20 empty] | 2020-11-06 21:00 | 7438 | 11 | 6 | 22 | 0 | 0 | 7.7516 | 9849.01 | 0 | 0 | 0 | 0 | 0 | 0 | 0 | 7.7516 | 9849.01 | 0 | 0 | 0 | 0 | 0 | 0 | 0 | 7.7516 | 9849.01 | 0 | 0 | 0 | 0 | 0 | 0 | 0 | 7.7516 | 7.7516 | 7.7516
[20 empty] | 2020-11-06 22:00 | 7439 | 11 | 6 | 23 | 0 | 0 | 7.7516 | 9775.69 | 0 | 0 | 0 | 0 | 0 | 0 | 0 | 7.7516 | 9775.69 | 0 | 0 | 0 | 0 | 0 | 0 | 0 | 7.7516 | 9775.69 | 0 | 0 | 0 | 0 | 0 | 0 | 0 | 7.7516 | 7.7516 | 7.7516
[20 empty] | 2020-11-06 23:00 | 7440 | 11 | 6 | 24 | 0 | 0 | 7.7516 | 9849.01 | 0 | 0 | 0 | 0 | 0 | 0 | 0 | 7.7516 | 9849.01 | 0 | 0 | 0 | 0 | 0 | 0 | 0 | 7.7516 | 9849.01 | 0 | 0 | 0 | 0 | 0 | 0 | 0 | 7.7516 | 7.7516 | 7.7516
[20 empty] | 2020-11-07 | 7441 | 11 | 7 | 1 | 0 | 0 | 7.7516 | 9629.03 | 0 | 0 | 0 | 0 | 0 | 0 | 0 | 7.7516 | 9629.03 | 0 | 0 | 0 | 0 | 0 | 0 | 0 | 7.7516 | 9629.03 | 0 | 0 | 0 | 0 | 0 | 0 | 0 | 7.7516 | 7.7516 | 7.7516
[20 empty] | 2020-11-07 01:00 | 7442 | 11 | 7 | 2 | 0 | 0 | 7.7516 | 9629.03 | 0 | 0 | 0 | 0 | 0 | 0 | 0 | 7.7516 | 9629.03 | 0 | 0 | 0 | 0 | 0 | 0 | 0 | 7.7516 | 9629.03 | 0 | 0 | 0 | 0 | 0 | 0 | 0 | 7.7516 | 7.7516 | 7.7516
[20 empty] | 2020-11-07 02:00 | 7443 | 11 | 7 | 3 | 0 | 0 | 7.7516 | 9702.36 | 0 | 0 | 0 | 0 | 0 | 0 | 0 | 7.7516 | 9702.36 | 0 | 0 | 0 | 0 | 0 | 0 | 0 | 7.7516 | 9702.36 | 0 | 0 | 0 | 0 | 0 | 0 | 0 | 7.7516 | 7.7516 | 7.7516
[20 empty] | 2020-11-07 03:00 | 7444 | 11 | 7 | 4 | 0 | 0 | 7.7516 | 9702.36 | 0 | 0 | 0 | 0 | 0 | 0 | 0 | 7.7516 | 9702.36 | 0 | 0 | 0 | 0 | 0 | 0 | 0 | 7.7516 | 9702.36 | 0 | 0 | 0 | 0 | 0 | 0 | 0 | 7.7516 | 7.7516 | 7.7516
[20 empty] | 2020-11-07 04:00 | 7445 | 11 | 7 | 5 | 0 | 0 | 7.7516 | 9702.36 | 0 | 0 | 0 | 0 | 0 | 0 | 0 | 7.7516 | 9702.36 | 0 | 0 | 0 | 0 | 0 | 0 | 0 | 7.7516 | 9702.36 | 0 | 0 | 0 | 0 | 0 | 0 | 0 | 7.7516 | 7.7516 | 7.7516
[20 empty] | 2020-11-07 05:00 | 7446 | 11 | 7 | 6 | 0 | 0 | 7.7516 | 9702.36 | 0 | 0 | 0 | 0 | 0 | 0 | 0 | 7.7516 | 9702.36 | 0 | 0 | 0 | 0 | 0 | 0 | 0 | 7.7516 | 9702.36 | 0 | 0 | 0 | 0 | 0 | 0 | 0 | 7.7516 | 7.7516 | 7.7516
[20 empty] | 2020-11-07 06:00 | 7447 | 11 | 7 | 7 | 0 | 0 | 7.7516 | 9702.36 | 0 | 0 | 0 | 0 | 0 | 0 | 0 | 7.7516 | 9702.36 | 0 | 0 | 0 | 0 | 0 | 0 | 0 | 7.7516 | 9702.36 | 0 | 0 | 0 | 0 | 0 | 0 | 0 | 7.7516 | 7.7516 | 7.7516
[20 empty] | 2020-11-07 07:00 | 7448 | 11 | 7 | 8 | 43406.301 | 43.4063 | 7.5237 | 9702.36 | 0 | 0 | 0 | 0 | 0 | 0 | 0 | 7.4851 | 9702.36 | 0 | 0 | 0 | 0 | 0 | 0 | 0 | 7.4805 | 9702.36 | 0 | 0 | 0 | 0 | 0 | 0 | 0 | -35.8826 | -35.9212 | -35.9258
[20 empty] | 2020-11-07 08:00 | 7449 | 11 | 7 | 9 | 112997.487 | 112.9975 | 7.4715 | 9409.05 | 0 | 0 | 0 | 0 | 0 | 0 | 0 | 7.4679 | 9409.05 | 0 | 0 | 0 | 0 | 0 | 0 | 0 | 7.4679 | 9409.05 | 0 | 0 | 0 | 0 | 0 | 0 | 0 | -105.526 | -105.5296 | -105.5296
[20 empty] | 2020-11-07 09:00 | 7450 | 11 | 7 | 10 | 167779.6 | 167.7796 | 7.4862 | 9335.73 | 0 | 0 | 0 | 0 | 0 | 0 | 0 | 7.4805 | 9335.73 | 0 | 0 | 0 | 0 | 0 | 0 | 0 | 7.4739 | 9335.73 | 0 | 0 | 0 | 0 | 0 | 0 | 0 | -160.2934 | -160.2991 | -160.3057
[20 empty] | 2020-11-07 10:00 | 7451 | 11 | 7 | 11 | 202854.937 | 202.8549 | 7.5596 | 9409.05 | 0 | 0 | 0 | 0 | 0 | 0 | 0 | 7.521 | 9409.05 | 0 | 0 | 0 | 0 | 0 | 0 | 0 | 7.487 | 9409.05 | 0 | 0 | 0 | 0 | 0 | 0 | 0 | -195.2953 | -195.3339 | -195.3679
[20 empty] | 2020-11-07 11:00 | 7452 | 11 | 7 | 12 | 214657.766 | 214.6578 | 7.4901 | 9555.71 | 0 | 0 | 0 | 0 | 0 | 0 | 0 | 7.485 | 9555.71 | 0 | 0 | 0 | 0 | 0 | 0 | 0 | 7.4789 | 9555.71 | 0 | 0 | 0 | 0 | 0 | 0 | 0 | -207.1677 | -207.1728 | -207.1789
[20 empty] | 2020-11-07 12:00 | 7453 | 11 | 7 | 13 | 207578.382 | 207.5784 | 7.4805 | 9629.03 | 0 | 0 | 0 | 0 | 0 | 0 | 0 | 7.4724 | 9629.03 | 0 | 0 | 0 | 0 | 0 | 0 | 0 | 7.4679 | 9629.03 | 0 | 0 | 0 | 0 | 0 | 0 | 0 | -200.0979 | -200.106 | -200.1105
[20 empty] | 2020-11-07 13:00 | 7454 | 11 | 7 | 14 | 179233.207 | 179.2332 | 7.4823 | 9629.03 | 0 | 0 | 0 | 0 | 0 | 0 | 0 | 7.4748 | 9629.03 | 0 | 0 | 0 | 0 | 0 | 0 | 0 | 7.4679 | 9629.03 | 0 | 0 | 0 | 0 | 0 | 0 | 0 | -171.7509 | -171.7584 | -171.7653
[20 empty] | 2020-11-07 14:00 | 7455 | 11 | 7 | 15 | 130666.212 | 130.6662 | 7.6257 | 9849.01 | 0 | 0 | 0 | 0 | 0 | 0 | 0 | 7.6067 | 9849.01 | 0 | 0 | 0 | 0 | 0 | 0 | 0 | 7.5911 | 9849.01 | 0 | 0 | 0 | 0 | 0 | 0 | 0 | -123.0406 | -123.0596 | -123.0752
[20 empty] | 2020-11-07 15:00 | 7456 | 11 | 7 | 16 | 63524.945 | 63.5249 | 7.6363 | 9995.67 | 0 | 0 | 0 | 0 | 0 | 0 | 0 | 7.6197 | 9995.67 | 0 | 0 | 0 | 0 | 0 | 0 | 0 | 7.6063 | 9995.67 | 0 | 0 | 0 | 0 | 0 | 0 | 0 | -55.8887 | -55.9052 | -55.9187
[20 empty] | 2020-11-07 16:00 | 7457 | 11 | 7 | 17 | 2042.916 | 2.0429 | 7.716 | 9995.67 | 0 | 0 | 0 | 0 | 0 | 0 | 0 | 7.7108 | 9995.67 | 0 | 0 | 0 | 0 | 0 | 0 | 0 | 7.7066 | 9995.67 | 0 | 0 | 0 | 0 | 0 | 0 | 0 | 5.6731 | 5.6679 | 5.6636
[20 empty] | 2020-11-07 17:00 | 7458 | 11 | 7 | 18 | 0 | 0 | 7.7516 | 10362.3 | 0 | 0 | 0 | 0 | 0 | 0 | 0 | 7.7516 | 10362.3 | 0 | 0 | 0 | 0 | 0 | 0 | 0 | 7.7516 | 10362.3 | 0 | 0 | 0 | 0 | 0 | 0 | 0 | 7.7516 | 7.7516 | 7.7516
[20 empty] | 2020-11-07 18:00 | 7459 | 11 | 7 | 19 | 0 | 0 | 7.7516 | 10435.6 | 0 | 0 | 0 | 0 | 0 | 0 | 0 | 7.7516 | 10435.6 | 0 | 0 | 0 | 0 | 0 | 0 | 0 | 7.7516 | 10435.6 | 0 | 0 | 0 | 0 | 0 | 0 | 0 | 7.7516 | 7.7516 | 7.7516
[20 empty] | 2020-11-07 19:00 | 7460 | 11 | 7 | 20 | 0 | 0 | 7.7516 | 10435.6 | 0 | 0 | 0 | 0 | 0 | 0 | 0 | 7.7516 | 10435.6 | 0 | 0 | 0 | 0 | 0 | 0 | 0 | 7.7516 | 10435.6 | 0 | 0 | 0 | 0 | 0 | 0 | 0 | 7.7516 | 7.7516 | 7.7516
[20 empty] | 2020-11-07 20:00 | 7461 | 11 | 7 | 21 | 0 | 0 | 7.7516 | 10655.6 | 0 | 0 | 0 | 0 | 0 | 0 | 0 | 7.7516 | 10655.6 | 0 | 0 | 0 | 0 | 0 | 0 | 0 | 7.7516 | 10655.6 | 0 | 0 | 0 | 0 | 0 | 0 | 0 | 7.7516 | 7.7516 | 7.7516
[20 empty] | 2020-11-07 21:00 | 7462 | 11 | 7 | 22 | 0 | 0 | 7.7516 | 10655.6 | 0 | 0 | 0 | 0 | 0 | 0 | 0 | 7.7516 | 10655.6 | 0 | 0 | 0 | 0 | 0 | 0 | 0 | 7.7516 | 10655.6 | 0 | 0 | 0 | 0 | 0 | 0 | 0 | 7.7516 | 7.7516 | 7.7516
[20 empty] | 2020-11-07 22:00 | 7463 | 11 | 7 | 23 | 0 | 0 | 7.7516 | 10655.6 | 0 | 0 | 0 | 0 | 0 | 0 | 0 | 7.7516 | 10655.6 | 0 | 0 | 0 | 0 | 0 | 0 | 0 | 7.7516 | 10655.6 | 0 | 0 | 0 | 0 | 0 | 0 | 0 | 7.7516 | 7.7516 | 7.7516
[20 empty] | 2020-11-07 23:00 | 7464 | 11 | 7 | 24 | 0 | 0 | 25.5245 | 10728.9 | 14.0579 | 47.9656 | 0 | 0 | 0 | 107294 | 0 | 25.5245 | 10728.9 | 14.0579 | 47.9656 | 0 | 0 | 0 | 107294 | 0 | 25.5246 | 10728.9 | 14.058 | 47.9659 | 0 | 0 | 0 | 107294 | 0 | 25.5245 | 25.5245 | 25.5246
[20 empty] | 2020-11-08 | 7465 | 11 | 8 | 1 | 0 | 0 | 7.3463 | 10728.9 | 0 | 0 | 0 | 0 | 0 | 0 | 0 | 7.3463 | 10728.9 | 0 | 0 | 0 | 0 | 0 | 0 | 0 | 7.3463 | 10728.9 | 0 | 0 | 0 | 0 | 0 | 0 | 0 | 7.3463 | 7.3463 | 7.3463
[20 empty] | 2020-11-08 01:00 | 7466 | 11 | 8 | 2 | 0 | 0 | 7.3463 | 10728.9 | 0 | 0 | 0 | 0 | 0 | 0 | 0 | 7.3463 | 10728.9 | 0 | 0 | 0 | 0 | 0 | 0 | 0 | 7.3463 | 10728.9 | 0 | 0 | 0 | 0 | 0 | 0 | 0 | 7.3463 | 7.3463 | 7.3463
[20 empty] | 2020-11-08 02:00 | 7467 | 11 | 8 | 3 | 0 | 0 | 7.3463 | 10728.9 | 0 | 0 | 0 | 0 | 0 | 0 | 0 | 7.3463 | 10728.9 | 0 | 0 | 0 | 0 | 0 | 0 | 0 | 7.3463 | 10728.9 | 0 | 0 | 0 | 0 | 0 | 0 | 0 | 7.3463 | 7.3463 | 7.3463
[20 empty] | 2020-11-08 03:00 | 7468 | 11 | 8 | 4 | 0 | 0 | 8.5004 | 10802.3 | 0 | 0 | 0 | 0 | 0 | 0 | -203.702 | 8.5631 | 10802.3 | 0 | 0 | 0 | 0 | 0 | 0 | -203.715 | 8.6326 | 10802.3 | 0 | 0 | 0 | 0 | 0 | 0 | -203.717 | 8.5004 | 8.5631 | 8.6326
[20 empty] | 2020-11-08 04:00 | 7469 | 11 | 8 | 5 | 0 | 0 | 40.1398 | 797956 | 20.2876 | 69.2213 | 0 | 787154 | 787.154 | 155026 | -614879 | 43.4043 | 840981 | 22.2714 | 75.99 | 0 | 830179 | 830.179 | 170185 | -649085 | 47.2425 | 888313 | 24.5907 | 83.9035 | 0 | 877511 | 877.511 | 187907 | -686559 | 40.1398 | 43.4043 | 47.2425
[20 empty] | 2020-11-08 05:00 | 7470 | 11 | 8 | 6 | 0 | 0 | 45.5047 | 641622 | 25.3911 | 86.6344 | 0 | 630673 | 630.673 | 194023 | -532727 | 47.3791 | 671300 | 26.5947 | 90.7411 | 0 | 660351 | 660.351 | 203221 | -557412 | 49.4762 | 703730 | 27.9426 | 95.3402 | 0 | 692781 | 692.781 | 213520 | -584319 | 45.5047 | 47.3791 | 49.4762
[20 empty] | 2020-11-08 06:00 | 7471 | 11 | 8 | 7 | 0 | 0 | 36.5844 | 636894 | 16.1957 | 55.2597 | 0 | 603509 | 603.509 | 123758 | -508320 | 39.1454 | 667164 | 17.8647 | 60.9544 | 0 | 633780 | 633.78 | 136511 | -533601 | 41.9953 | 700363 | 19.7224 | 67.2928 | 0 | 666978 | 666.978 | 150707 | -561283 | 36.5844 | 39.1454 | 41.9953
[20 empty] | 2020-11-08 07:00 | 7472 | 11 | 8 | 8 | 49176.675 | 49.1767 | 96.109 | 684178 | 0.81066 | 2.766 | 0 | 601084 | 601.084 | 6194.54 | -507073 | 97.0224 | 725582 | 0.91356 | 3.1171 | 0 | 642488 | 642.488 | 6980.85 | -542915 | 98.1258 | 771257 | 1.0278 | 3.5068 | 0 | 688163 | 688.163 | 7853.64 | -582445 | 46.9323 | 47.8457 | 48.9491
[20 empty] | 2020-11-08 08:00 | 7473 | 11 | 8 | 9 | 125628.877 | 125.6289 | 126.962 | 706809 | 1.0088 | 3.4419 | 0 | 624008 | 624.008 | 7708.25 | -534675 | 127.17 | 744456 | 1.1165 | 3.8095 | 0 | 661656 | 661.656 | 8531.62 | -567445 | 127.556 | 786188 | 1.2362 | 4.218 | 0 | 703388 | 703.388 | 9446.56 | -603770 | 1.3331 | 1.5411 | 1.9271
[20 empty] | 2020-11-08 09:00 | 7474 | 11 | 8 | 10 | 183643.727 | 183.6437 | 132.139 | 582835 | 0.98276 | 3.3532 | 0 | 525039 | 525.039 | 7509.67 | -439486 | 132.374 | 615080 | 1.0919 | 3.7256 | 0 | 557283 | 557.283 | 8343.69 | -466821 | 132.86 | 650965 | 1.2297 | 4.1957 | 0 | 593169 | 593.169 | 9396.57 | -497269 | -51.5047 | -51.2697 | -50.7837
[20 empty] | 2020-11-08 10:00 | 7475 | 11 | 8 | 11 | 11939.583 | 11.9396 | 132.482 | 542872 | 0.97721 | 3.3342 | 0 | 485076 | 485.076 | 7467.27 | -399080 | 132.472 | 571829 | 1.0907 | 3.7214 | 0 | 514033 | 514.033 | 8334.44 | -423216 | 132.956 | 603278 | 1.2103 | 4.1295 | 0 | 545482 | 545.482 | 9248.28 | -449376 | 120.5424 | 120.5324 | 121.0164
[20 empty] | 2020-11-08 11:00 | 7476 | 11 | 8 | 12 | 150358.972 | 150.359 | 112.07 | 565954 | 0.97685 | 3.333 | 0 | 439295 | 439.295 | 7464.52 | -361853 | 112.165 | 586627 | 1.0843 | 3.6997 | 0 | 459968 | 459.968 | 8285.68 | -378677 | 113.097 | 608492 | 1.2099 | 4.128 | 0 | 481833 | 481.833 | 9244.92 | -396390 | -38.289 | -38.194 | -37.262
[20 empty] | 2020-11-08 12:00 | 7477 | 11 | 8 | 13 | 75589.545 | 75.5895 | 133.681 | 504512 | 0.97657 | 3.332 | 0 | 377853 | 377.853 | 7462.34 | -302095 | 134.611 | 521440 | 1.0849 | 3.7017 | 0 | 394781 | 394.781 | 8290.17 | -315455 | 135.873 | 540469 | 1.2045 | 4.1096 | 0 | 413810 | 413.81 | 9203.74 | -330427 | 58.0915 | 59.0215 | 60.2835
[20 empty] | 2020-11-08 13:00 | 7478 | 11 | 8 | 14 | 117003.461 | 117.0035 | 84.7408 | 466827 | 0.95844 | 3.2702 | 0 | 373827 | 373.827 | 7323.79 | -300071 | 85.8277 | 482503 | 1.0655 | 3.6354 | 0 | 389504 | 389.504 | 8141.73 | -312428 | 87.1799 | 500036 | 1.1726 | 4.0011 | 0 | 407037 | 407.037 | 8960.65 | -326251 | -32.2627 | -31.1758 | -29.8236
[20 empty] | 2020-11-08 14:00 | 7479 | 11 | 8 | 15 | 91577.346 | 91.5773 | 80.6053 | 429235 | 0.95808 | 3.269 | 0 | 371659 | 371.659 | 7321.08 | -299649 | 81.4531 | 446025 | 1.0651 | 3.6341 | 0 | 388449 | 388.449 | 8138.74 | -313067 | 82.7911 | 464416 | 1.2021 | 4.1016 | 0 | 406839 | 406.839 | 9185.72 | -327753 | -10.972 | -10.1242 | -8.7862
[20 empty] | 2020-11-08 15:00 | 7480 | 11 | 8 | 16 | 59679.484 | 59.6795 | 66.9625 | 472145 | 0.95824 | 3.2695 | 0 | 414496 | 414.496 | 7322.32 | -333537 | 67.9136 | 492275 | 1.0653 | 3.6347 | 0 | 434625 | 434.625 | 8140.13 | -349592 | 69.2091 | 514479 | 1.2023 | 4.1023 | 0 | 456829 | 456.829 | 9187.33 | -367318 | 7.283 | 8.2341 | 9.5296
[20 empty] | 2020-11-08 16:00 | 7481 | 11 | 8 | 17 | 1179.336 | 1.1793 | 71.1673 | 437141 | 0.97471 | 3.3257 | 0 | 404344 | 404.344 | 7448.16 | -326234 | 72.1662 | 458623 | 1.0822 | 3.6924 | 0 | 425825 | 425.825 | 8269.4 | -343565 | 73.4041 | 482451 | 1.2042 | 4.1088 | 0 | 449653 | 449.653 | 9201.98 | -362789 | 69.988 | 70.9869 | 72.2248
[20 empty] | 2020-11-08 17:00 | 7482 | 11 | 8 | 18 | 0 | 0 | 14.694 | 32871 | 0 | 0 | 0 | 0 | 0 | 0 | 0 | 14.694 | 32871 | 0 | 0 | 0 | 0 | 0 | 0 | 0 | 14.694 | 32871 | 0 | 0 | 0 | 0 | 0 | 0 | 0 | 14.694 | 14.694 | 14.694
[20 empty] | 2020-11-08 18:00 | 7483 | 11 | 8 | 19 | 0 | 0 | 13.7827 | 33017.7 | 0 | 0 | 0 | 0 | 0 | 0 | 0 | 13.7827 | 33017.7 | 0 | 0 | 0 | 0 | 0 | 0 | 0 | 13.7827 | 33017.7 | 0 | 0 | 0 | 0 | 0 | 0 | 0 | 13.7827 | 13.7827 | 13.7827
[20 empty] | 2020-11-08 19:00 | 7484 | 11 | 8 | 20 | 0 | 0 | 10.3847 | 33017.7 | 0 | 0 | 0 | 0 | 0 | 0 | 0 | 10.3847 | 33017.7 | 0 | 0 | 0 | 0 | 0 | 0 | 0 | 10.3847 | 33017.7 | 0 | 0 | 0 | 0 | 0 | 0 | 0 | 10.3847 | 10.3847 | 10.3847
[20 empty] | 2020-11-08 20:00 | 7485 | 11 | 8 | 21 | 0 | 0 | 8.8655 | 10728.9 | 0 | 0 | 0 | 0 | 0 | 0 | 0 | 8.8655 | 10728.9 | 0 | 0 | 0 | 0 | 0 | 0 | 0 | 8.8655 | 10728.9 | 0 | 0 | 0 | 0 | 0 | 0 | 0 | 8.8655 | 8.8655 | 8.8655
[20 empty] | 2020-11-08 21:00 | 7486 | 11 | 8 | 22 | 0 | 0 | 7.3463 | 10802.3 | 0 | 0 | 0 | 0 | 0 | 0 | 0 | 7.3463 | 10802.3 | 0 | 0 | 0 | 0 | 0 | 0 | 0 | 7.3463 | 10802.3 | 0 | 0 | 0 | 0 | 0 | 0 | 0 | 7.3463 | 7.3463 | 7.3463
[20 empty] | 2020-11-08 22:00 | 7487 | 11 | 8 | 23 | 0 | 0 | 7.3463 | 10802.3 | 0 | 0 | 0 | 0 | 0 | 0 | 0 | 7.3463 | 10802.3 | 0 | 0 | 0 | 0 | 0 | 0 | 0 | 7.3463 | 10802.3 | 0 | 0 | 0 | 0 | 0 | 0 | 0 | 7.3463 | 7.3463 | 7.3463
[20 empty] | 2020-11-08 23:00 | 7488 | 11 | 8 | 24 | 0 | 0 | 7.3463 | 10875.6 | 0 | 0 | 0 | 0 | 0 | 0 | 0 | 7.3463 | 10875.6 | 0 | 0 | 0 | 0 | 0 | 0 | 0 | 7.3463 | 10875.6 | 0 | 0 | 0 | 0 | 0 | 0 | 0 | 7.3463 | 7.3463 | 7.3463
[20 empty] | 2020-11-09 | 7489 | 11 | 9 | 1 | 0 | 0 | 7.3463 | 10875.6 | 0 | 0 | 0 | 0 | 0 | 0 | 0 | 7.3463 | 10875.6 | 0 | 0 | 0 | 0 | 0 | 0 | 0 | 7.3463 | 10875.6 | 0 | 0 | 0 | 0 | 0 | 0 | 0 | 7.3463 | 7.3463 | 7.3463
[20 empty] | 2020-11-09 01:00 | 7490 | 11 | 9 | 2 | 0 | 0 | 7.3463 | 10875.6 | 0 | 0 | 0 | 0 | 0 | 0 | 0 | 7.3463 | 10875.6 | 0 | 0 | 0 | 0 | 0 | 0 | 0 | 7.3463 | 10875.6 | 0 | 0 | 0 | 0 | 0 | 0 | 0 | 7.3463 | 7.3463 | 7.3463
[20 empty] | 2020-11-09 02:00 | 7491 | 11 | 9 | 3 | 0 | 0 | 7.3463 | 11022.3 | 0 | 0 | 0 | 0 | 0 | 0 | 0 | 7.3463 | 11022.3 | 0 | 0 | 0 | 0 | 0 | 0 | 0 | 7.3463 | 11022.3 | 0 | 0 | 0 | 0 | 0 | 0 | 0 | 7.3463 | 7.3463 | 7.3463
[20 empty] | 2020-11-09 03:00 | 7492 | 11 | 9 | 4 | 0 | 0 | 7.3463 | 11095.6 | 0 | 0 | 0 | 0 | 0 | 0 | 0 | 7.3463 | 11095.6 | 0 | 0 | 0 | 0 | 0 | 0 | 0 | 7.3463 | 11095.6 | 0 | 0 | 0 | 0 | 0 | 0 | 0 | 7.3463 | 7.3463 | 7.3463
[20 empty] | 2020-11-09 04:00 | 7493 | 11 | 9 | 5 | 0 | 0 | 32.1074 | 576294 | 15.3519 | 52.3807 | 0 | 565198 | 565.198 | 117310 | -391790 | 44.1306 | 728381 | 23.2481 | 79.3225 | 0 | 717285 | 717.285 | 177648 | -529842 | 47.7109 | 774514 | 25.4352 | 86.7849 | 0 | 763419 | 763.419 | 194360 | -565481 | 32.1074 | 44.1306 | 47.7109
[20 empty] | 2020-11-09 05:00 | 7494 | 11 | 9 | 6 | 0 | 0 | 27.6895 | 535577 | 11.7248 | 40.005 | 0 | 524408 | 524.408 | 89593.9 | -434173 | 30.0291 | 548254 | 13.4085 | 45.7498 | 0 | 537086 | 537.086 | 102460 | -442811 | 32.1304 | 581097 | 14.7587 | 50.3567 | 0 | 569928 | 569.928 | 112777 | -470079 | 27.6895 | 30.0291 | 32.1304
[20 empty] | 2020-11-09 06:00 | 7495 | 11 | 9 | 7 | 0 | 0 | 30.3052 | 526825 | 12.2001 | 41.6267 | 0 | 493294 | 493.294 | 93225.7 | -406356 | 22.0811 | 532365 | 6.4225 | 21.9135 | 0 | 498834 | 498.834 | 49076.7 | -409031 | 34.3089 | 579678 | 14.7891 | 50.4604 | 0 | 546146 | 546.146 | 113009 | -449694 | 30.3052 | 22.0811 | 34.3089
[20 empty] | 2020-11-09 07:00 | 7496 | 11 | 9 | 8 | 46452.092 | 46.4521 | 95.6729 | 603164 | 0.78685 | 2.6847 | 0 | 519923 | 519.923 | 6012.64 | -430532 | 96.5342 | 639604 | 0.88681 | 3.0258 | 0 | 556363 | 556.363 | 6776.48 | -461547 | 97.6689 | 689176 | 1.0096 | 3.4447 | 0 | 605935 | 605.935 | 7714.66 | -504417 | 49.2208 | 50.0821 | 51.2168
[20 empty] | 2020-11-09 08:00 | 7497 | 11 | 9 | 9 | 122407.818 | 122.4078 | 122.979 | 615503 | 0.97703 | 3.3336 | 0 | 532702 | 532.702 | 7465.9 | -451043 | 123.742 | 648577 | 1.0845 | 3.7003 | 0 | 565777 | 565.777 | 8287.21 | -479526 | 124.811 | 691357 | 1.204 | 4.1082 | 0 | 608556 | 608.556 | 9200.51 | -516835 | 0.57118 | 1.3342 | 2.4032
[20 empty] | 2020-11-09 09:00 | 7498 | 11 | 9 | 10 | 182078.116 | 182.0781 | 128.465 | 513117 | 0.97438 | 3.3246 | 0 | 455248 | 455.248 | 7445.63 | -373331 | 129.309 | 543412 | 1.0826 | 3.694 | 0 | 485542 | 485.542 | 8272.85 | -398711 | 130.518 | 582243 | 1.2021 | 4.1016 | 0 | 524373 | 524.373 | 9185.81 | -431667 | -53.6131 | -52.7691 | -51.5601
[20 empty] | 2020-11-09 10:00 | 7499 | 11 | 9 | 11 | 91249.847 | 91.2498 | 129.087 | 485012 | 0.95844 | 3.2702 | 0 | 427143 | 427.143 | 7323.81 | -346371 | 130.201 | 513139 | 1.0655 | 3.6354 | 0 | 455270 | 455.27 | 8141.74 | -369672 | 131.754 | 549004 | 1.2026 | 4.1031 | 0 | 491134 | 491.134 | 9189.14 | -399730 | 37.8372 | 38.9512 | 40.5042
[20 empty] | 2020-11-09 11:00 | 7500 | 11 | 9 | 12 | 231259.438 | 231.2594 | 109.416 | 529882 | 0.95843 | 3.2702 | 0 | 403224 | 403.224 | 7323.77 | -328086 | 110.622 | 553168 | 1.0655 | 3.6354 | 0 | 426509 | 426.509 | 8141.73 | -347097 | 112.105 | 583282 | 1.1846 | 4.0418 | 0 | 456623 | 456.623 | 9051.85 | -372011 | -121.8434 | -120.6374 | -119.1544
[20 empty] | 2020-11-09 12:00 | 7501 | 11 | 9 | 13 | 223896.101 | 223.8961 | 132.803 | 458145 | 0.95382 | 3.2544 | 0 | 331486 | 331.486 | 7288.5 | -263588 | 134.031 | 476267 | 1.0608 | 3.6194 | 0 | 349608 | 349.608 | 8106 | -278004 | 135.516 | 500971 | 1.1798 | 4.0256 | 0 | 374312 | 374.312 | 9015.6 | -297923 | -91.0931 | -89.8651 | -88.3801
[20 empty] | 2020-11-09 13:00 | 7502 | 11 | 9 | 14 | 194880.228 | 194.8802 | 84.8189 | 417299 | 0.95265 | 3.2504 | 0 | 324019 | 324.019 | 7279.55 | -257336 | 85.8286 | 431790 | 1.0597 | 3.6157 | 0 | 338510 | 338.51 | 8097.49 | -268660 | 87.1891 | 451912 | 1.1788 | 4.022 | 0 | 358632 | 358.632 | 9007.6 | -284684 | -110.0613 | -109.0516 | -107.6911
[20 empty] | 2020-11-09 14:00 | 7503 | 11 | 9 | 15 | 142785.248 | 142.7852 | 79.7422 | 378105 | 0.9457 | 3.2267 | 0 | 320456 | 320.456 | 7226.5 | -255829 | 80.8452 | 390726 | 1.0514 | 3.5875 | 0 | 333076 | 333.076 | 8034.46 | -265662 | 82.299 | 408397 | 1.1691 | 3.9891 | 0 | 350747 | 350.747 | 8933.85 | -279709 | -63.043 | -61.94 | -60.4862
[20 empty] | 2020-11-09 15:00 | 7504 | 11 | 9 | 16 | 69838.223 | 69.8382 | 66.4522 | 425483 | 0.95283 | 3.251 | 0 | 367760 | 367.76 | 7280.93 | -293348 | 67.4418 | 442041 | 1.0599 | 3.6163 | 0 | 384318 | 384.318 | 8099.04 | -306392 | 68.8129 | 463555 | 1.179 | 4.0228 | 0 | 405832 | 405.832 | 9009.32 | -323542 | -3.386 | -2.3964 | -1.0253
[20 empty] | 2020-11-09 16:00 | 7505 | 11 | 9 | 17 | 2283.477 | 2.2835 | 69.2943 | 396678 | 0.95434 | 3.2562 | 0 | 363807 | 363.807 | 7292.52 | -291487 | 70.1055 | 415765 | 1.0614 | 3.6214 | 0 | 382894 | 382.894 | 8110.45 | -306784 | 71.1852 | 439875 | 1.1805 | 4.0278 | 0 | 407004 | 407.004 | 9020.58 | -326254 | 67.0108 | 67.822 | 68.9017
[20 empty] | 2020-11-09 17:00 | 7506 | 11 | 9 | 18 | 0 | 0 | 14.694 | 32797.7 | 0 | 0 | 0 | 0 | 0 | 0 | 0 | 14.694 | 32797.7 | 0 | 0 | 0 | 0 | 0 | 0 | 0 | 14.694 | 32797.7 | 0 | 0 | 0 | 0 | 0 | 0 | 0 | 14.694 | 14.694 | 14.694
[20 empty] | 2020-11-09 18:00 | 7507 | 11 | 9 | 19 | 0 | 0 | 13.7827 | 32797.7 | 0 | 0 | 0 | 0 | 0 | 0 | 0 | 13.7827 | 32797.7 | 0 | 0 | 0 | 0 | 0 | 0 | 0 | 13.7827 | 32797.7 | 0 | 0 | 0 | 0 | 0 | 0 | 0 | 13.7827 | 13.7827 | 13.7827
[20 empty] | 2020-11-09 19:00 | 7508 | 11 | 9 | 20 | 0 | 0 | 10.3847 | 32797.7 | 0 | 0 | 0 | 0 | 0 | 0 | 0 | 10.3847 | 32797.7 | 0 | 0 | 0 | 0 | 0 | 0 | 0 | 10.3847 | 32797.7 | 0 | 0 | 0 | 0 | 0 | 0 | 0 | 10.3847 | 10.3847 | 10.3847
[20 empty] | 2020-11-09 20:00 | 7509 | 11 | 9 | 21 | 0 | 0 | 8.8655 | 10435.6 | 0 | 0 | 0 | 0 | 0 | 0 | 0 | 8.8655 | 10435.6 | 0 | 0 | 0 | 0 | 0 | 0 | 0 | 8.8655 | 10435.6 | 0 | 0 | 0 | 0 | 0 | 0 | 0 | 8.8655 | 8.8655 | 8.8655
[20 empty] | 2020-11-09 21:00 | 7510 | 11 | 9 | 22 | 0 | 0 | 7.3463 | 10509 | 0 | 0 | 0 | 0 | 0 | 0 | 0 | 7.3463 | 10509 | 0 | 0 | 0 | 0 | 0 | 0 | 0 | 7.3463 | 10509 | 0 | 0 | 0 | 0 | 0 | 0 | 0 | 7.3463 | 7.3463 | 7.3463
[20 empty] | 2020-11-09 22:00 | 7511 | 11 | 9 | 23 | 0 | 0 | 7.3463 | 10509 | 0 | 0 | 0 | 0 | 0 | 0 | 0 | 7.3463 | 10509 | 0 | 0 | 0 | 0 | 0 | 0 | 0 | 7.3463 | 10509 | 0 | 0 | 0 | 0 | 0 | 0 | 0 | 7.3463 | 7.3463 | 7.3463
[20 empty] | 2020-11-09 23:00 | 7512 | 11 | 9 | 24 | 0 | 0 | 7.3463 | 10435.6 | 0 | 0 | 0 | 0 | 0 | 0 | 0 | 7.3463 | 10435.6 | 0 | 0 | 0 | 0 | 0 | 0 | 0 | 7.3463 | 10435.6 | 0 | 0 | 0 | 0 | 0 | 0 | 0 | 7.3463 | 7.3463 | 7.3463
[20 empty] | 2020-11-10 | 7513 | 11 | 10 | 1 | 0 | 0 | 7.3463 | 10509 | 0 | 0 | 0 | 0 | 0 | 0 | 0 | 7.3463 | 10509 | 0 | 0 | 0 | 0 | 0 | 0 | 0 | 7.3463 | 10509 | 0 | 0 | 0 | 0 | 0 | 0 | 0 | 7.3463 | 7.3463 | 7.3463
[20 empty] | 2020-11-10 01:00 | 7514 | 11 | 10 | 2 | 0 | 0 | 7.3463 | 10509 | 0 | 0 | 0 | 0 | 0 | 0 | 0 | 7.3463 | 10509 | 0 | 0 | 0 | 0 | 0 | 0 | 0 | 7.3463 | 10509 | 0 | 0 | 0 | 0 | 0 | 0 | 0 | 7.3463 | 7.3463 | 7.3463
[20 empty] | 2020-11-10 02:00 | 7515 | 11 | 10 | 3 | 0 | 0 | 7.3463 | 10509 | 0 | 0 | 0 | 0 | 0 | 0 | 0 | 7.3463 | 10509 | 0 | 0 | 0 | 0 | 0 | 0 | 0 | 7.3463 | 10509 | 0 | 0 | 0 | 0 | 0 | 0 | 0 | 7.3463 | 7.3463 | 7.3463
[20 empty] | 2020-11-10 03:00 | 7516 | 11 | 10 | 4 | 0 | 0 | 7.3463 | 10509 | 0 | 0 | 0 | 0 | 0 | 0 | 0 | 7.3463 | 10509 | 0 | 0 | 0 | 0 | 0 | 0 | 0 | 7.3463 | 10509 | 0 | 0 | 0 | 0 | 0 | 0 | 0 | 7.3463 | 7.3463 | 7.3463
[20 empty] | 2020-11-10 04:00 | 7517 | 11 | 10 | 5 | 0 | 0 | 23.4631 | 378496 | 9.8224 | 33.5141 | 0 | 367987 | 367.987 | 75057.1 | -226591 | 24.9007 | 395455 | 10.7108 | 36.5452 | 0 | 384946 | 384.946 | 81845.9 | -236667 | 26.5194 | 414073 | 11.7102 | 39.9552 | 0 | 403564 | 403.564 | 89482.1 | -247627 | 23.4631 | 24.9007 | 26.5194
[20 empty] | 2020-11-10 05:00 | 7518 | 11 | 10 | 6 | 0 | 0 | 19.0048 | 259911 | 6.0305 | 20.576 | 0 | 249255 | 249.255 | 46081.2 | -191066 | 19.873 | 270436 | 6.5719 | 22.4234 | 0 | 259781 | 259.781 | 50218.6 | -198829 | 31.5958 | 408096 | 14.3945 | 49.114 | 0 | 397441 | 397.441 | 109994 | -315518 | 19.0048 | 19.873 | 31.5958
[20 empty] | 2020-11-10 06:00 | 7519 | 11 | 10 | 7 | 0 | 0 | 21.1649 | 275030 | 6.0372 | 20.5989 | 0 | 241865 | 241.865 | 46132.6 | -184394 | 42.2539 | 543289 | 20.2829 | 69.2053 | 0 | 510125 | 510.125 | 154990 | -417007 | 34.44 | 541481 | 14.7621 | 50.3683 | 0 | 508317 | 508.317 | 112803 | -412308 | 21.1649 | 42.2539 | 34.44
[20 empty] | 2020-11-10 07:00 | 7520 | 11 | 10 | 8 | 42628.133 | 42.6281 | 95.545 | 568330 | 0.7773 | 2.6521 | 0 | 485456 | 485.456 | 5939.64 | -399373 | 96.3806 | 568827 | 0.88064 | 3.0047 | 0 | 485953 | 485.953 | 6729.33 | -397143 | 97.4669 | 601883 | 1.0006 | 3.4139 | 0 | 519009 | 519.009 | 7645.76 | -424728 | 52.9169 | 53.7525 | 54.8388
[20 empty] | 2020-11-10 08:00 | 7521 | 11 | 10 | 9 | 113465.805 | 113.4658 | 124.787 | 541244 | 0.9761 | 3.3304 | 0 | 458736 | 458.736 | 7458.74 | -381835 | 124.641 | 558662 | 1.0828 | 3.6946 | 0 | 476155 | 476.155 | 8274.27 | -395774 | 125.602 | 588829 | 1.2024 | 4.1026 | 0 | 506322 | 506.322 | 9188 | -421216 | 11.3212 | 11.1752 | 12.1362
[20 empty] | 2020-11-10 09:00 | 7522 | 11 | 10 | 10 | 167003.211 | 167.0032 | 130.362 | 409423 | 0.95303 | 3.2517 | 0 | 352067 | 352.067 | 7282.46 | -282727 | 130.325 | 422619 | 1.0601 | 3.6171 | 0 | 365263 | 365.263 | 8100.74 | -293016 | 131.2 | 444874 | 1.1793 | 4.0236 | 0 | 387518 | 387.518 | 9011.21 | -310875 | -36.6412 | -36.6782 | -35.8032
[20 empty] | 2020-11-10 10:00 | 7523 | 11 | 10 | 11 | 201751.293 | 201.7513 | 131.017 | 368121 | 0.90861 | 3.1002 | 0 | 310765 | 310.765 | 6943.04 | -245916 | 130.845 | 378547 | 1.0128 | 3.4558 | 0 | 321191 | 321.191 | 7739.46 | -253796 | 132.218 | 395665 | 1.1672 | 3.9823 | 0 | 338309 | 338.309 | 8918.77 | -267279 | -70.7343 | -70.9063 | -69.5333
[20 empty] | 2020-11-10 11:00 | 7524 | 11 | 10 | 12 | 214003.634 | 214.0036 | 118.462 | 374370 | 8.7049 | 29.7011 | 0 | 247711 | 247.711 | 66517.6 | -191984 | 118.52 | 376650 | 9.1977 | 31.3826 | 0 | 249991 | 249.991 | 70283.5 | -192902 | 119.733 | 385043 | 9.8127 | 33.4809 | 0 | 258384 | 258.384 | 74982.8 | -198910 | -95.5416 | -95.4836 | -94.2706
[20 empty] | 2020-11-10 12:00 | 7525 | 11 | 10 | 13 | 207036.984 | 207.037 | 137.046 | 309475 | 6.2598 | 21.3585 | 0 | 182816 | 182.816 | 47833.7 | -136562 | 138.079 | 307760 | 6.7106 | 22.8964 | 0 | 181101 | 181.101 | 51278.1 | -134095 | 139.535 | 311894 | 7.2213 | 24.639 | 0 | 185235 | 185.235 | 55180.6 | -136503 | -69.991 | -68.958 | -67.502
[20 empty] | 2020-11-10 13:00 | 7526 | 11 | 10 | 14 | 180555.418 | 180.5554 | 88.0889 | 265446 | 6.2182 | 21.2165 | 0 | 174994 | 174.994 | 47515.8 | -129772 | 88.7123 | 262545 | 6.4943 | 22.1587 | 0 | 172094 | 172.094 | 49625.8 | -126242 | 90.075 | 264231 | 6.9373 | 23.6699 | 0 | 173780 | 173.78 | 53010.4 | -126442 | -92.4665 | -91.8431 | -90.4804
[20 empty] | 2020-11-10 14:00 | 7527 | 11 | 10 | 15 | 131176.846 | 131.1768 | 78.604 | 282074 | 0.68659 | 2.3426 | 0 | 224644 | 224.644 | 5246.48 | -172311 | 78.845 | 284811 | 0.70456 | 2.404 | 0 | 227381 | 227.381 | 5383.82 | -173593 | 79.5913 | 293642 | 0.75765 | 2.5851 | 0 | 236212 | 236.212 | 5789.48 | -180038 | -52.5728 | -52.3318 | -51.5855
[20 empty] | 2020-11-10 15:00 | 7528 | 11 | 10 | 16 | 62175.203 | 62.1752 | 69.3604 | 318794 | 0.78689 | 2.6849 | 0 | 261364 | 261.364 | 6012.92 | -203799 | 69.8725 | 325855 | 0.8785 | 2.9974 | 0 | 268426 | 268.426 | 6712.98 | -208789 | 70.0705 | 337489 | 0.88632 | 3.0241 | 0 | 280060 | 280.06 | 6772.7 | -217575 | 7.1852 | 7.6973 | 7.8953
[20 empty] | 2020-11-10 16:00 | 7529 | 11 | 10 | 17 | 604.79 | 0.60479 | 71.3018 | 292531 | 0.81824 | 2.7918 | 0 | 259953 | 259.953 | 6252.46 | -202530 | 72.1918 | 301476 | 0.87962 | 3.0013 | 0 | 268899 | 268.899 | 6721.51 | -209160 | 73.4557 | 315189 | 0.98114 | 3.3476 | 0 | 282611 | 282.611 | 7497.27 | -219724 | 70.697 | 71.587 | 72.8509
[20 empty] | 2020-11-10 17:00 | 7530 | 11 | 10 | 18 | 0 | 0 | 14.694 | 32724.3 | 0 | 0 | 0 | 0 | 0 | 0 | 0 | 14.694 | 32724.3 | 0 | 0 | 0 | 0 | 0 | 0 | 0 | 14.694 | 32724.3 | 0 | 0 | 0 | 0 | 0 | 0 | 0 | 14.694 | 14.694 | 14.694
[20 empty] | 2020-11-10 18:00 | 7531 | 11 | 10 | 19 | 0 | 0 | 13.7827 | 32577.6 | 0 | 0 | 0 | 0 | 0 | 0 | 0 | 13.7827 | 32577.6 | 0 | 0 | 0 | 0 | 0 | 0 | 0 | 13.7827 | 32577.6 | 0 | 0 | 0 | 0 | 0 | 0 | 0 | 13.7827 | 13.7827 | 13.7827
[20 empty] | 2020-11-10 19:00 | 7532 | 11 | 10 | 20 | 0 | 0 | 10.3847 | 32577.6 | 0 | 0 | 0 | 0 | 0 | 0 | 0 | 10.3847 | 32577.6 | 0 | 0 | 0 | 0 | 0 | 0 | 0 | 10.3847 | 32577.6 | 0 | 0 | 0 | 0 | 0 | 0 | 0 | 10.3847 | 10.3847 | 10.3847
[20 empty] | 2020-11-10 20:00 | 7533 | 11 | 10 | 21 | 0 | 0 | 8.8655 | 10215.6 | 0 | 0 | 0 | 0 | 0 | 0 | 0 | 8.8655 | 10215.6 | 0 | 0 | 0 | 0 | 0 | 0 | 0 | 8.8655 | 10215.6 | 0 | 0 | 0 | 0 | 0 | 0 | 0 | 8.8655 | 8.8655 | 8.8655
[20 empty] | 2020-11-10 21:00 | 7534 | 11 | 10 | 22 | 0 | 0 | 7.3463 | 10215.6 | 0 | 0 | 0 | 0 | 0 | 0 | 0 | 7.3463 | 10215.6 | 0 | 0 | 0 | 0 | 0 | 0 | 0 | 7.3463 | 10215.6 | 0 | 0 | 0 | 0 | 0 | 0 | 0 | 7.3463 | 7.3463 | 7.3463
[20 empty] | 2020-11-10 22:00 | 7535 | 11 | 10 | 23 | 0 | 0 | 7.3463 | 10215.6 | 0 | 0 | 0 | 0 | 0 | 0 | 0 | 7.3463 | 10215.6 | 0 | 0 | 0 | 0 | 0 | 0 | 0 | 7.3463 | 10215.6 | 0 | 0 | 0 | 0 | 0 | 0 | 0 | 7.3463 | 7.3463 | 7.3463
[20 empty] | 2020-11-10 23:00 | 7536 | 11 | 10 | 24 | 0 | 0 | 7.3463 | 10362.3 | 0 | 0 | 0 | 0 | 0 | 0 | 0 | 7.3463 | 10362.3 | 0 | 0 | 0 | 0 | 0 | 0 | 0 | 7.3463 | 10362.3 | 0 | 0 | 0 | 0 | 0 | 0 | 0 | 7.3463 | 7.3463 | 7.3463
[20 empty] | 2020-11-11 | 7537 | 11 | 11 | 1 | 0 | 0 | 7.7516 | 10435.6 | 0 | 0 | 0 | 0 | 0 | 0 | 0 | 7.7516 | 10435.6 | 0 | 0 | 0 | 0 | 0 | 0 | 0 | 7.7516 | 10435.6 | 0 | 0 | 0 | 0 | 0 | 0 | 0 | 7.7516 | 7.7516 | 7.7516
[20 empty] | 2020-11-11 01:00 | 7538 | 11 | 11 | 2 | 0 | 0 | 7.7516 | 10435.6 | 0 | 0 | 0 | 0 | 0 | 0 | 0 | 7.7516 | 10435.6 | 0 | 0 | 0 | 0 | 0 | 0 | 0 | 7.7516 | 10435.6 | 0 | 0 | 0 | 0 | 0 | 0 | 0 | 7.7516 | 7.7516 | 7.7516
[20 empty] | 2020-11-11 02:00 | 7539 | 11 | 11 | 3 | 0 | 0 | 7.7516 | 10582.3 | 0 | 0 | 0 | 0 | 0 | 0 | 0 | 7.7516 | 10582.3 | 0 | 0 | 0 | 0 | 0 | 0 | 0 | 7.7516 | 10582.3 | 0 | 0 | 0 | 0 | 0 | 0 | 0 | 7.7516 | 7.7516 | 7.7516
[20 empty] | 2020-11-11 03:00 | 7540 | 11 | 11 | 4 | 0 | 0 | 7.7516 | 10655.6 | 0 | 0 | 0 | 0 | 0 | 0 | 0 | 7.7516 | 10655.6 | 0 | 0 | 0 | 0 | 0 | 0 | 0 | 7.7516 | 10655.6 | 0 | 0 | 0 | 0 | 0 | 0 | 0 | 7.7516 | 7.7516 | 7.7516
[20 empty] | 2020-11-11 04:00 | 7541 | 11 | 11 | 5 | 0 | 0 | 7.7516 | 10655.6 | 0 | 0 | 0 | 0 | 0 | 0 | 0 | 7.7516 | 10655.6 | 0 | 0 | 0 | 0 | 0 | 0 | 0 | 7.7516 | 10655.6 | 0 | 0 | 0 | 0 | 0 | 0 | 0 | 7.7516 | 7.7516 | 7.7516
[20 empty] | 2020-11-11 05:00 | 7542 | 11 | 11 | 6 | 0 | 0 | 7.7516 | 10802.3 | 0 | 0 | 0 | 0 | 0 | 0 | 0 | 7.7516 | 10802.3 | 0 | 0 | 0 | 0 | 0 | 0 | 0 | 7.7516 | 10802.3 | 0 | 0 | 0 | 0 | 0 | 0 | 0 | 7.7516 | 7.7516 | 7.7516
[20 empty] | 2020-11-11 06:00 | 7543 | 11 | 11 | 7 | 0 | 0 | 7.7516 | 10875.6 | 0 | 0 | 0 | 0 | 0 | 0 | 0 | 7.7516 | 10875.6 | 0 | 0 | 0 | 0 | 0 | 0 | 0 | 7.7516 | 10875.6 | 0 | 0 | 0 | 0 | 0 | 0 | 0 | 7.7516 | 7.7516 | 7.7516
[20 empty] | 2020-11-11 07:00 | 7544 | 11 | 11 | 8 | 15149.799 | 15.1498 | 7.5814 | 10875.6 | 0 | 0 | 0 | 0 | 0 | 0 | 0 | 7.5462 | 10875.6 | 0 | 0 | 0 | 0 | 0 | 0 | 0 | 7.518 | 10875.6 | 0 | 0 | 0 | 0 | 0 | 0 | 0 | -7.5684 | -7.6036 | -7.6318
[20 empty] | 2020-11-11 08:00 | 7545 | 11 | 11 | 9 | 83609.892 | 83.6099 | 7.4979 | 10655.6 | 0 | 0 | 0 | 0 | 0 | 0 | 0 | 7.4679 | 10655.6 | 0 | 0 | 0 | 0 | 0 | 0 | 0 | 7.4679 | 10655.6 | 0 | 0 | 0 | 0 | 0 | 0 | 0 | -76.112 | -76.142 | -76.142
[20 empty] | 2020-11-11 09:00 | 7546 | 11 | 11 | 10 | 117448.139 | 117.4481 | 7.4679 | 10582.3 | 0 | 0 | 0 | 0 | 0 | 0 | 0 | 7.4679 | 10582.3 | 0 | 0 | 0 | 0 | 0 | 0 | 0 | 7.4679 | 10582.3 | 0 | 0 | 0 | 0 | 0 | 0 | 0 | -109.9803 | -109.9803 | -109.9803
[20 empty] | 2020-11-11 10:00 | 7547 | 11 | 11 | 11 | 111682.797 | 111.6828 | 7.4679 | 10582.3 | 0 | 0 | 0 | 0 | 0 | 0 | 0 | 7.4679 | 10582.3 | 0 | 0 | 0 | 0 | 0 | 0 | 0 | 7.4679 | 10582.3 | 0 | 0 | 0 | 0 | 0 | 0 | 0 | -104.2149 | -104.2149 | -104.2149
[20 empty] | 2020-11-11 11:00 | 7548 | 11 | 11 | 12 | 140439.659 | 140.4397 | 7.4701 | 10289 | 0 | 0 | 0 | 0 | 0 | 0 | 0 | 7.4679 | 10289 | 0 | 0 | 0 | 0 | 0 | 0 | 0 | 7.4679 | 10289 | 0 | 0 | 0 | 0 | 0 | 0 | 0 | -132.9696 | -132.9718 | -132.9718
[20 empty] | 2020-11-11 12:00 | 7549 | 11 | 11 | 13 | 156772.513 | 156.7725 | 7.4827 | 10215.6 | 0 | 0 | 0 | 0 | 0 | 0 | 0 | 7.4754 | 10215.6 | 0 | 0 | 0 | 0 | 0 | 0 | 0 | 7.4679 | 10215.6 | 0 | 0 | 0 | 0 | 0 | 0 | 0 | -149.2898 | -149.2971 | -149.3046
[20 empty] | 2020-11-11 13:00 | 7550 | 11 | 11 | 14 | 173945.795 | 173.9458 | 7.4808 | 10215.6 | 0 | 0 | 0 | 0 | 0 | 0 | 0 | 7.473 | 10215.6 | 0 | 0 | 0 | 0 | 0 | 0 | 0 | 7.4679 | 10215.6 | 0 | 0 | 0 | 0 | 0 | 0 | 0 | -166.465 | -166.4728 | -166.4779
[20 empty] | 2020-11-11 14:00 | 7551 | 11 | 11 | 15 | 125662.45 | 125.6624 | 7.4699 | 10215.6 | 0 | 0 | 0 | 0 | 0 | 0 | 0 | 7.4679 | 10215.6 | 0 | 0 | 0 | 0 | 0 | 0 | 0 | 7.4679 | 10215.6 | 0 | 0 | 0 | 0 | 0 | 0 | 0 | -118.1925 | -118.1946 | -118.1946
[20 empty] | 2020-11-11 15:00 | 7552 | 11 | 11 | 16 | 44672.99 | 44.673 | 7.4791 | 10215.6 | 0 | 0 | 0 | 0 | 0 | 0 | 0 | 7.4708 | 10215.6 | 0 | 0 | 0 | 0 | 0 | 0 | 0 | 7.4679 | 10215.6 | 0 | 0 | 0 | 0 | 0 | 0 | 0 | -37.1939 | -37.2022 | -37.2051
[20 empty] | 2020-11-11 16:00 | 7553 | 11 | 11 | 17 | 0 | 0 | 7.6649 | 10215.6 | 0 | 0 | 0 | 0 | 0 | 0 | 0 | 7.6522 | 10215.6 | 0 | 0 | 0 | 0 | 0 | 0 | 0 | 7.6418 | 10215.6 | 0 | 0 | 0 | 0 | 0 | 0 | 0 | 7.6649 | 7.6522 | 7.6418
[20 empty] | 2020-11-11 17:00 | 7554 | 11 | 11 | 18 | 0 | 0 | 7.7516 | 10142.3 | 0 | 0 | 0 | 0 | 0 | 0 | 0 | 7.7516 | 10142.3 | 0 | 0 | 0 | 0 | 0 | 0 | 0 | 7.7516 | 10142.3 | 0 | 0 | 0 | 0 | 0 | 0 | 0 | 7.7516 | 7.7516 | 7.7516
[20 empty] | 2020-11-11 18:00 | 7555 | 11 | 11 | 19 | 0 | 0 | 7.7516 | 10142.3 | 0 | 0 | 0 | 0 | 0 | 0 | 0 | 7.7516 | 10142.3 | 0 | 0 | 0 | 0 | 0 | 0 | 0 | 7.7516 | 10142.3 | 0 | 0 | 0 | 0 | 0 | 0 | 0 | 7.7516 | 7.7516 | 7.7516
[20 empty] | 2020-11-11 19:00 | 7556 | 11 | 11 | 20 | 0 | 0 | 7.7516 | 10142.3 | 0 | 0 | 0 | 0 | 0 | 0 | 0 | 7.7516 | 10142.3 | 0 | 0 | 0 | 0 | 0 | 0 | 0 | 7.7516 | 10142.3 | 0 | 0 | 0 | 0 | 0 | 0 | 0 | 7.7516 | 7.7516 | 7.7516
[20 empty] | 2020-11-11 20:00 | 7557 | 11 | 11 | 21 | 0 | 0 | 7.7516 | 10215.6 | 0 | 0 | 0 | 0 | 0 | 0 | 0 | 7.7516 | 10215.6 | 0 | 0 | 0 | 0 | 0 | 0 | 0 | 7.7516 | 10215.6 | 0 | 0 | 0 | 0 | 0 | 0 | 0 | 7.7516 | 7.7516 | 7.7516
[20 empty] | 2020-11-11 21:00 | 7558 | 11 | 11 | 22 | 0 | 0 | 7.7516 | 10289 | 0 | 0 | 0 | 0 | 0 | 0 | 0 | 7.7516 | 10289 | 0 | 0 | 0 | 0 | 0 | 0 | 0 | 7.7516 | 10289 | 0 | 0 | 0 | 0 | 0 | 0 | 0 | 7.7516 | 7.7516 | 7.7516
[20 empty] | 2020-11-11 22:00 | 7559 | 11 | 11 | 23 | 0 | 0 | 7.7516 | 10289 | 0 | 0 | 0 | 0 | 0 | 0 | 0 | 7.7516 | 10289 | 0 | 0 | 0 | 0 | 0 | 0 | 0 | 7.7516 | 10289 | 0 | 0 | 0 | 0 | 0 | 0 | 0 | 7.7516 | 7.7516 | 7.7516
[20 empty] | 2020-11-11 23:00 | 7560 | 11 | 11 | 24 | 0 | 0 | 7.7516 | 10215.6 | 0 | 0 | 0 | 0 | 0 | 0 | 0 | 7.7516 | 10215.6 | 0 | 0 | 0 | 0 | 0 | 0 | 0 | 7.7516 | 10215.6 | 0 | 0 | 0 | 0 | 0 | 0 | 0 | 7.7516 | 7.7516 | 7.7516
[20 empty] | 2020-11-12 | 7561 | 11 | 12 | 1 | 0 | 0 | 7.3463 | 10215.6 | 0 | 0 | 0 | 0 | 0 | 0 | 0 | 7.3463 | 10215.6 | 0 | 0 | 0 | 0 | 0 | 0 | 0 | 7.3463 | 10215.6 | 0 | 0 | 0 | 0 | 0 | 0 | 0 | 7.3463 | 7.3463 | 7.3463
[20 empty] | 2020-11-12 01:00 | 7562 | 11 | 12 | 2 | 0 | 0 | 7.3463 | 10215.6 | 0 | 0 | 0 | 0 | 0 | 0 | 0 | 7.3463 | 10215.6 | 0 | 0 | 0 | 0 | 0 | 0 | 0 | 7.3463 | 10215.6 | 0 | 0 | 0 | 0 | 0 | 0 | 0 | 7.3463 | 7.3463 | 7.3463
[20 empty] | 2020-11-12 02:00 | 7563 | 11 | 12 | 3 | 0 | 0 | 7.3463 | 10289 | 0 | 0 | 0 | 0 | 0 | 0 | 0 | 7.3463 | 10289 | 0 | 0 | 0 | 0 | 0 | 0 | 0 | 7.3463 | 10289 | 0 | 0 | 0 | 0 | 0 | 0 | 0 | 7.3463 | 7.3463 | 7.3463
[20 empty] | 2020-11-12 03:00 | 7564 | 11 | 12 | 4 | 0 | 0 | 7.3463 | 10362.3 | 0 | 0 | 0 | 0 | 0 | 0 | 0 | 7.3463 | 10362.3 | 0 | 0 | 0 | 0 | 0 | 0 | 0 | 7.3463 | 10362.3 | 0 | 0 | 0 | 0 | 0 | 0 | 0 | 7.3463 | 7.3463 | 7.3463
[20 empty] | 2020-11-12 04:00 | 7565 | 11 | 12 | 5 | 0 | 0 | 41.0896 | 704808 | 21.2891 | 72.6384 | 0 | 694446 | 694.446 | 162679 | -528030 | 43.8467 | 731092 | 22.8469 | 77.9536 | 0 | 720730 | 720.73 | 174583 | -546069 | 47.859 | 763934 | 25.4763 | 86.9251 | 0 | 753572 | 753.572 | 194675 | -569613 | 41.0896 | 43.8467 | 47.859
[20 empty] | 2020-11-12 05:00 | 7566 | 11 | 12 | 6 | 0 | 0 | 28.1223 | 557780 | 12.087 | 41.2408 | 0 | 546977 | 546.977 | 92361.7 | -448238 | 30.0205 | 577440 | 13.3219 | 45.4543 | 0 | 566638 | 566.638 | 101798 | -463138 | 32.1397 | 601125 | 14.6973 | 50.1472 | 0 | 590323 | 590.323 | 112308 | -481460 | 28.1223 | 30.0205 | 32.1397
[20 empty] | 2020-11-12 06:00 | 7567 | 11 | 12 | 7 | 0 | 0 | 30.2741 | 562418 | 12.1341 | 41.4015 | 0 | 528887 | 528.887 | 92721.6 | -432458 | 32.1669 | 583984 | 13.3617 | 45.5901 | 0 | 550453 | 550.453 | 102102 | -449332 | 34.282 | 609380 | 14.7325 | 50.2673 | 0 | 575849 | 575.849 | 112577 | -469453 | 30.2741 | 32.1669 | 34.282
[20 empty] | 2020-11-12 07:00 | 7568 | 11 | 12 | 8 | 11032.659 | 11.0327 | 97.575 | 639187 | 0.79203 | 2.7024 | 0 | 555873 | 555.873 | 6052.2 | -462620 | 98.8146 | 677848 | 0.89468 | 3.0527 | 0 | 594534 | 594.534 | 6836.63 | -495751 | 100.199 | 722411 | 1.0087 | 3.4415 | 0 | 639097 | 639.097 | 7707.51 | -534041 | 86.5423 | 87.7819 | 89.1663
[20 empty] | 2020-11-12 08:00 | 7569 | 11 | 12 | 9 | 16955.894 | 16.9559 | 129.836 | 728068 | 0.98242 | 3.352 | 0 | 644607 | 644.607 | 7507.05 | -545327 | 130.408 | 774154 | 1.0899 | 3.7188 | 0 | 690693 | 690.693 | 8328.44 | -585707 | 131.157 | 826538 | 1.2094 | 4.1265 | 0 | 743077 | 743.077 | 9241.65 | -631799 | 112.8801 | 113.4521 | 114.2011
[20 empty] | 2020-11-12 09:00 | 7570 | 11 | 12 | 10 | 4047.21 | 4.0472 | 132.004 | 643421 | 0.97722 | 3.3343 | 0 | 584671 | 584.671 | 7467.33 | -488760 | 131.845 | 691956 | 1.0847 | 3.7011 | 0 | 633206 | 633.206 | 8288.83 | -531321 | 132.782 | 746014 | 1.2103 | 4.1295 | 0 | 687264 | 687.264 | 9248.42 | -578829 | 127.9568 | 127.7978 | 128.7348
[20 empty] | 2020-11-12 10:00 | 7571 | 11 | 12 | 11 | 13263.841 | 13.2638 | 130.567 | 626173 | 0.97573 | 3.3292 | 0 | 567423 | 567.423 | 7455.92 | -474924 | 131.382 | 673499 | 1.0849 | 3.7017 | 0 | 614749 | 614.749 | 8290.29 | -516393 | 132.394 | 726874 | 1.2045 | 4.1097 | 0 | 668124 | 668.124 | 9203.9 | -563313 | 117.3032 | 118.1182 | 119.1302
[20 empty] | 2020-11-12 11:00 | 7572 | 11 | 12 | 12 | 27608.111 | 27.6081 | 110.439 | 663636 | 0.97394 | 3.3231 | 0 | 536978 | 536.978 | 7442.29 | -452360 | 111.279 | 706139 | 1.0813 | 3.6892 | 0 | 579480 | 579.48 | 8262.28 | -489435 | 112.52 | 753811 | 1.2023 | 4.1021 | 0 | 627152 | 627.152 | 9187.05 | -531131 | 82.8309 | 83.6709 | 84.9119
[20 empty] | 2020-11-12 12:00 | 7573 | 11 | 12 | 13 | 24083.889 | 24.0839 | 133.196 | 604260 | 0.97446 | 3.3249 | 0 | 477601 | 477.601 | 7446.23 | -391695 | 134.336 | 643573 | 1.0818 | 3.6912 | 0 | 516914 | 516.914 | 8266.65 | -425300 | 135.805 | 687978 | 1.2012 | 4.0985 | 0 | 561319 | 561.319 | 9178.96 | -463360 | 109.1121 | 110.2521 | 111.7211
[20 empty] | 2020-11-12 13:00 | 7574 | 11 | 12 | 14 | 24000.164 | 24.0002 | 84.7784 | 577282 | 0.97553 | 3.3285 | 0 | 481878 | 481.878 | 7454.41 | -395903 | 85.935 | 615320 | 1.083 | 3.6952 | 0 | 519917 | 519.917 | 8275.72 | -428328 | 87.4347 | 658244 | 1.2025 | 4.103 | 0 | 562841 | 562.841 | 9189.03 | -465002 | 60.7782 | 61.9348 | 63.4345
[20 empty] | 2020-11-12 14:00 | 7575 | 11 | 12 | 15 | 22387.305 | 22.3873 | 80.278 | 570302 | 0.97499 | 3.3267 | 0 | 511772 | 511.772 | 7450.31 | -421854 | 81.3117 | 609574 | 1.0824 | 3.6932 | 0 | 551044 | 551.044 | 8271.19 | -455440 | 82.7 | 653672 | 1.2019 | 4.1008 | 0 | 595142 | 595.142 | 9183.99 | -493224 | 57.8907 | 58.9244 | 60.3127
[20 empty] | 2020-11-12 15:00 | 7576 | 11 | 12 | 16 | 434.707 | 0.43471 | 66.8488 | 604969 | 0.97535 | 3.3279 | 0 | 546439 | 546.439 | 7453.03 | -455428 | 67.8276 | 644950 | 1.0828 | 3.6945 | 0 | 586420 | 586.42 | 8274.22 | -489869 | 69.1638 | 689639 | 1.2023 | 4.1023 | 0 | 631109 | 631.109 | 9187.35 | -528413 | 66.4141 | 67.3929 | 68.7291
[20 empty] | 2020-11-12 16:00 | 7577 | 11 | 12 | 17 | 0 | 0 | 70.4436 | 578409 | 0.97552 | 3.3285 | 0 | 544731 | 544.731 | 7454.37 | -453876 | 71.3617 | 619619 | 1.083 | 3.6952 | 0 | 585941 | 585.941 | 8275.71 | -489467 | 72.5492 | 665679 | 1.2025 | 4.103 | 0 | 632001 | 632.001 | 9188.99 | -529292 | 70.4436 | 71.3617 | 72.5492
[20 empty] | 2020-11-12 17:00 | 7578 | 11 | 12 | 18 | 0 | 0 | 14.694 | 33677.8 | 0 | 0 | 0 | 0 | 0 | 0 | 0 | 14.694 | 33677.8 | 0 | 0 | 0 | 0 | 0 | 0 | 0 | 14.694 | 33677.8 | 0 | 0 | 0 | 0 | 0 | 0 | 0 | 14.694 | 14.694 | 14.694
[20 empty] | 2020-11-12 18:00 | 7579 | 11 | 12 | 19 | 0 | 0 | 13.7827 | 33751.1 | 0 | 0 | 0 | 0 | 0 | 0 | 0 | 13.7827 | 33751.1 | 0 | 0 | 0 | 0 | 0 | 0 | 0 | 13.7827 | 33751.1 | 0 | 0 | 0 | 0 | 0 | 0 | 0 | 13.7827 | 13.7827 | 13.7827
[20 empty] | 2020-11-12 19:00 | 7580 | 11 | 12 | 20 | 0 | 0 | 10.3847 | 33751.1 | 0 | 0 | 0 | 0 | 0 | 0 | 0 | 10.3847 | 33751.1 | 0 | 0 | 0 | 0 | 0 | 0 | 0 | 10.3847 | 33751.1 | 0 | 0 | 0 | 0 | 0 | 0 | 0 | 10.3847 | 10.3847 | 10.3847
[20 empty] | 2020-11-12 20:00 | 7581 | 11 | 12 | 21 | 0 | 0 | 8.8655 | 11535.5 | 0 | 0 | 0 | 0 | 0 | 0 | 0 | 8.8655 | 11535.5 | 0 | 0 | 0 | 0 | 0 | 0 | 0 | 8.8655 | 11535.5 | 0 | 0 | 0 | 0 | 0 | 0 | 0 | 8.8655 | 8.8655 | 8.8655
[20 empty] | 2020-11-12 21:00 | 7582 | 11 | 12 | 22 | 0 | 0 | 7.3463 | 11608.9 | 0 | 0 | 0 | 0 | 0 | 0 | 0 | 7.3463 | 11608.9 | 0 | 0 | 0 | 0 | 0 | 0 | 0 | 7.3463 | 11608.9 | 0 | 0 | 0 | 0 | 0 | 0 | 0 | 7.3463 | 7.3463 | 7.3463
[20 empty] | 2020-11-12 22:00 | 7583 | 11 | 12 | 23 | 0 | 0 | 7.3463 | 11608.9 | 0 | 0 | 0 | 0 | 0 | 0 | 0 | 7.3463 | 11608.9 | 0 | 0 | 0 | 0 | 0 | 0 | 0 | 7.3463 | 11608.9 | 0 | 0 | 0 | 0 | 0 | 0 | 0 | 7.3463 | 7.3463 | 7.3463
[20 empty] | 2020-11-12 23:00 | 7584 | 11 | 12 | 24 | 0 | 0 | 7.3463 | 11682.2 | 0 | 0 | 0 | 0 | 0 | 0 | 0 | 7.3463 | 11682.2 | 0 | 0 | 0 | 0 | 0 | 0 | 0 | 7.3463 | 11682.2 | 0 | 0 | 0 | 0 | 0 | 0 | 0 | 7.3463 | 7.3463 | 7.3463
[20 empty] | 2020-11-13 | 7585 | 11 | 13 | 1 | 0 | 0 | 7.7516 | 11755.5 | 0 | 0 | 0 | 0 | 0 | 0 | 0 | 7.7516 | 11755.5 | 0 | 0 | 0 | 0 | 0 | 0 | 0 | 7.7516 | 11755.5 | 0 | 0 | 0 | 0 | 0 | 0 | 0 | 7.7516 | 7.7516 | 7.7516
[20 empty] | 2020-11-13 01:00 | 7586 | 11 | 13 | 2 | 0 | 0 | 8.9057 | 11755.5 | 0 | 0 | 0 | 0 | 0 | 0 | -409.311 | 8.9684 | 11755.5 | 0 | 0 | 0 | 0 | 0 | 0 | -409.31 | 9.038 | 11755.5 | 0 | 0 | 0 | 0 | 0 | 0 | -409.338 | 8.9057 | 8.9684 | 9.038
[20 empty] | 2020-11-13 02:00 | 7587 | 11 | 13 | 3 | 0 | 0 | 8.9057 | 11828.9 | 0 | 0 | 0 | 0 | 0 | 0 | -812.212 | 8.9684 | 11828.9 | 0 | 0 | 0 | 0 | 0 | 0 | -812.212 | 9.038 | 11828.9 | 0 | 0 | 0 | 0 | 0 | 0 | -812.236 | 8.9057 | 8.9684 | 9.038
[20 empty] | 2020-11-13 03:00 | 7588 | 11 | 13 | 4 | 0 | 0 | 8.9057 | 11828.9 | 0 | 0 | 0 | 0 | 0 | 0 | -1130.03 | 8.9684 | 11828.9 | 0 | 0 | 0 | 0 | 0 | 0 | -1130.03 | 9.038 | 11828.9 | 0 | 0 | 0 | 0 | 0 | 0 | -1130.05 | 8.9057 | 8.9684 | 9.038
[20 empty] | 2020-11-13 04:00 | 7589 | 11 | 13 | 5 | 0 | 0 | 8.9057 | 11828.9 | 0 | 0 | 0 | 0 | 0 | 0 | -1416.27 | 8.9684 | 11828.9 | 0 | 0 | 0 | 0 | 0 | 0 | -1416.27 | 9.038 | 11828.9 | 0 | 0 | 0 | 0 | 0 | 0 | -1416.29 | 8.9057 | 8.9684 | 9.038
[20 empty] | 2020-11-13 05:00 | 7590 | 11 | 13 | 6 | 0 | 0 | 8.9057 | 11902.2 | 0 | 0 | 0 | 0 | 0 | 0 | -1716.07 | 8.9684 | 11902.2 | 0 | 0 | 0 | 0 | 0 | 0 | -1716.07 | 9.038 | 11902.2 | 0 | 0 | 0 | 0 | 0 | 0 | -1716.09 | 8.9057 | 8.9684 | 9.038
[20 empty] | 2020-11-13 06:00 | 7591 | 11 | 13 | 7 | 0 | 0 | 8.9057 | 11902.2 | 0 | 0 | 0 | 0 | 0 | 0 | -1965.21 | 8.9684 | 11902.2 | 0 | 0 | 0 | 0 | 0 | 0 | -1965.21 | 9.038 | 11902.2 | 0 | 0 | 0 | 0 | 0 | 0 | -1965.23 | 8.9057 | 8.9684 | 9.038
[20 empty] | 2020-11-13 07:00 | 7592 | 11 | 13 | 8 | 31949.921 | 31.9499 | 8.7411 | 11902.2 | 0 | 0 | 0 | 0 | 0 | 0 | -2190.91 | 8.7685 | 11902.2 | 0 | 0 | 0 | 0 | 0 | 0 | -2190.91 | 8.807 | 11902.2 | 0 | 0 | 0 | 0 | 0 | 0 | -2190.93 | -23.2088 | -23.1814 | -23.143
[20 empty] | 2020-11-13 08:00 | 7593 | 11 | 13 | 9 | 101533.732 | 101.5337 | 8.7178 | 11682.2 | 0 | 0 | 0 | 0 | 0 | 0 | -2257.75 | 8.7448 | 11682.2 | 0 | 0 | 0 | 0 | 0 | 0 | -2257.75 | 8.7797 | 11682.2 | 0 | 0 | 0 | 0 | 0 | 0 | -2257.77 | -92.816 | -92.789 | -92.754
[20 empty] | 2020-11-13 09:00 | 7594 | 11 | 13 | 10 | 166685.609 | 166.6856 | 8.7244 | 11535.5 | 0 | 0 | 0 | 0 | 0 | 0 | -2347.41 | 8.7541 | 11535.5 | 0 | 0 | 0 | 0 | 0 | 0 | -2347.41 | 8.7916 | 11535.5 | 0 | 0 | 0 | 0 | 0 | 0 | -2347.43 | -157.9612 | -157.9315 | -157.894
[20 empty] | 2020-11-13 10:00 | 7595 | 11 | 13 | 11 | 210771.121 | 210.7711 | 8.7083 | 11535.5 | 0 | 0 | 0 | 0 | 0 | 0 | -2490.14 | 8.7289 | 11535.5 | 0 | 0 | 0 | 0 | 0 | 0 | -2490.14 | 8.7649 | 11535.5 | 0 | 0 | 0 | 0 | 0 | 0 | -2490.15 | -202.0628 | -202.0422 | -202.0063
[20 empty] | 2020-11-13 11:00 | 7596 | 11 | 13 | 12 | 228699.53 | 228.6995 | 8.6948 | 11315.6 | 0 | 0 | 0 | 0 | 0 | 0 | -2465.92 | 8.7174 | 11315.6 | 0 | 0 | 0 | 0 | 0 | 0 | -2465.92 | 8.7602 | 11315.6 | 0 | 0 | 0 | 0 | 0 | 0 | -2465.94 | -220.0048 | -219.9822 | -219.9394
[20 empty] | 2020-11-13 12:00 | 7597 | 11 | 13 | 13 | 223741.021 | 223.741 | 8.6389 | 11168.9 | 0 | 0 | 0 | 0 | 0 | 0 | -2454.31 | 8.6949 | 11168.9 | 0 | 0 | 0 | 0 | 0 | 0 | -2454.31 | 8.7563 | 11168.9 | 0 | 0 | 0 | 0 | 0 | 0 | -2454.33 | -215.1021 | -215.0461 | -214.9847
[20 empty] | 2020-11-13 13:00 | 7598 | 11 | 13 | 14 | 194940.084 | 194.9401 | 8.6343 | 11168.9 | 0 | 0 | 0 | 0 | 0 | 0 | -2445.66 | 8.6889 | 11168.9 | 0 | 0 | 0 | 0 | 0 | 0 | -2445.66 | 8.7542 | 11168.9 | 0 | 0 | 0 | 0 | 0 | 0 | -2445.67 | -186.3058 | -186.2512 | -186.1859
[20 empty] | 2020-11-13 14:00 | 7599 | 11 | 13 | 15 | 141405.878 | 141.4059 | 8.6314 | 11095.6 | 0 | 0 | 0 | 0 | 0 | 0 | -2317.4 | 8.6852 | 11095.6 | 0 | 0 | 0 | 0 | 0 | 0 | -2317.4 | 8.7542 | 11095.6 | 0 | 0 | 0 | 0 | 0 | 0 | -2317.42 | -132.7745 | -132.7207 | -132.6516
[20 empty] | 2020-11-13 15:00 | 7600 | 11 | 13 | 16 | 66295.495 | 66.2955 | 8.6311 | 11168.9 | 0 | 0 | 0 | 0 | 0 | 0 | -2249.26 | 8.6849 | 11168.9 | 0 | 0 | 0 | 0 | 0 | 0 | -2249.26 | 8.7542 | 11168.9 | 0 | 0 | 0 | 0 | 0 | 0 | -2249.27 | -57.6644 | -57.6106 | -57.5413
[20 empty] | 2020-11-13 16:00 | 7601 | 11 | 13 | 17 | 0 | 0 | 8.7526 | 11168.9 | 0 | 0 | 0 | 0 | 0 | 0 | -2153.45 | 8.8105 | 11168.9 | 0 | 0 | 0 | 0 | 0 | 0 | -2153.45 | 8.8764 | 11168.9 | 0 | 0 | 0 | 0 | 0 | 0 | -2153.47 | 8.7526 | 8.8105 | 8.8764
[20 empty] | 2020-11-13 17:00 | 7602 | 11 | 13 | 18 | 0 | 0 | 8.9057 | 11242.2 | 0 | 0 | 0 | 0 | 0 | 0 | -2145.45 | 8.9684 | 11242.2 | 0 | 0 | 0 | 0 | 0 | 0 | -2145.45 | 9.038 | 11242.2 | 0 | 0 | 0 | 0 | 0 | 0 | -2145.46 | 8.9057 | 8.9684 | 9.038
[20 empty] | 2020-11-13 18:00 | 7603 | 11 | 13 | 19 | 0 | 0 | 8.9057 | 11315.6 | 0 | 0 | 0 | 0 | 0 | 0 | -2203.85 | 8.9684 | 11315.6 | 0 | 0 | 0 | 0 | 0 | 0 | -2203.85 | 9.038 | 11315.6 | 0 | 0 | 0 | 0 | 0 | 0 | -2203.86 | 8.9057 | 8.9684 | 9.038
[20 empty] | 2020-11-13 19:00 | 7604 | 11 | 13 | 20 | 0 | 0 | 8.9057 | 11315.6 | 0 | 0 | 0 | 0 | 0 | 0 | -2248.93 | 8.9684 | 11315.6 | 0 | 0 | 0 | 0 | 0 | 0 | -2248.93 | 9.038 | 11315.6 | 0 | 0 | 0 | 0 | 0 | 0 | -2248.95 | 8.9057 | 8.9684 | 9.038
[20 empty] | 2020-11-13 20:00 | 7605 | 11 | 13 | 21 | 0 | 0 | 8.9057 | 11388.9 | 0 | 0 | 0 | 0 | 0 | 0 | -2357.2 | 8.9684 | 11388.9 | 0 | 0 | 0 | 0 | 0 | 0 | -2357.2 | 9.038 | 11388.9 | 0 | 0 | 0 | 0 | 0 | 0 | -2357.22 | 8.9057 | 8.9684 | 9.038
[20 empty] | 2020-11-13 21:00 | 7606 | 11 | 13 | 22 | 0 | 0 | 8.9057 | 11388.9 | 0 | 0 | 0 | 0 | 0 | 0 | -2437.8 | 8.9684 | 11388.9 | 0 | 0 | 0 | 0 | 0 | 0 | -2437.8 | 9.038 | 11388.9 | 0 | 0 | 0 | 0 | 0 | 0 | -2437.82 | 8.9057 | 8.9684 | 9.038
[20 empty] | 2020-11-13 22:00 | 7607 | 11 | 13 | 23 | 0 | 0 | 8.9057 | 11388.9 | 0 | 0 | 0 | 0 | 0 | 0 | -2517.73 | 8.9684 | 11388.9 | 0 | 0 | 0 | 0 | 0 | 0 | -2517.73 | 9.038 | 11388.9 | 0 | 0 | 0 | 0 | 0 | 0 | -2517.75 | 8.9057 | 8.9684 | 9.038
[20 empty] | 2020-11-13 23:00 | 7608 | 11 | 13 | 24 | 0 | 0 | 8.9057 | 11462.2 | 0 | 0 | 0 | 0 | 0 | 0 | -2633.11 | 8.9684 | 11462.2 | 0 | 0 | 0 | 0 | 0 | 0 | -2633.11 | 9.038 | 11462.2 | 0 | 0 | 0 | 0 | 0 | 0 | -2633.14 | 8.9057 | 8.9684 | 9.038
[20 empty] | 2020-11-14 | 7609 | 11 | 14 | 1 | 0 | 0 | 8.9057 | 11388.9 | 0 | 0 | 0 | 0 | 0 | 0 | -2777.17 | 8.9684 | 11388.9 | 0 | 0 | 0 | 0 | 0 | 0 | -2777.19 | 9.038 | 11388.9 | 0 | 0 | 0 | 0 | 0 | 0 | -2777.19 | 8.9057 | 8.9684 | 9.038
[20 empty] | 2020-11-14 01:00 | 7610 | 11 | 14 | 2 | 0 | 0 | 8.9057 | 11388.9 | 0 | 0 | 0 | 0 | 0 | 0 | -2998.3 | 8.9684 | 11388.9 | 0 | 0 | 0 | 0 | 0 | 0 | -2998.32 | 9.038 | 11388.9 | 0 | 0 | 0 | 0 | 0 | 0 | -2998.32 | 8.9057 | 8.9684 | 9.038
[20 empty] | 2020-11-14 02:00 | 7611 | 11 | 14 | 3 | 0 | 0 | 8.9057 | 11388.9 | 0 | 0 | 0 | 0 | 0 | 0 | -3188.91 | 8.9684 | 11388.9 | 0 | 0 | 0 | 0 | 0 | 0 | -3188.93 | 9.038 | 11388.9 | 0 | 0 | 0 | 0 | 0 | 0 | -3188.93 | 8.9057 | 8.9684 | 9.038
[20 empty] | 2020-11-14 03:00 | 7612 | 11 | 14 | 4 | 0 | 0 | 8.9057 | 11388.9 | 0 | 0 | 0 | 0 | 0 | 0 | -3366.12 | 8.9684 | 11388.9 | 0 | 0 | 0 | 0 | 0 | 0 | -3366.15 | 9.038 | 11388.9 | 0 | 0 | 0 | 0 | 0 | 0 | -3366.15 | 8.9057 | 8.9684 | 9.038
[20 empty] | 2020-11-14 04:00 | 7613 | 11 | 14 | 5 | 0 | 0 | 8.9057 | 11388.9 | 0 | 0 | 0 | 0 | 0 | 0 | -3551.04 | 8.9684 | 11388.9 | 0 | 0 | 0 | 0 | 0 | 0 | -3550.46 | 9.038 | 11388.9 | 0 | 0 | 0 | 0 | 0 | 0 | -3551.9 | 8.9057 | 8.9684 | 9.038
[20 empty] | 2020-11-14 05:00 | 7614 | 11 | 14 | 6 | 0 | 0 | 8.9057 | 11462.2 | 0 | 0 | 0 | 0 | 0 | 0 | -3924.2 | 8.9684 | 11462.2 | 0 | 0 | 0 | 0 | 0 | 0 | -3924.36 | 9.038 | 11462.2 | 0 | 0 | 0 | 0 | 0 | 0 | -3926.34 | 8.9057 | 8.9684 | 9.038
[20 empty] | 2020-11-14 06:00 | 7615 | 11 | 14 | 7 | 0 | 0 | 8.9057 | 11535.5 | 0 | 0 | 0 | 0 | 0 | 0 | -4213.35 | 8.9684 | 11535.5 | 0 | 0 | 0 | 0 | 0 | 0 | -4214.27 | 9.038 | 11535.5 | 0 | 0 | 0 | 0 | 0 | 0 | -4216.84 | 8.9057 | 8.9684 | 9.038
[20 empty] | 2020-11-14 07:00 | 7616 | 11 | 14 | 8 | 39857.65 | 39.8576 | 8.7673 | 11535.5 | 0 | 0 | 0 | 0 | 0 | 0 | -4443.58 | 8.8013 | 11535.5 | 0 | 0 | 0 | 0 | 0 | 0 | -4445.36 | 8.8483 | 11535.5 | 0 | 0 | 0 | 0 | 0 | 0 | -4448.67 | -31.0903 | -31.0563 | -31.0094
[20 empty] | 2020-11-14 08:00 | 7617 | 11 | 14 | 9 | 113288.817 | 113.2888 | 8.777 | 11168.9 | 0 | 0 | 0 | 0 | 0 | 0 | -4258.86 | 8.8147 | 11168.9 | 0 | 0 | 0 | 0 | 0 | 0 | -4261.24 | 8.8611 | 11168.9 | 0 | 0 | 0 | 0 | 0 | 0 | -4265.04 | -104.5118 | -104.4741 | -104.4277
[20 empty] | 2020-11-14 09:00 | 7618 | 11 | 14 | 10 | 173917.62 | 173.9176 | 8.7704 | 10875.6 | 0 | 0 | 0 | 0 | 0 | 0 | -4093.23 | 8.8097 | 10875.6 | 0 | 0 | 0 | 0 | 0 | 0 | -4095.44 | 8.8554 | 10875.6 | 0 | 0 | 0 | 0 | 0 | 0 | -4098.96 | -165.1472 | -165.1079 | -165.0622
[20 empty] | 2020-11-14 10:00 | 7619 | 11 | 14 | 11 | 208226.115 | 208.2261 | 8.7438 | 10875.6 | 0 | 0 | 0 | 0 | 0 | 0 | -4163 | 8.7715 | 10875.6 | 0 | 0 | 0 | 0 | 0 | 0 | -4164.77 | 8.8108 | 10875.6 | 0 | 0 | 0 | 0 | 0 | 0 | -4167.77 | -199.4823 | -199.4546 | -199.4153
[20 empty] | 2020-11-14 11:00 | 7620 | 11 | 14 | 12 | 220019.611 | 220.0196 | 8.7253 | 10509 | 0 | 0 | 0 | 0 | 0 | 0 | -3758.5 | 8.7533 | 10509 | 0 | 0 | 0 | 0 | 0 | 0 | -3760 | 8.7906 | 10509 | 0 | 0 | 0 | 0 | 0 | 0 | -3762.68 | -211.2943 | -211.2663 | -211.229
[20 empty] | 2020-11-14 12:00 | 7621 | 11 | 14 | 13 | 211777.01 | 211.777 | 8.6643 | 10362.3 | 0 | 0 | 0 | 0 | 0 | 0 | -3488.35 | 8.6973 | 10362.3 | 0 | 0 | 0 | 0 | 0 | 0 | -3488.86 | 8.7593 | 10362.3 | 0 | 0 | 0 | 0 | 0 | 0 | -3490.45 | -203.1127 | -203.0798 | -203.0177
[20 empty] | 2020-11-14 13:00 | 7622 | 11 | 14 | 14 | 182137.723 | 182.1377 | 8.6349 | 10362.3 | 0 | 0 | 0 | 0 | 0 | 0 | -3261.87 | 8.6898 | 10362.3 | 0 | 0 | 0 | 0 | 0 | 0 | -3261.37 | 8.7542 | 10362.3 | 0 | 0 | 0 | 0 | 0 | 0 | -3261.89 | -173.5028 | -173.4479 | -173.3835
[20 empty] | 2020-11-14 14:00 | 7623 | 11 | 14 | 15 | 129884.31 | 129.8843 | 8.6313 | 10142.3 | 0 | 0 | 0 | 0 | 0 | 0 | -2655.17 | 8.685 | 10142.3 | 0 | 0 | 0 | 0 | 0 | 0 | -2643.35 | 8.7542 | 10142.3 | 0 | 0 | 0 | 0 | 0 | 0 | -2632.51 | -121.2531 | -121.1993 | -121.1301
[20 empty] | 2020-11-14 15:00 | 7624 | 11 | 14 | 16 | 59570.535 | 59.5705 | 8.6291 | 10289 | 0 | 0 | 0 | 0 | 0 | 0 | -2384.38 | 8.6846 | 10289 | 0 | 0 | 0 | 0 | 0 | 0 | -2362.1 | 8.7542 | 10289 | 0 | 0 | 0 | 0 | 0 | 0 | -2340.76 | -50.9414 | -50.8859 | -50.8163
[20 empty] | 2020-11-14 16:00 | 7625 | 11 | 14 | 17 | 0 | 0 | 8.7876 | 10289 | 0 | 0 | 0 | 0 | 0 | 0 | -2002.43 | 8.833 | 10289 | 0 | 0 | 0 | 0 | 0 | 0 | -1981.44 | 8.8886 | 10289 | 0 | 0 | 0 | 0 | 0 | 0 | -1961.34 | 8.7876 | 8.833 | 8.8886
[20 empty] | 2020-11-14 17:00 | 7626 | 11 | 14 | 18 | 0 | 0 | 8.9057 | 10435.6 | 0 | 0 | 0 | 0 | 0 | 0 | -1877.05 | 8.9684 | 10435.6 | 0 | 0 | 0 | 0 | 0 | 0 | -1856.72 | 9.038 | 10435.6 | 0 | 0 | 0 | 0 | 0 | 0 | -1837.25 | 8.9057 | 8.9684 | 9.038
[20 empty] | 2020-11-14 18:00 | 7627 | 11 | 14 | 19 | 0 | 0 | 8.9057 | 10435.6 | 0 | 0 | 0 | 0 | 0 | 0 | -1743.44 | 8.9684 | 10435.6 | 0 | 0 | 0 | 0 | 0 | 0 | -1724.19 | 9.038 | 10435.6 | 0 | 0 | 0 | 0 | 0 | 0 | -1705.77 | 8.9057 | 8.9684 | 9.038
[20 empty] | 2020-11-14 19:00 | 7628 | 11 | 14 | 20 | 0 | 0 | 8.9057 | 10435.6 | 0 | 0 | 0 | 0 | 0 | 0 | -1689.77 | 8.9684 | 10435.6 | 0 | 0 | 0 | 0 | 0 | 0 | -1671.18 | 9.038 | 10435.6 | 0 | 0 | 0 | 0 | 0 | 0 | -1653.39 | 8.9057 | 8.9684 | 9.038
[20 empty] | 2020-11-14 20:00 | 7629 | 11 | 14 | 21 | 0 | 0 | 8.9057 | 10655.6 | 0 | 0 | 0 | 0 | 0 | 0 | -1930.09 | 8.9684 | 10655.6 | 0 | 0 | 0 | 0 | 0 | 0 | -1912.03 | 9.038 | 10655.6 | 0 | 0 | 0 | 0 | 0 | 0 | -1894.76 | 8.9057 | 8.9684 | 9.038
[20 empty] | 2020-11-14 21:00 | 7630 | 11 | 14 | 22 | 0 | 0 | 8.9057 | 10728.9 | 0 | 0 | 0 | 0 | 0 | 0 | -2074.59 | 8.9684 | 10728.9 | 0 | 0 | 0 | 0 | 0 | 0 | -2057.37 | 9.038 | 10728.9 | 0 | 0 | 0 | 0 | 0 | 0 | -2040.94 | 8.9057 | 8.9684 | 9.038
[20 empty] | 2020-11-14 22:00 | 7631 | 11 | 14 | 23 | 0 | 0 | 8.9057 | 10728.9 | 0 | 0 | 0 | 0 | 0 | 0 | -2143.01 | 8.9684 | 10728.9 | 0 | 0 | 0 | 0 | 0 | 0 | -2126.49 | 9.038 | 10728.9 | 0 | 0 | 0 | 0 | 0 | 0 | -2110.77 | 8.9057 | 8.9684 | 9.038
[20 empty] | 2020-11-14 23:00 | 7632 | 11 | 14 | 24 | 0 | 0 | 8.9057 | 10948.9 | 0 | 0 | 0 | 0 | 0 | 0 | -2462.78 | 8.9684 | 10948.9 | 0 | 0 | 0 | 0 | 0 | 0 | -2446.85 | 9.038 | 10948.9 | 0 | 0 | 0 | 0 | 0 | 0 | -2431.73 | 8.9057 | 8.9684 | 9.038
[20 empty] | 2020-11-15 | 7633 | 11 | 15 | 1 | 0 | 0 | 8.5004 | 11168.9 | 0 | 0 | 0 | 0 | 0 | 0 | -2836.27 | 8.5631 | 11168.9 | 0 | 0 | 0 | 0 | 0 | 0 | -2821.33 | 8.6326 | 11168.9 | 0 | 0 | 0 | 0 | 0 | 0 | -2807.1 | 8.5004 | 8.5631 | 8.6326
[20 empty] | 2020-11-15 01:00 | 7634 | 11 | 15 | 2 | 0 | 0 | 8.5004 | 11168.9 | 0 | 0 | 0 | 0 | 0 | 0 | -3119.66 | 8.5631 | 11168.9 | 0 | 0 | 0 | 0 | 0 | 0 | -3105.76 | 8.6326 | 11168.9 | 0 | 0 | 0 | 0 | 0 | 0 | -3092.59 | 8.5004 | 8.5631 | 8.6326
[20 empty] | 2020-11-15 02:00 | 7635 | 11 | 15 | 3 | 0 | 0 | 8.5004 | 11095.6 | 0 | 0 | 0 | 0 | 0 | 0 | -3407.89 | 8.5631 | 11095.6 | 0 | 0 | 0 | 0 | 0 | 0 | -3394.8 | 8.6326 | 11095.6 | 0 | 0 | 0 | 0 | 0 | 0 | -3382.39 | 8.5004 | 8.5631 | 8.6326
[20 empty] | 2020-11-15 03:00 | 7636 | 11 | 15 | 4 | 0 | 0 | 8.5004 | 11315.6 | 0 | 0 | 0 | 0 | 0 | 0 | -4267.81 | 8.5631 | 11315.6 | 0 | 0 | 0 | 0 | 0 | 0 | -4255.31 | 8.6326 | 11315.6 | 0 | 0 | 0 | 0 | 0 | 0 | -4243.55 | 8.5004 | 8.5631 | 8.6326
[20 empty] | 2020-11-15 04:00 | 7637 | 11 | 15 | 5 | 0 | 0 | 34.9599 | 913291 | 14.5739 | 49.7261 | 0 | 901975 | 901.975 | 111365 | -768744 | 37.7461 | 972707 | 16.0706 | 54.8329 | 0 | 961391 | 961.391 | 122802 | -822789 | 40.8074 | 1032050 | 17.7014 | 60.3972 | 0 | 1020730 | 1020.73 | 135263 | -875768 | 34.9599 | 37.7461 | 40.8074
[20 empty] | 2020-11-15 05:00 | 7638 | 11 | 15 | 6 | 0 | 0 | 40.4808 | 852728 | 18.445 | 62.9343 | 0 | 841559 | 841.559 | 140946 | -746216 | 61.5651 | 902653 | 34.5331 | 117.8269 | 0 | 891484 | 891.484 | 263882 | -791319 | 65.808 | 955386 | 37.2505 | 127.0987 | 0 | 944217 | 944.217 | 284646 | -838476 | 40.4808 | 61.5651 | 65.808
[20 empty] | 2020-11-15 06:00 | 7639 | 11 | 15 | 7 | 0 | 0 | 60.9733 | 865861 | 33.0829 | 112.8789 | 0 | 832256 | 832.256 | 252799 | -734022 | 47.0915 | 912439 | 21.6366 | 73.8241 | 0 | 878834 | 878.834 | 165334 | -775537 | 51.3955 | 961167 | 24.4216 | 83.3265 | 0 | 927562 | 927.562 | 186615 | -818538 | 60.9733 | 47.0915 | 51.3955
[20 empty] | 2020-11-15 07:00 | 7640 | 11 | 15 | 8 | 38270.691 | 38.2707 | 96.9504 | 931367 | 0.90815 | 3.0986 | 0 | 848053 | 848.053 | 6939.56 | -751156 | 97.8428 | 983213 | 1.0132 | 3.4569 | 0 | 899899 | 899.899 | 7741.95 | -798120 | 98.9508 | 1039140 | 1.1361 | 3.8764 | 0 | 955822 | 955.822 | 8681.39 | -848559 | 58.6797 | 59.5721 | 60.6801
[20 empty] | 2020-11-15 08:00 | 7641 | 11 | 15 | 9 | 112062.818 | 112.0628 | 124.394 | 972983 | 1.1082 | 3.7813 | 0 | 890256 | 890.256 | 8468.49 | -808348 | 125.157 | 1012240 | 1.2183 | 4.1568 | 0 | 929517 | 929.517 | 9309.4 | -842985 | 126.248 | 1054810 | 1.3397 | 4.571 | 0 | 972078 | 972.078 | 10237.1 | -880414 | 12.3312 | 13.0942 | 14.1852
[20 empty] | 2020-11-15 09:00 | 7642 | 11 | 15 | 10 | 171962.217 | 171.9622 | 129.764 | 893544 | 1.1074 | 3.7786 | 0 | 835747 | 835.747 | 8462.32 | -741432 | 130.731 | 927937 | 1.2167 | 4.1512 | 0 | 870141 | 870.141 | 9296.94 | -770691 | 131.985 | 966029 | 1.3387 | 4.5677 | 0 | 908233 | 908.233 | 10229.7 | -802916 | -42.1982 | -41.2312 | -39.9772
[20 empty] | 2020-11-15 10:00 | 7643 | 11 | 15 | 11 | 205418.601 | 205.4186 | 130.99 | 851550 | 1.1072 | 3.7779 | 0 | 793754 | 793.754 | 8460.78 | -696955 | 132.024 | 881455 | 1.2164 | 4.1505 | 0 | 823659 | 823.659 | 9295.26 | -721419 | 133.301 | 915143 | 1.3377 | 4.5643 | 0 | 857346 | 857.346 | 10222 | -749207 | -74.4286 | -73.3946 | -72.1176
[20 empty] | 2020-11-15 11:00 | 7644 | 11 | 15 | 12 | 217832.848 | 217.8328 | 111.308 | 864566 | 1.1066 | 3.7758 | 0 | 737907 | 737.907 | 8456.18 | -645510 | 112.303 | 885374 | 1.2158 | 4.1482 | 0 | 758715 | 758.715 | 9290.21 | -661601 | 113.637 | 907714 | 1.337 | 4.5618 | 0 | 781055 | 781.055 | 10216.5 | -678742 | -106.5248 | -105.5298 | -104.1958
[20 empty] | 2020-11-15 12:00 | 7645 | 11 | 15 | 13 | 208683.857 | 208.6839 | 134.396 | 791849 | 1.0823 | 3.6929 | 0 | 665190 | 665.19 | 8270.49 | -569088 | 135.628 | 804991 | 1.2164 | 4.1505 | 0 | 678332 | 678.332 | 9295.26 | -577690 | 137.033 | 819966 | 1.3377 | 4.5643 | 0 | 693307 | 693.307 | 10222.1 | -587863 | -74.2879 | -73.0559 | -71.6509
[20 empty] | 2020-11-15 13:00 | 7646 | 11 | 15 | 14 | 179974.792 | 179.9748 | 86.075 | 731107 | 1.0823 | 3.6929 | 0 | 638532 | 638.532 | 8270.48 | -543063 | 87.0985 | 740572 | 1.1906 | 4.0623 | 0 | 647997 | 647.997 | 9097.8 | -548547 | 88.636 | 751904 | 1.3377 | 4.5643 | 0 | 659329 | 659.329 | 10222.1 | -555706 | -93.8998 | -92.8763 | -91.3388
[20 empty] | 2020-11-15 14:00 | 7647 | 11 | 15 | 15 | 128439.309 | 128.4393 | 80.9509 | 660919 | 1.0624 | 3.625 | 0 | 603563 | 603.563 | 8118.54 | -509817 | 82.1732 | 666402 | 1.1925 | 4.069 | 0 | 609045 | 609.045 | 9112.73 | -511808 | 83.7765 | 673286 | 1.3399 | 4.5718 | 0 | 615929 | 615.929 | 10238.9 | -514947 | -47.4884 | -46.2661 | -44.6628
[20 empty] | 2020-11-15 15:00 | 7648 | 11 | 15 | 16 | 59122.571 | 59.1226 | 67.5296 | 673006 | 1.0611 | 3.6204 | 0 | 615577 | 615.577 | 8108.22 | -521179 | 68.6609 | 681443 | 1.191 | 4.0638 | 0 | 624013 | 624.013 | 9101.16 | -525806 | 70.1965 | 691868 | 1.3382 | 4.566 | 0 | 634439 | 634.439 | 10225.8 | -532105 | 8.407 | 9.5383 | 11.0739
[20 empty] | 2020-11-15 16:00 | 7649 | 11 | 15 | 17 | 0 | 0 | 70.8277 | 623880 | 1.0823 | 3.6929 | 0 | 591302 | 591.302 | 8270.49 | -498013 | 71.8678 | 634599 | 1.2164 | 4.1505 | 0 | 602022 | 602.022 | 9295.3 | -505031 | 72.995 | 647708 | 1.3377 | 4.5643 | 0 | 615131 | 615.131 | 10222.1 | -513999 | 70.8277 | 71.8678 | 72.995
[20 empty] | 2020-11-15 17:00 | 7650 | 11 | 15 | 18 | 0 | 0 | 14.694 | 32871 | 0 | 0 | 0 | 0 | 0 | 0 | 0 | 14.694 | 32871 | 0 | 0 | 0 | 0 | 0 | 0 | 0 | 14.694 | 32871 | 0 | 0 | 0 | 0 | 0 | 0 | 0 | 14.694 | 14.694 | 14.694
[20 empty] | 2020-11-15 18:00 | 7651 | 11 | 15 | 19 | 0 | 0 | 13.7827 | 33017.7 | 0 | 0 | 0 | 0 | 0 | 0 | 0 | 13.7827 | 33017.7 | 0 | 0 | 0 | 0 | 0 | 0 | 0 | 13.7827 | 33017.7 | 0 | 0 | 0 | 0 | 0 | 0 | 0 | 13.7827 | 13.7827 | 13.7827
[20 empty] | 2020-11-15 19:00 | 7652 | 11 | 15 | 20 | 0 | 0 | 10.3847 | 33017.7 | 0 | 0 | 0 | 0 | 0 | 0 | 0 | 10.3847 | 33017.7 | 0 | 0 | 0 | 0 | 0 | 0 | 0 | 10.3847 | 33017.7 | 0 | 0 | 0 | 0 | 0 | 0 | 0 | 10.3847 | 10.3847 | 10.3847
[20 empty] | 2020-11-15 20:00 | 7653 | 11 | 15 | 21 | 0 | 0 | 8.8655 | 10509 | 0 | 0 | 0 | 0 | 0 | 0 | 0 | 8.8655 | 10509 | 0 | 0 | 0 | 0 | 0 | 0 | 0 | 8.8655 | 10509 | 0 | 0 | 0 | 0 | 0 | 0 | 0 | 8.8655 | 8.8655 | 8.8655
[20 empty] | 2020-11-15 21:00 | 7654 | 11 | 15 | 22 | 0 | 0 | 7.3463 | 10582.3 | 0 | 0 | 0 | 0 | 0 | 0 | 0 | 7.3463 | 10582.3 | 0 | 0 | 0 | 0 | 0 | 0 | 0 | 7.3463 | 10582.3 | 0 | 0 | 0 | 0 | 0 | 0 | 0 | 7.3463 | 7.3463 | 7.3463
[20 empty] | 2020-11-15 22:00 | 7655 | 11 | 15 | 23 | 0 | 0 | 7.3463 | 10582.3 | 0 | 0 | 0 | 0 | 0 | 0 | 0 | 7.3463 | 10582.3 | 0 | 0 | 0 | 0 | 0 | 0 | 0 | 7.3463 | 10582.3 | 0 | 0 | 0 | 0 | 0 | 0 | 0 | 7.3463 | 7.3463 | 7.3463
[20 empty] | 2020-11-15 23:00 | 7656 | 11 | 15 | 24 | 0 | 0 | 7.3463 | 10655.6 | 0 | 0 | 0 | 0 | 0 | 0 | 0 | 7.3463 | 10655.6 | 0 | 0 | 0 | 0 | 0 | 0 | 0 | 7.3463 | 10655.6 | 0 | 0 | 0 | 0 | 0 | 0 | 0 | 7.3463 | 7.3463 | 7.3463
[20 empty] | 2020-11-16 | 7657 | 11 | 16 | 1 | 0 | 0 | 7.3463 | 10582.3 | 0 | 0 | 0 | 0 | 0 | 0 | 0 | 7.3463 | 10582.3 | 0 | 0 | 0 | 0 | 0 | 0 | 0 | 7.3463 | 10582.3 | 0 | 0 | 0 | 0 | 0 | 0 | 0 | 7.3463 | 7.3463 | 7.3463
[20 empty] | 2020-11-16 01:00 | 7658 | 11 | 16 | 2 | 0 | 0 | 7.3463 | 10582.3 | 0 | 0 | 0 | 0 | 0 | 0 | 0 | 7.3463 | 10582.3 | 0 | 0 | 0 | 0 | 0 | 0 | 0 | 7.3463 | 10582.3 | 0 | 0 | 0 | 0 | 0 | 0 | 0 | 7.3463 | 7.3463 | 7.3463
[20 empty] | 2020-11-16 02:00 | 7659 | 11 | 16 | 3 | 0 | 0 | 7.3463 | 10435.6 | 0 | 0 | 0 | 0 | 0 | 0 | 0 | 7.3463 | 10435.6 | 0 | 0 | 0 | 0 | 0 | 0 | 0 | 7.3463 | 10435.6 | 0 | 0 | 0 | 0 | 0 | 0 | 0 | 7.3463 | 7.3463 | 7.3463
[20 empty] | 2020-11-16 03:00 | 7660 | 11 | 16 | 4 | 0 | 0 | 7.3463 | 10435.6 | 0 | 0 | 0 | 0 | 0 | 0 | 0 | 7.3463 | 10435.6 | 0 | 0 | 0 | 0 | 0 | 0 | 0 | 7.3463 | 10435.6 | 0 | 0 | 0 | 0 | 0 | 0 | 0 | 7.3463 | 7.3463 | 7.3463
[20 empty] | 2020-11-16 04:00 | 7661 | 11 | 16 | 5 | 0 | 0 | 40.5959 | 764828 | 20.1694 | 68.818 | 0 | 754392 | 754.392 | 154122 | -587625 | 43.8963 | 796930 | 22.2157 | 75.8 | 0 | 786494 | 786.494 | 169759 | -611042 | 47.5392 | 832792 | 24.4671 | 83.4817 | 0 | 822356 | 822.356 | 186963 | -637252 | 40.5959 | 43.8963 | 47.5392
[20 empty] | 2020-11-16 05:00 | 7662 | 11 | 16 | 6 | 0 | 0 | 44.4138 | 642083 | 22.5578 | 76.9672 | 0 | 631501 | 631.501 | 172373 | -533159 | 48.1051 | 667273 | 24.9989 | 85.2962 | 0 | 656691 | 656.691 | 191026 | -553482 | 52.2121 | 695188 | 27.7138 | 94.5595 | 0 | 684606 | 684.606 | 211772 | -575983 | 44.4138 | 48.1051 | 52.2121
[20 empty] | 2020-11-16 06:00 | 7663 | 11 | 16 | 7 | 0 | 0 | 45.9416 | 632846 | 22.2338 | 75.8617 | 0 | 599828 | 599.828 | 169898 | -504960 | 49.6289 | 657398 | 24.6718 | 84.1802 | 0 | 624380 | 624.38 | 188527 | -524876 | 53.728 | 684763 | 27.3803 | 93.4216 | 0 | 651745 | 651.745 | 209224 | -547108 | 45.9416 | 49.6289 | 53.728
[20 empty] | 2020-11-16 07:00 | 7664 | 11 | 16 | 8 | 8082.309 | 8.0823 | 97.9022 | 651673 | 0.9082 | 3.0988 | 0 | 568946 | 568.946 | 6939.94 | -477270 | 99.0244 | 682779 | 1.0125 | 3.4545 | 0 | 600052 | 600.052 | 7736.66 | -503371 | 100.286 | 717842 | 1.1289 | 3.8517 | 0 | 635115 | 635.115 | 8626.14 | -532827 | 89.8199 | 90.9421 | 92.2037
[20 empty] | 2020-11-16 08:00 | 7665 | 11 | 16 | 9 | 79475.751 | 79.4758 | 127.477 | 688565 | 1.0632 | 3.6278 | 0 | 606058 | 606.058 | 8124.61 | -516346 | 127.749 | 719242 | 1.2193 | 4.1604 | 0 | 636735 | 636.735 | 9317.5 | -542342 | 128.174 | 753399 | 1.3409 | 4.5752 | 0 | 670892 | 670.892 | 10246.5 | -571258 | 48.0012 | 48.2732 | 48.6982
[20 empty] | 2020-11-16 09:00 | 7666 | 11 | 16 | 10 | 161356.25 | 161.3562 | 129.623 | 580180 | 1.0611 | 3.6205 | 0 | 522677 | 522.677 | 8108.4 | -435400 | 130.448 | 604431 | 1.1692 | 3.9893 | 0 | 546928 | 546.928 | 8934.28 | -455254 | 131.563 | 631498 | 1.2893 | 4.3989 | 0 | 573995 | 573.995 | 9851.69 | -477466 | -31.7332 | -30.9082 | -29.7933
[20 empty] | 2020-11-16 10:00 | 7667 | 11 | 16 | 11 | 120080.44 | 120.0804 | 130.613 | 534958 | 1.0169 | 3.4698 | 0 | 477456 | 477.456 | 7770.87 | -391889 | 131.415 | 555386 | 1.1248 | 3.838 | 0 | 497883 | 497.883 | 8595.42 | -408184 | 132.9 | 578015 | 1.2888 | 4.3973 | 0 | 520512 | 520.512 | 9848.1 | -426243 | 10.5326 | 11.3346 | 12.8196
[20 empty] | 2020-11-16 11:00 | 7668 | 11 | 16 | 12 | 151016.99 | 151.017 | 112.057 | 552308 | 1.0099 | 3.4458 | 0 | 425649 | 425.649 | 7717.18 | -345565 | 112.213 | 564717 | 1.1177 | 3.8137 | 0 | 438058 | 438.058 | 8541.01 | -354745 | 113.312 | 577681 | 1.2375 | 4.2225 | 0 | 451022 | 451.022 | 9456.52 | -364295 | -38.96 | -38.804 | -37.705
[20 empty] | 2020-11-16 12:00 | 7669 | 11 | 16 | 13 | 167963.261 | 167.9633 | 134.149 | 465551 | 0.98521 | 3.3615 | 0 | 338892 | 338.892 | 7528.39 | -270245 | 134.84 | 471511 | 1.0582 | 3.6107 | 0 | 344852 | 344.852 | 8086.35 | -274246 | 135.331 | 481073 | 1.0807 | 3.6872 | 0 | 354414 | 354.414 | 8257.65 | -281230 | -33.8143 | -33.1233 | -32.6323
[20 empty] | 2020-11-16 13:00 | 7670 | 11 | 16 | 14 | 172316.757 | 172.3168 | 85.2024 | 415577 | 0.94719 | 3.2318 | 0 | 323783 | 323.783 | 7237.85 | -257367 | 85.9955 | 418343 | 1.0307 | 3.5167 | 0 | 326549 | 326.549 | 7875.88 | -258718 | 86.0219 | 424743 | 0.97586 | 3.3296 | 0 | 332949 | 332.949 | 7456.96 | -263043 | -87.1144 | -86.3213 | -86.2949
[20 empty] | 2020-11-16 14:00 | 7671 | 11 | 16 | 15 | 122918.828 | 122.9188 | 79.9233 | 374576 | 0.88889 | 3.0329 | 0 | 317293 | 317.293 | 6792.4 | -251764 | 80.5229 | 377505 | 0.95343 | 3.2531 | 0 | 320223 | 320.223 | 7285.57 | -253238 | 81.183 | 382068 | 0.98079 | 3.3465 | 0 | 324785 | 324.785 | 7494.63 | -255983 | -42.9955 | -42.3959 | -41.7358
[20 empty] | 2020-11-16 15:00 | 7672 | 11 | 16 | 16 | 55973.907 | 55.9739 | 66.099 | 405889 | 0.88872 | 3.0323 | 0 | 348533 | 348.533 | 6791.11 | -278341 | 66.7778 | 409688 | 0.95199 | 3.2482 | 0 | 352332 | 352.332 | 7274.55 | -280569 | 67.5029 | 415137 | 0.9806 | 3.3458 | 0 | 357781 | 357.781 | 7493.16 | -284063 | 10.1251 | 10.8039 | 11.529
[20 empty] | 2020-11-16 16:00 | 7673 | 11 | 16 | 17 | 0 | 0 | 69.4386 | 373722 | 0.99148 | 3.3829 | 0 | 341218 | 341.218 | 7576.33 | -272347 | 69.5265 | 377926 | 0.97484 | 3.3261 | 0 | 345421 | 345.421 | 7449.12 | -274874 | 70.5151 | 385541 | 1.045 | 3.5657 | 0 | 353037 | 353.037 | 7985.58 | -280232 | 69.4386 | 69.5265 | 70.5151
[20 empty] | 2020-11-16 17:00 | 7674 | 11 | 16 | 18 | 0 | 0 | 14.694 | 32651 | 0 | 0 | 0 | 0 | 0 | 0 | 0 | 14.694 | 32651 | 0 | 0 | 0 | 0 | 0 | 0 | 0 | 14.694 | 32651 | 0 | 0 | 0 | 0 | 0 | 0 | 0 | 14.694 | 14.694 | 14.694
[20 empty] | 2020-11-16 18:00 | 7675 | 11 | 16 | 19 | 0 | 0 | 13.7827 | 32797.7 | 0 | 0 | 0 | 0 | 0 | 0 | 0 | 13.7827 | 32797.7 | 0 | 0 | 0 | 0 | 0 | 0 | 0 | 13.7827 | 32797.7 | 0 | 0 | 0 | 0 | 0 | 0 | 0 | 13.7827 | 13.7827 | 13.7827
[20 empty] | 2020-11-16 19:00 | 7676 | 11 | 16 | 20 | 0 | 0 | 10.3847 | 32797.7 | 0 | 0 | 0 | 0 | 0 | 0 | 0 | 10.3847 | 32797.7 | 0 | 0 | 0 | 0 | 0 | 0 | 0 | 10.3847 | 32797.7 | 0 | 0 | 0 | 0 | 0 | 0 | 0 | 10.3847 | 10.3847 | 10.3847
[20 empty] | 2020-11-16 20:00 | 7677 | 11 | 16 | 21 | 0 | 0 | 8.8655 | 10728.9 | 0 | 0 | 0 | 0 | 0 | 0 | 0 | 8.8655 | 10728.9 | 0 | 0 | 0 | 0 | 0 | 0 | 0 | 8.8655 | 10728.9 | 0 | 0 | 0 | 0 | 0 | 0 | 0 | 8.8655 | 8.8655 | 8.8655
[20 empty] | 2020-11-16 21:00 | 7678 | 11 | 16 | 22 | 0 | 0 | 7.3463 | 10728.9 | 0 | 0 | 0 | 0 | 0 | 0 | 0 | 7.3463 | 10728.9 | 0 | 0 | 0 | 0 | 0 | 0 | 0 | 7.3463 | 10728.9 | 0 | 0 | 0 | 0 | 0 | 0 | 0 | 7.3463 | 7.3463 | 7.3463
[20 empty] | 2020-11-16 22:00 | 7679 | 11 | 16 | 23 | 0 | 0 | 7.3463 | 10728.9 | 0 | 0 | 0 | 0 | 0 | 0 | 0 | 7.3463 | 10728.9 | 0 | 0 | 0 | 0 | 0 | 0 | 0 | 7.3463 | 10728.9 | 0 | 0 | 0 | 0 | 0 | 0 | 0 | 7.3463 | 7.3463 | 7.3463
[20 empty] | 2020-11-16 23:00 | 7680 | 11 | 16 | 24 | 0 | 0 | 7.3463 | 10728.9 | 0 | 0 | 0 | 0 | 0 | 0 | 0 | 7.3463 | 10728.9 | 0 | 0 | 0 | 0 | 0 | 0 | 0 | 7.3463 | 10728.9 | 0 | 0 | 0 | 0 | 0 | 0 | 0 | 7.3463 | 7.3463 | 7.3463
[20 empty] | 2020-11-17 | 7681 | 11 | 17 | 1 | 0 | 0 | 7.3463 | 10509 | 0 | 0 | 0 | 0 | 0 | 0 | 0 | 7.3463 | 10509 | 0 | 0 | 0 | 0 | 0 | 0 | 0 | 7.3463 | 10509 | 0 | 0 | 0 | 0 | 0 | 0 | 0 | 7.3463 | 7.3463 | 7.3463
[20 empty] | 2020-11-17 01:00 | 7682 | 11 | 17 | 2 | 0 | 0 | 7.3463 | 10509 | 0 | 0 | 0 | 0 | 0 | 0 | 0 | 7.3463 | 10509 | 0 | 0 | 0 | 0 | 0 | 0 | 0 | 7.3463 | 10509 | 0 | 0 | 0 | 0 | 0 | 0 | 0 | 7.3463 | 7.3463 | 7.3463
[20 empty] | 2020-11-17 02:00 | 7683 | 11 | 17 | 3 | 0 | 0 | 7.3463 | 10362.3 | 0 | 0 | 0 | 0 | 0 | 0 | 0 | 7.3463 | 10362.3 | 0 | 0 | 0 | 0 | 0 | 0 | 0 | 7.3463 | 10362.3 | 0 | 0 | 0 | 0 | 0 | 0 | 0 | 7.3463 | 7.3463 | 7.3463
[20 empty] | 2020-11-17 03:00 | 7684 | 11 | 17 | 4 | 0 | 0 | 7.3463 | 10289 | 0 | 0 | 0 | 0 | 0 | 0 | 0 | 7.3463 | 10289 | 0 | 0 | 0 | 0 | 0 | 0 | 0 | 7.3463 | 10289 | 0 | 0 | 0 | 0 | 0 | 0 | 0 | 7.3463 | 7.3463 | 7.3463
[20 empty] | 2020-11-17 04:00 | 7685 | 11 | 17 | 5 | 0 | 0 | 23.1657 | 383640 | 9.4986 | 32.4092 | 0 | 373351 | 373.351 | 72582.6 | -231058 | 24.6224 | 395915 | 10.4125 | 35.5274 | 0 | 385626 | 385.626 | 79565.8 | -237189 | 26.2721 | 409397 | 11.4486 | 39.0626 | 0 | 399108 | 399.108 | 87483.6 | -243758 | 23.1657 | 24.6224 | 26.2721
[20 empty] | 2020-11-17 05:00 | 7686 | 11 | 17 | 6 | 0 | 0 | 18.8705 | 256953 | 5.872 | 20.0353 | 0 | 246737 | 246.737 | 44870.5 | -192006 | 19.7432 | 263058 | 6.4225 | 21.9134 | 0 | 252842 | 252.842 | 49076.6 | -196069 | 20.7515 | 269576 | 7.0606 | 24.0908 | 0 | 259361 | 259.361 | 53952.9 | -200418 | 18.8705 | 19.7432 | 20.7515
[20 empty] | 2020-11-17 06:00 | 7687 | 11 | 17 | 7 | 0 | 0 | 21.0513 | 266804 | 5.8994 | 20.1287 | 0 | 234300 | 234.3 | 45079.5 | -180876 | 21.9256 | 272540 | 6.4516 | 22.0129 | 0 | 240036 | 240.036 | 49299.3 | -184748 | 22.9355 | 278752 | 7.0916 | 24.1965 | 0 | 246248 | 246.248 | 54189.8 | -188916 | 21.0513 | 21.9256 | 22.9355
[20 empty] | 2020-11-17 07:00 | 7688 | 11 | 17 | 8 | 30741.291 | 30.7413 | 96.2772 | 501195 | 0.81408 | 2.7776 | 0 | 418981 | 418.981 | 6220.72 | -340059 | 97.2079 | 526482 | 0.91738 | 3.1301 | 0 | 444268 | 444.268 | 7010.03 | -360780 | 98.2731 | 554691 | 1.032 | 3.5213 | 0 | 472477 | 472.477 | 7886.18 | -383898 | 65.5359 | 66.4666 | 67.5318
[20 empty] | 2020-11-17 08:00 | 7689 | 11 | 17 | 9 | 98769.149 | 98.7691 | 123.891 | 511013 | 1.4657 | 5.0009 | 0 | 428946 | 428.946 | 11199.8 | -347192 | 124.663 | 534179 | 1.6231 | 5.538 | 0 | 452112 | 452.112 | 12402.7 | -366010 | 125.644 | 559856 | 1.7981 | 6.1352 | 0 | 477789 | 477.789 | 13740.2 | -386878 | 25.1219 | 25.8939 | 26.8749
[20 empty] | 2020-11-17 09:00 | 7690 | 11 | 17 | 10 | 154183.853 | 154.1839 | 139.758 | 377755 | 12.3096 | 42.0004 | 0 | 320986 | 320.986 | 94062.9 | -254671 | 141.378 | 393521 | 13.2615 | 45.2482 | 0 | 336752 | 336.752 | 101336 | -267052 | 143.648 | 410768 | 14.3853 | 49.0826 | 0 | 353998 | 353.998 | 109924 | -280581 | -14.4259 | -12.8059 | -10.5359
[20 empty] | 2020-11-17 10:00 | 7691 | 11 | 17 | 11 | 186231.526 | 186.2315 | 144.057 | 338754 | 12.0851 | 41.2344 | 0 | 281984 | 281.984 | 92346.7 | -221451 | 144.8 | 354859 | 13.0305 | 44.4601 | 0 | 298090 | 298.09 | 99571.1 | -234157 | 146.603 | 372104 | 14.173 | 48.3583 | 0 | 315334 | 315.334 | 108302 | -247729 | -42.1745 | -41.4315 | -39.6285
[20 empty] | 2020-11-17 11:00 | 7692 | 11 | 17 | 12 | 196990.596 | 196.9906 | 125.167 | 405812 | 13.8606 | 47.2924 | 0 | 279153 | 279.153 | 105914 | -219032 | 126.578 | 421613 | 15.1154 | 51.5737 | 0 | 294954 | 294.954 | 115503 | -231513 | 128.609 | 438295 | 16.3333 | 55.7292 | 0 | 311636 | 311.636 | 124809 | -244630 | -71.8236 | -70.4126 | -68.3816
[20 empty] | 2020-11-17 12:00 | 7693 | 11 | 17 | 13 | 187768.973 | 187.769 | 146.096 | 349264 | 13.1372 | 44.8241 | 0 | 222605 | 222.605 | 100387 | -170553 | 147.796 | 362714 | 14.1655 | 48.3327 | 0 | 236055 | 236.055 | 108244 | -181046 | 149.835 | 377281 | 15.3064 | 52.2254 | 0 | 250622 | 250.622 | 116962 | -192354 | -41.673 | -39.973 | -37.934
[20 empty] | 2020-11-17 13:00 | 7694 | 11 | 17 | 14 | 160880.642 | 160.8806 | 96.4329 | 315274 | 9.217 | 31.4483 | 0 | 224681 | 224.681 | 70430.7 | -172492 | 97.2084 | 330343 | 9.9507 | 33.9517 | 0 | 239750 | 239.75 | 76037 | -184330 | 98.5327 | 346378 | 10.7842 | 36.7957 | 0 | 255784 | 255.784 | 82406.6 | -196876 | -64.4477 | -63.6722 | -62.3479
[20 empty] | 2020-11-17 14:00 | 7695 | 11 | 17 | 15 | 114237.391 | 114.2374 | 92.5486 | 274277 | 13.1025 | 44.7057 | 0 | 217508 | 217.508 | 100122 | -166231 | 94.2173 | 287276 | 14.1315 | 48.2167 | 0 | 230507 | 230.507 | 107985 | -176326 | 96.3415 | 301293 | 15.315 | 52.2548 | 0 | 244524 | 244.524 | 117028 | -187171 | -21.6888 | -20.0201 | -17.8959
[20 empty] | 2020-11-17 15:00 | 7696 | 11 | 17 | 16 | 51467.109 | 51.4671 | 71.5771 | 307070 | 5.4133 | 18.4702 | 0 | 250154 | 250.154 | 41365.3 | -194117 | 72.7148 | 321724 | 5.8782 | 20.0566 | 0 | 264807 | 264.807 | 44917.9 | -205606 | 74.2774 | 337382 | 6.3879 | 21.7955 | 0 | 280466 | 280.466 | 48812.5 | -217839 | 20.11 | 21.2477 | 22.8103
[20 empty] | 2020-11-17 16:00 | 7697 | 11 | 17 | 17 | 0 | 0 | 72.4715 | 277807 | 2.3217 | 7.9216 | 0 | 245669 | 245.669 | 17741 | -190389 | 73.6491 | 293312 | 2.5483 | 8.6949 | 0 | 261175 | 261.175 | 19472.9 | -202617 | 75.4155 | 310507 | 2.9064 | 9.9168 | 0 | 278370 | 278.37 | 22209.3 | -216164 | 72.4715 | 73.6491 | 75.4155
[20 empty] | 2020-11-17 17:00 | 7698 | 11 | 17 | 18 | 0 | 0 | 14.694 | 32210.9 | 0 | 0 | 0 | 0 | 0 | 0 | 0 | 14.694 | 32210.9 | 0 | 0 | 0 | 0 | 0 | 0 | 0 | 14.694 | 32210.9 | 0 | 0 | 0 | 0 | 0 | 0 | 0 | 14.694 | 14.694 | 14.694
[20 empty] | 2020-11-17 18:00 | 7699 | 11 | 17 | 19 | 0 | 0 | 13.7827 | 32210.9 | 0 | 0 | 0 | 0 | 0 | 0 | 0 | 13.7827 | 32210.9 | 0 | 0 | 0 | 0 | 0 | 0 | 0 | 13.7827 | 32210.9 | 0 | 0 | 0 | 0 | 0 | 0 | 0 | 13.7827 | 13.7827 | 13.7827
[20 empty] | 2020-11-17 19:00 | 7700 | 11 | 17 | 20 | 0 | 0 | 10.3847 | 32284.3 | 0 | 0 | 0 | 0 | 0 | 0 | 0 | 10.3847 | 32284.3 | 0 | 0 | 0 | 0 | 0 | 0 | 0 | 10.3847 | 32284.3 | 0 | 0 | 0 | 0 | 0 | 0 | 0 | 10.3847 | 10.3847 | 10.3847
[20 empty] | 2020-11-17 20:00 | 7701 | 11 | 17 | 21 | 0 | 0 | 8.8655 | 9995.67 | 0 | 0 | 0 | 0 | 0 | 0 | 0 | 8.8655 | 9995.67 | 0 | 0 | 0 | 0 | 0 | 0 | 0 | 8.8655 | 9995.67 | 0 | 0 | 0 | 0 | 0 | 0 | 0 | 8.8655 | 8.8655 | 8.8655
[20 empty] | 2020-11-17 21:00 | 7702 | 11 | 17 | 22 | 0 | 0 | 7.3463 | 9995.67 | 0 | 0 | 0 | 0 | 0 | 0 | 0 | 7.3463 | 9995.67 | 0 | 0 | 0 | 0 | 0 | 0 | 0 | 7.3463 | 9995.67 | 0 | 0 | 0 | 0 | 0 | 0 | 0 | 7.3463 | 7.3463 | 7.3463
[20 empty] | 2020-11-17 22:00 | 7703 | 11 | 17 | 23 | 0 | 0 | 7.3463 | 9922.34 | 0 | 0 | 0 | 0 | 0 | 0 | 0 | 7.3463 | 9922.34 | 0 | 0 | 0 | 0 | 0 | 0 | 0 | 7.3463 | 9922.34 | 0 | 0 | 0 | 0 | 0 | 0 | 0 | 7.3463 | 7.3463 | 7.3463
[20 empty] | 2020-11-17 23:00 | 7704 | 11 | 17 | 24 | 0 | 0 | 7.3463 | 9849.01 | 0 | 0 | 0 | 0 | 0 | 0 | 0 | 7.3463 | 9849.01 | 0 | 0 | 0 | 0 | 0 | 0 | 0 | 7.3463 | 9849.01 | 0 | 0 | 0 | 0 | 0 | 0 | 0 | 7.3463 | 7.3463 | 7.3463
[20 empty] | 2020-11-18 | 7705 | 11 | 18 | 1 | 0 | 0 | 7.3463 | 9849.01 | 0 | 0 | 0 | 0 | 0 | 0 | 0 | 7.3463 | 9849.01 | 0 | 0 | 0 | 0 | 0 | 0 | 0 | 7.3463 | 9849.01 | 0 | 0 | 0 | 0 | 0 | 0 | 0 | 7.3463 | 7.3463 | 7.3463
[20 empty] | 2020-11-18 01:00 | 7706 | 11 | 18 | 2 | 0 | 0 | 7.3463 | 9849.01 | 0 | 0 | 0 | 0 | 0 | 0 | 0 | 7.3463 | 9849.01 | 0 | 0 | 0 | 0 | 0 | 0 | 0 | 7.3463 | 9849.01 | 0 | 0 | 0 | 0 | 0 | 0 | 0 | 7.3463 | 7.3463 | 7.3463
[20 empty] | 2020-11-18 02:00 | 7707 | 11 | 18 | 3 | 0 | 0 | 7.3463 | 9775.69 | 0 | 0 | 0 | 0 | 0 | 0 | 0 | 7.3463 | 9775.69 | 0 | 0 | 0 | 0 | 0 | 0 | 0 | 7.3463 | 9775.69 | 0 | 0 | 0 | 0 | 0 | 0 | 0 | 7.3463 | 7.3463 | 7.3463
[20 empty] | 2020-11-18 03:00 | 7708 | 11 | 18 | 4 | 0 | 0 | 7.3463 | 9702.36 | 0 | 0 | 0 | 0 | 0 | 0 | 0 | 7.3463 | 9702.36 | 0 | 0 | 0 | 0 | 0 | 0 | 0 | 7.3463 | 9702.36 | 0 | 0 | 0 | 0 | 0 | 0 | 0 | 7.3463 | 7.3463 | 7.3463
[20 empty] | 2020-11-18 04:00 | 7709 | 11 | 18 | 5 | 0 | 0 | 15.146 | 226361 | 4.5133 | 15.3992 | 0 | 216658 | 216.658 | 34444 | -98448.1 | 15.8876 | 235376 | 4.9746 | 16.9734 | 0 | 225673 | 225.673 | 37965.1 | -101671 | 27.5493 | 337559 | 12.8205 | 43.7435 | 0 | 327857 | 327.857 | 97837.1 | -184415 | 15.146 | 15.8876 | 27.5493
[20 empty] | 2020-11-18 05:00 | 7710 | 11 | 18 | 6 | 0 | 0 | 19.1261 | 203988 | 6.1969 | 21.1437 | 0 | 194285 | 194.285 | 47287 | -146569 | 19.9725 | 211924 | 6.718 | 22.922 | 0 | 202221 | 202.221 | 51264.5 | -152290 | 21.2706 | 210215 | 7.6521 | 26.1091 | 0 | 200513 | 200.513 | 58473.1 | -149013 | 19.1261 | 19.9725 | 21.2706
[20 empty] | 2020-11-18 06:00 | 7711 | 11 | 18 | 7 | 0 | 0 | 21.3059 | 215176 | 6.217 | 21.2123 | 0 | 182965 | 182.965 | 47506.3 | -136426 | 22.1878 | 222832 | 6.7737 | 23.112 | 0 | 190621 | 190.621 | 51760.9 | -141896 | 23.2224 | 225950 | 7.4392 | 25.3825 | 0 | 193739 | 193.739 | 56845.8 | -143503 | 21.3059 | 22.1878 | 23.2224
[20 empty] | 2020-11-18 07:00 | 7712 | 11 | 18 | 8 | 3140.263 | 3.1403 | 96.8813 | 373913 | 0.88081 | 3.0053 | 0 | 291993 | 291.993 | 6730.61 | -229875 | 98.0092 | 401416 | 0.99826 | 3.4061 | 0 | 319496 | 319.496 | 7628.13 | -252405 | 99.2862 | 427926 | 1.1321 | 3.8627 | 0 | 346006 | 346.006 | 8650.7 | -274139 | 93.741 | 94.8689 | 96.1459
[20 empty] | 2020-11-18 08:00 | 7713 | 11 | 18 | 9 | 5804.549 | 5.8045 | 124.076 | 363561 | 1.0512 | 3.5867 | 0 | 281714 | 281.714 | 8032.57 | -220607 | 124.435 | 387191 | 1.2037 | 4.1071 | 0 | 305345 | 305.345 | 9198.14 | -239715 | 125.407 | 409576 | 1.3235 | 4.5157 | 0 | 327729 | 327.729 | 10113.2 | -257639 | 118.2715 | 118.6305 | 119.6025
[20 empty] | 2020-11-18 09:00 | 7714 | 11 | 18 | 10 | 20035.372 | 20.0354 | 131.38 | 269060 | 4.593 | 15.6714 | 0 | 212218 | 212.218 | 35097 | -161627 | 132.577 | 286639 | 4.9735 | 16.9696 | 0 | 229796 | 229.796 | 38004.6 | -175628 | 134.088 | 303306 | 5.4067 | 18.4476 | 0 | 246463 | 246.463 | 41314.6 | -188720 | 111.3446 | 112.5416 | 114.0526
[20 empty] | 2020-11-18 10:00 | 7715 | 11 | 18 | 11 | 20471.247 | 20.4712 | 132.523 | 232685 | 4.4514 | 15.1882 | 0 | 175842 | 175.842 | 34014.9 | -130674 | 133.304 | 247293 | 4.7554 | 16.2253 | 0 | 190450 | 190.45 | 36337.6 | -142108 | 134.379 | 261565 | 5.0768 | 17.322 | 0 | 204723 | 204.723 | 38793.7 | -153139 | 112.0518 | 112.8328 | 113.9078
[20 empty] | 2020-11-18 11:00 | 7716 | 11 | 18 | 12 | 65626.934 | 65.6269 | 126.67 | 281200 | 16.1634 | 55.1495 | 0 | 154541 | 154.541 | 123511 | -111971 | 128.113 | 291084 | 17.578 | 59.9761 | 0 | 164425 | 164.425 | 134320 | -119422 | 130.001 | 300669 | 19.0995 | 65.1675 | 0 | 174010 | 174.01 | 145947 | -126494 | 61.0431 | 62.4861 | 64.3741
[20 empty] | 2020-11-18 12:00 | 7717 | 11 | 18 | 13 | 62200.82 | 62.2008 | 145.72 | 240740 | 14.9871 | 51.136 | 0 | 114081 | 114.081 | 114522 | -72966.6 | 146.536 | 246361 | 15.9869 | 54.5473 | 0 | 119702 | 119.702 | 122162 | -76293 | 148.328 | 252189 | 17.16 | 58.5499 | 0 | 125530 | 125.53 | 131126 | -79521.2 | 83.5192 | 84.3352 | 86.1272
[20 empty] | 2020-11-18 13:00 | 7718 | 11 | 18 | 14 | 36904.398 | 36.9044 | 95.8555 | 192512 | 14.7094 | 50.1885 | 0 | 103054 | 103.054 | 112401 | -66788 | 97.5811 | 195913 | 15.8653 | 54.1324 | 0 | 106454 | 106.454 | 121233 | -68178.1 | 98.6249 | 199853 | 16.69 | 56.9463 | 0 | 110394 | 110.394 | 127535 | -70061.4 | 58.9511 | 60.6767 | 61.7205
[20 empty] | 2020-11-18 14:00 | 7719 | 11 | 18 | 15 | 20656.662 | 20.6567 | 88.8796 | 149514 | 12.7874 | 43.6306 | 0 | 93038.1 | 93.0381 | 97713.3 | -57457.8 | 89.561 | 152457 | 13.4258 | 45.8088 | 0 | 95980.7 | 95.9807 | 102592 | -58979.1 | 91.0175 | 156201 | 14.3331 | 48.9045 | 0 | 99725.6 | 99.7256 | 109525 | -61093.7 | 68.2229 | 68.9043 | 70.3608
[20 empty] | 2020-11-18 15:00 | 7720 | 11 | 18 | 16 | 45415.08 | 45.4151 | 71.1805 | 160486 | 9.0984 | 31.0438 | 0 | 103863 | 103.863 | 69524.8 | -72943.6 | 72.0055 | 164046 | 9.6358 | 32.8773 | 0 | 107424 | 107.424 | 73630.9 | -75124.9 | 73.1993 | 167929 | 10.2523 | 34.9808 | 0 | 111306 | 111.306 | 78342.3 | -77318.8 | 25.7654 | 26.5904 | 27.7842
[20 empty] | 2020-11-18 16:00 | 7721 | 11 | 18 | 17 | 0 | 0 | 75.758 | 136690 | 9.812 | 33.4784 | 0 | 104920 | 104.92 | 74977.2 | -68922.1 | 76.1803 | 139607 | 10.1996 | 34.801 | 0 | 107836 | 107.836 | 77939.3 | -70147 | 77.7262 | 144009 | 10.9408 | 37.33 | 0 | 112238 | 112.238 | 83603 | -72905.2 | 75.758 | 76.1803 | 77.7262
[20 empty] | 2020-11-18 17:00 | 7722 | 11 | 18 | 18 | 0 | 0 | 14.694 | 32064.2 | 0 | 0 | 0 | 0 | 0 | 0 | 0 | 14.694 | 32064.2 | 0 | 0 | 0 | 0 | 0 | 0 | 0 | 14.694 | 32064.2 | 0 | 0 | 0 | 0 | 0 | 0 | 0 | 14.694 | 14.694 | 14.694
[20 empty] | 2020-11-18 18:00 | 7723 | 11 | 18 | 19 | 0 | 0 | 13.7827 | 31990.9 | 0 | 0 | 0 | 0 | 0 | 0 | 0 | 13.7827 | 31990.9 | 0 | 0 | 0 | 0 | 0 | 0 | 0 | 13.7827 | 31990.9 | 0 | 0 | 0 | 0 | 0 | 0 | 0 | 13.7827 | 13.7827 | 13.7827
[20 empty] | 2020-11-18 19:00 | 7724 | 11 | 18 | 20 | 0 | 0 | 10.3847 | 31990.9 | 0 | 0 | 0 | 0 | 0 | 0 | 0 | 10.3847 | 31990.9 | 0 | 0 | 0 | 0 | 0 | 0 | 0 | 10.3847 | 31990.9 | 0 | 0 | 0 | 0 | 0 | 0 | 0 | 10.3847 | 10.3847 | 10.3847
[20 empty] | 2020-11-18 20:00 | 7725 | 11 | 18 | 21 | 0 | 0 | 8.8655 | 9775.69 | 0 | 0 | 0 | 0 | 0 | 0 | 0 | 8.8655 | 9775.69 | 0 | 0 | 0 | 0 | 0 | 0 | 0 | 8.8655 | 9775.69 | 0 | 0 | 0 | 0 | 0 | 0 | 0 | 8.8655 | 8.8655 | 8.8655
[20 empty] | 2020-11-18 21:00 | 7726 | 11 | 18 | 22 | 0 | 0 | 7.3463 | 9922.34 | 0 | 0 | 0 | 0 | 0 | 0 | 0 | 7.3463 | 9922.34 | 0 | 0 | 0 | 0 | 0 | 0 | 0 | 7.3463 | 9922.34 | 0 | 0 | 0 | 0 | 0 | 0 | 0 | 7.3463 | 7.3463 | 7.3463
[20 empty] | 2020-11-18 22:00 | 7727 | 11 | 18 | 23 | 0 | 0 | 7.3463 | 9922.34 | 0 | 0 | 0 | 0 | 0 | 0 | 0 | 7.3463 | 9922.34 | 0 | 0 | 0 | 0 | 0 | 0 | 0 | 7.3463 | 9922.34 | 0 | 0 | 0 | 0 | 0 | 0 | 0 | 7.3463 | 7.3463 | 7.3463
[20 empty] | 2020-11-18 23:00 | 7728 | 11 | 18 | 24 | 0 | 0 | 7.3463 | 10142.3 | 0 | 0 | 0 | 0 | 0 | 0 | 0 | 7.3463 | 10142.3 | 0 | 0 | 0 | 0 | 0 | 0 | 0 | 7.3463 | 10142.3 | 0 | 0 | 0 | 0 | 0 | 0 | 0 | 7.3463 | 7.3463 | 7.3463
[20 empty] | 2020-11-19 | 7729 | 11 | 19 | 1 | 0 | 0 | 7.3463 | 10362.3 | 0 | 0 | 0 | 0 | 0 | 0 | 0 | 7.3463 | 10362.3 | 0 | 0 | 0 | 0 | 0 | 0 | 0 | 7.3463 | 10362.3 | 0 | 0 | 0 | 0 | 0 | 0 | 0 | 7.3463 | 7.3463 | 7.3463
[20 empty] | 2020-11-19 01:00 | 7730 | 11 | 19 | 2 | 0 | 0 | 7.3463 | 10362.3 | 0 | 0 | 0 | 0 | 0 | 0 | 0 | 7.3463 | 10362.3 | 0 | 0 | 0 | 0 | 0 | 0 | 0 | 7.3463 | 10362.3 | 0 | 0 | 0 | 0 | 0 | 0 | 0 | 7.3463 | 7.3463 | 7.3463
[20 empty] | 2020-11-19 02:00 | 7731 | 11 | 19 | 3 | 0 | 0 | 7.3463 | 10435.6 | 0 | 0 | 0 | 0 | 0 | 0 | 0 | 7.3463 | 10435.6 | 0 | 0 | 0 | 0 | 0 | 0 | 0 | 7.3463 | 10435.6 | 0 | 0 | 0 | 0 | 0 | 0 | 0 | 7.3463 | 7.3463 | 7.3463
[20 empty] | 2020-11-19 03:00 | 7732 | 11 | 19 | 4 | 0 | 0 | 7.3463 | 10655.6 | 0 | 0 | 0 | 0 | 0 | 0 | 0 | 7.3463 | 10655.6 | 0 | 0 | 0 | 0 | 0 | 0 | 0 | 7.3463 | 10655.6 | 0 | 0 | 0 | 0 | 0 | 0 | 0 | 7.3463 | 7.3463 | 7.3463
[20 empty] | 2020-11-19 04:00 | 7733 | 11 | 19 | 5 | 0 | 0 | 9.2383 | 159684 | 0.47876 | 1.6335 | 0 | 149029 | 149.029 | 3658.43 | -20827.9 | 9.301 | 165867 | 0.47876 | 1.6335 | 0 | 155211 | 155.211 | 3658.42 | -20828 | 9.3705 | 173160 | 0.47876 | 1.6335 | 0 | 162505 | 162.505 | 3658.42 | -20827.9 | 9.2383 | 9.301 | 9.3705
[20 empty] | 2020-11-19 05:00 | 7734 | 11 | 19 | 6 | 0 | 0 | 10.0196 | 58660.9 | 0 | 0 | 0 | 47858.6 | 47.8586 | 0 | -16490.1 | 10.0823 | 60094.7 | 0 | 0 | 0 | 49292.4 | 49.2924 | 0 | -16490.2 | 10.1519 | 61689.4 | 0 | 0 | 0 | 50887.1 | 50.8871 | 0 | -16490.2 | 10.0196 | 10.0823 | 10.1519
[20 empty] | 2020-11-19 06:00 | 7735 | 11 | 19 | 7 | 0 | 0 | 12.1902 | 75048.6 | 0 | 0 | 0 | 41884.2 | 41.8842 | 0 | -16129.3 | 18.6065 | 132738 | 4.2647 | 14.5511 | 0 | 99574 | 99.574 | 32588.1 | -80516.6 | 19.4071 | 136908 | 4.7539 | 16.2202 | 0 | 103744 | 103.744 | 36326.3 | -83751.1 | 12.1902 | 18.6065 | 19.4071
[20 empty] | 2020-11-19 07:00 | 7736 | 11 | 19 | 8 | 21118.277 | 21.1183 | 95.4584 | 386015 | 0.67984 | 2.3196 | 0 | 303141 | 303.141 | 5194.94 | -262182 | 96.3634 | 428734 | 0.77407 | 2.6411 | 0 | 345860 | 345.86 | 5915 | -282790 | 97.6289 | 465822 | 0.91526 | 3.1229 | 0 | 382948 | 382.948 | 6993.89 | -314319 | 74.3401 | 75.2451 | 76.5106
[20 empty] | 2020-11-19 08:00 | 7737 | 11 | 19 | 9 | 60433.358 | 60.4334 | 124.859 | 408931 | 0.866 | 2.9548 | 0 | 326203 | 326.203 | 6617.44 | -261294 | 124.755 | 438252 | 0.96554 | 3.2944 | 0 | 355525 | 355.525 | 7378.1 | -285484 | 125.01 | 473271 | 1.0762 | 3.6719 | 0 | 390544 | 390.544 | 8223.42 | -314328 | 64.4256 | 64.3216 | 64.5766
[20 empty] | 2020-11-19 09:00 | 7738 | 11 | 19 | 10 | 104280.378 | 104.2804 | 130.104 | 311278 | 0.82917 | 2.8291 | 0 | 253481 | 253.481 | 6335.99 | -198095 | 130.156 | 337123 | 0.92701 | 3.163 | 0 | 279326 | 279.326 | 7083.65 | -219234 | 130.291 | 367836 | 1.0186 | 3.4756 | 0 | 310039 | 310.039 | 7783.76 | -244343 | 25.8236 | 25.8756 | 26.0106
[20 empty] | 2020-11-19 10:00 | 7739 | 11 | 19 | 11 | 151486.861 | 151.4869 | 130.677 | 292176 | 0.78275 | 2.6707 | 0 | 234379 | 234.379 | 5981.31 | -180634 | 130.025 | 318506 | 0.80003 | 2.7297 | 0 | 260710 | 260.71 | 6113.37 | -202100 | 130.459 | 348369 | 0.88865 | 3.0321 | 0 | 290573 | 290.573 | 6790.52 | -226475 | -20.8099 | -21.4619 | -21.0279
[20 empty] | 2020-11-19 11:00 | 7740 | 11 | 19 | 12 | 135920.116 | 135.9201 | 110.245 | 337114 | 0.7124 | 2.4307 | 0 | 210456 | 210.456 | 5443.71 | -164571 | 110.186 | 357083 | 0.79626 | 2.7168 | 0 | 230424 | 230.424 | 6084.5 | -180935 | 110.862 | 379763 | 0.88865 | 3.0321 | 0 | 253104 | 253.104 | 6790.52 | -199475 | -25.6751 | -25.7341 | -25.0581
[20 empty] | 2020-11-19 12:00 | 7741 | 11 | 19 | 13 | 133929.189 | 133.9292 | 131.944 | 295844 | 0.6803 | 2.3212 | 0 | 169185 | 169.185 | 5198.45 | -123273 | 132.732 | 311027 | 0.76759 | 2.619 | 0 | 184368 | 184.368 | 5865.46 | -135099 | 133.436 | 330449 | 0.8204 | 2.7992 | 0 | 203790 | 203.79 | 6269 | -150438 | -1.9852 | -1.1972 | -0.49319
[20 empty] | 2020-11-19 13:00 | 7742 | 11 | 19 | 14 | 76200.262 | 76.2003 | 82.8407 | 263857 | 0.61868 | 2.1109 | 0 | 170857 | 170.857 | 4727.57 | -126144 | 83.5013 | 276985 | 0.67875 | 2.3159 | 0 | 183986 | 183.986 | 5186.62 | -136331 | 84.3934 | 293154 | 0.75446 | 2.5742 | 0 | 200155 | 200.155 | 5765.12 | -149001 | 6.6404 | 7.301 | 8.1931
[20 empty] | 2020-11-19 14:00 | 7743 | 11 | 19 | 15 | 49491.611 | 49.4916 | 78.0362 | 245504 | 0.62732 | 2.1404 | 0 | 187781 | 187.781 | 4793.58 | -139213 | 78.6544 | 257885 | 0.69053 | 2.3561 | 0 | 200162 | 200.162 | 5276.63 | -148669 | 79.5269 | 272703 | 0.75362 | 2.5714 | 0 | 214980 | 214.98 | 5758.71 | -160078 | 28.5446 | 29.1628 | 30.0353
[20 empty] | 2020-11-19 15:00 | 7744 | 11 | 19 | 16 | 17029.153 | 17.0292 | 64.3396 | 293501 | 0.65342 | 2.2295 | 0 | 235631 | 235.631 | 4993.05 | -178797 | 65.0824 | 307566 | 0.72383 | 2.4697 | 0 | 249696 | 249.696 | 5531.05 | -189629 | 65.9619 | 324431 | 0.77452 | 2.6427 | 0 | 266561 | 266.561 | 5918.4 | -202727 | 47.3104 | 48.0532 | 48.9327
[20 empty] | 2020-11-19 16:00 | 7745 | 11 | 19 | 17 | 0 | 0 | 67.8012 | 272233 | 0.72379 | 2.4696 | 0 | 239215 | 239.215 | 5530.74 | -184625 | 68.0405 | 285712 | 0.72761 | 2.4826 | 0 | 252694 | 252.694 | 5559.96 | -195116 | 69.0942 | 304763 | 0.80272 | 2.7389 | 0 | 271745 | 271.745 | 6133.9 | -210259 | 67.8012 | 68.0405 | 69.0942
[20 empty] | 2020-11-19 17:00 | 7746 | 11 | 19 | 18 | 0 | 0 | 14.694 | 33237.7 | 0 | 0 | 0 | 0 | 0 | 0 | 0 | 14.694 | 33237.7 | 0 | 0 | 0 | 0 | 0 | 0 | 0 | 14.694 | 33237.7 | 0 | 0 | 0 | 0 | 0 | 0 | 0 | 14.694 | 14.694 | 14.694
[20 empty] | 2020-11-19 18:00 | 7747 | 11 | 19 | 19 | 0 | 0 | 13.7827 | 33384.4 | 0 | 0 | 0 | 0 | 0 | 0 | 0 | 13.7827 | 33384.4 | 0 | 0 | 0 | 0 | 0 | 0 | 0 | 13.7827 | 33384.4 | 0 | 0 | 0 | 0 | 0 | 0 | 0 | 13.7827 | 13.7827 | 13.7827
[20 empty] | 2020-11-19 19:00 | 7748 | 11 | 19 | 20 | 0 | 0 | 10.3847 | 33384.4 | 0 | 0 | 0 | 0 | 0 | 0 | 0 | 10.3847 | 33384.4 | 0 | 0 | 0 | 0 | 0 | 0 | 0 | 10.3847 | 33384.4 | 0 | 0 | 0 | 0 | 0 | 0 | 0 | 10.3847 | 10.3847 | 10.3847
[20 empty] | 2020-11-19 20:00 | 7749 | 11 | 19 | 21 | 0 | 0 | 8.8655 | 11168.9 | 0 | 0 | 0 | 0 | 0 | 0 | 0 | 8.8655 | 11168.9 | 0 | 0 | 0 | 0 | 0 | 0 | 0 | 8.8655 | 11168.9 | 0 | 0 | 0 | 0 | 0 | 0 | 0 | 8.8655 | 8.8655 | 8.8655
[20 empty] | 2020-11-19 21:00 | 7750 | 11 | 19 | 22 | 0 | 0 | 7.3463 | 11242.2 | 0 | 0 | 0 | 0 | 0 | 0 | 0 | 7.3463 | 11242.2 | 0 | 0 | 0 | 0 | 0 | 0 | 0 | 7.3463 | 11242.2 | 0 | 0 | 0 | 0 | 0 | 0 | 0 | 7.3463 | 7.3463 | 7.3463
[20 empty] | 2020-11-19 22:00 | 7751 | 11 | 19 | 23 | 0 | 0 | 7.3463 | 11242.2 | 0 | 0 | 0 | 0 | 0 | 0 | 0 | 7.3463 | 11242.2 | 0 | 0 | 0 | 0 | 0 | 0 | 0 | 7.3463 | 11242.2 | 0 | 0 | 0 | 0 | 0 | 0 | 0 | 7.3463 | 7.3463 | 7.3463
[20 empty] | 2020-11-19 23:00 | 7752 | 11 | 19 | 24 | 0 | 0 | 7.3463 | 11388.9 | 0 | 0 | 0 | 0 | 0 | 0 | 0 | 7.3463 | 11388.9 | 0 | 0 | 0 | 0 | 0 | 0 | 0 | 7.3463 | 11388.9 | 0 | 0 | 0 | 0 | 0 | 0 | 0 | 7.3463 | 7.3463 | 7.3463
[20 empty] | 2020-11-20 | 7753 | 11 | 20 | 1 | 0 | 0 | 7.7516 | 11462.2 | 0 | 0 | 0 | 0 | 0 | 0 | 0 | 7.7516 | 11462.2 | 0 | 0 | 0 | 0 | 0 | 0 | 0 | 7.7516 | 11462.2 | 0 | 0 | 0 | 0 | 0 | 0 | 0 | 7.7516 | 7.7516 | 7.7516
[20 empty] | 2020-11-20 01:00 | 7754 | 11 | 20 | 2 | 0 | 0 | 7.7516 | 11462.2 | 0 | 0 | 0 | 0 | 0 | 0 | 0 | 7.7516 | 11462.2 | 0 | 0 | 0 | 0 | 0 | 0 | 0 | 7.7516 | 11462.2 | 0 | 0 | 0 | 0 | 0 | 0 | 0 | 7.7516 | 7.7516 | 7.7516
[20 empty] | 2020-11-20 02:00 | 7755 | 11 | 20 | 3 | 0 | 0 | 7.7516 | 11535.5 | 0 | 0 | 0 | 0 | 0 | 0 | 0 | 7.7516 | 11535.5 | 0 | 0 | 0 | 0 | 0 | 0 | 0 | 7.7516 | 11535.5 | 0 | 0 | 0 | 0 | 0 | 0 | 0 | 7.7516 | 7.7516 | 7.7516
[20 empty] | 2020-11-20 03:00 | 7756 | 11 | 20 | 4 | 0 | 0 | 7.7516 | 11535.5 | 0 | 0 | 0 | 0 | 0 | 0 | 0 | 7.7516 | 11535.5 | 0 | 0 | 0 | 0 | 0 | 0 | 0 | 7.7516 | 11535.5 | 0 | 0 | 0 | 0 | 0 | 0 | 0 | 7.7516 | 7.7516 | 7.7516
[20 empty] | 2020-11-20 04:00 | 7757 | 11 | 20 | 5 | 0 | 0 | 7.7516 | 11535.5 | 0 | 0 | 0 | 0 | 0 | 0 | 0 | 7.7516 | 11535.5 | 0 | 0 | 0 | 0 | 0 | 0 | 0 | 7.7516 | 11535.5 | 0 | 0 | 0 | 0 | 0 | 0 | 0 | 7.7516 | 7.7516 | 7.7516
[20 empty] | 2020-11-20 05:00 | 7758 | 11 | 20 | 6 | 0 | 0 | 7.7516 | 11608.9 | 0 | 0 | 0 | 0 | 0 | 0 | 0 | 7.7516 | 11608.9 | 0 | 0 | 0 | 0 | 0 | 0 | 0 | 7.7516 | 11608.9 | 0 | 0 | 0 | 0 | 0 | 0 | 0 | 7.7516 | 7.7516 | 7.7516
[20 empty] | 2020-11-20 06:00 | 7759 | 11 | 20 | 7 | 0 | 0 | 7.7516 | 11608.9 | 0 | 0 | 0 | 0 | 0 | 0 | 0 | 7.7516 | 11608.9 | 0 | 0 | 0 | 0 | 0 | 0 | 0 | 7.7516 | 11608.9 | 0 | 0 | 0 | 0 | 0 | 0 | 0 | 7.7516 | 7.7516 | 7.7516
[20 empty] | 2020-11-20 07:00 | 7760 | 11 | 20 | 8 | 4475.117 | 4.4751 | 7.628 | 11608.9 | 0 | 0 | 0 | 0 | 0 | 0 | 0 | 7.6005 | 11608.9 | 0 | 0 | 0 | 0 | 0 | 0 | 0 | 7.5746 | 11608.9 | 0 | 0 | 0 | 0 | 0 | 0 | 0 | 3.1529 | 3.1253 | 3.0995
[20 empty] | 2020-11-20 08:00 | 7761 | 11 | 20 | 9 | 15770.078 | 15.7701 | 8.6329 | 11388.9 | 0 | 0 | 0 | 0 | 0 | 0 | -133.129 | 8.6888 | 11388.9 | 0 | 0 | 0 | 0 | 0 | 0 | -133.13 | 8.7542 | 11388.9 | 0 | 0 | 0 | 0 | 0 | 0 | -133.127 | -7.1372 | -7.0813 | -7.0158
[20 empty] | 2020-11-20 09:00 | 7762 | 11 | 20 | 10 | 37500.39 | 37.5004 | 8.6222 | 11168.9 | 0 | 0 | 0 | 0 | 0 | 0 | -344.872 | 8.6846 | 11168.9 | 0 | 0 | 0 | 0 | 0 | 0 | -344.872 | 8.7542 | 11168.9 | 0 | 0 | 0 | 0 | 0 | 0 | -344.868 | -28.8781 | -28.8157 | -28.7462
[20 empty] | 2020-11-20 10:00 | 7763 | 11 | 20 | 11 | 9707.177 | 9.7072 | 8.6244 | 11168.9 | 0 | 0 | 0 | 0 | 0 | 0 | -609.687 | 8.6846 | 11168.9 | 0 | 0 | 0 | 0 | 0 | 0 | -609.687 | 8.7542 | 11168.9 | 0 | 0 | 0 | 0 | 0 | 0 | -609.679 | -1.0827 | -1.0225 | -0.95295
[20 empty] | 2020-11-20 11:00 | 7764 | 11 | 20 | 12 | 21473.291 | 21.4733 | 8.6292 | 10948.9 | 0 | 0 | 0 | 0 | 0 | 0 | -688.602 | 8.6846 | 10948.9 | 0 | 0 | 0 | 0 | 0 | 0 | -688.602 | 8.7542 | 10948.9 | 0 | 0 | 0 | 0 | 0 | 0 | -688.586 | -12.8441 | -12.7886 | -12.7191
[20 empty] | 2020-11-20 12:00 | 7765 | 11 | 20 | 13 | 33591.077 | 33.5911 | 8.6253 | 10802.3 | 0 | 0 | 0 | 0 | 0 | 0 | -748.404 | 8.6846 | 10802.3 | 0 | 0 | 0 | 0 | 0 | 0 | -748.404 | 8.7542 | 10802.3 | 0 | 0 | 0 | 0 | 0 | 0 | -748.388 | -24.9658 | -24.9064 | -24.8368
[20 empty] | 2020-11-20 13:00 | 7766 | 11 | 20 | 14 | 39663.898 | 39.6639 | 8.6325 | 10802.3 | 0 | 0 | 0 | 0 | 0 | 0 | -828.152 | 8.6866 | 10802.3 | 0 | 0 | 0 | 0 | 0 | 0 | -828.152 | 8.7542 | 10802.3 | 0 | 0 | 0 | 0 | 0 | 0 | -828.136 | -31.0314 | -30.9773 | -30.9097
[20 empty] | 2020-11-20 14:00 | 7767 | 11 | 20 | 15 | 3085.906 | 3.0859 | 8.6317 | 10728.9 | 0 | 0 | 0 | 0 | 0 | 0 | -820.855 | 8.6856 | 10728.9 | 0 | 0 | 0 | 0 | 0 | 0 | -820.855 | 8.7542 | 10728.9 | 0 | 0 | 0 | 0 | 0 | 0 | -820.835 | 5.5458 | 5.5997 | 5.6683
[20 empty] | 2020-11-20 15:00 | 7768 | 11 | 20 | 16 | 2399.348 | 2.3993 | 8.6321 | 10802.3 | 0 | 0 | 0 | 0 | 0 | 0 | -829.576 | 8.6862 | 10802.3 | 0 | 0 | 0 | 0 | 0 | 0 | -829.576 | 8.7542 | 10802.3 | 0 | 0 | 0 | 0 | 0 | 0 | -829.552 | 6.2328 | 6.2868 | 6.3549
[20 empty] | 2020-11-20 16:00 | 7769 | 11 | 20 | 17 | 0 | 0 | 8.9057 | 10802.3 | 0 | 0 | 0 | 0 | 0 | 0 | -784.726 | 8.9684 | 10802.3 | 0 | 0 | 0 | 0 | 0 | 0 | -784.726 | 9.038 | 10802.3 | 0 | 0 | 0 | 0 | 0 | 0 | -784.71 | 8.9057 | 8.9684 | 9.038
[20 empty] | 2020-11-20 17:00 | 7770 | 11 | 20 | 18 | 0 | 0 | 8.9057 | 11095.6 | 0 | 0 | 0 | 0 | 0 | 0 | -982.257 | 8.9684 | 11095.6 | 0 | 0 | 0 | 0 | 0 | 0 | -982.257 | 9.038 | 11095.6 | 0 | 0 | 0 | 0 | 0 | 0 | -982.237 | 8.9057 | 8.9684 | 9.038
[20 empty] | 2020-11-20 18:00 | 7771 | 11 | 20 | 19 | 0 | 0 | 8.9057 | 11388.9 | 0 | 0 | 0 | 0 | 0 | 0 | -1193.95 | 8.9684 | 11388.9 | 0 | 0 | 0 | 0 | 0 | 0 | -1193.95 | 9.038 | 11388.9 | 0 | 0 | 0 | 0 | 0 | 0 | -1193.93 | 8.9057 | 8.9684 | 9.038
[20 empty] | 2020-11-20 19:00 | 7772 | 11 | 20 | 20 | 0 | 0 | 8.9057 | 11388.9 | 0 | 0 | 0 | 0 | 0 | 0 | -1296.65 | 8.9684 | 11388.9 | 0 | 0 | 0 | 0 | 0 | 0 | -1296.65 | 9.038 | 11388.9 | 0 | 0 | 0 | 0 | 0 | 0 | -1296.63 | 8.9057 | 8.9684 | 9.038
[20 empty] | 2020-11-20 20:00 | 7773 | 11 | 20 | 21 | 0 | 0 | 8.9057 | 11462.2 | 0 | 0 | 0 | 0 | 0 | 0 | -1474.78 | 8.9684 | 11462.2 | 0 | 0 | 0 | 0 | 0 | 0 | -1474.78 | 9.038 | 11462.2 | 0 | 0 | 0 | 0 | 0 | 0 | -1474.77 | 8.9057 | 8.9684 | 9.038
[20 empty] | 2020-11-20 21:00 | 7774 | 11 | 20 | 22 | 0 | 0 | 8.9057 | 11535.5 | 0 | 0 | 0 | 0 | 0 | 0 | -1667.23 | 8.9684 | 11535.5 | 0 | 0 | 0 | 0 | 0 | 0 | -1667.23 | 9.038 | 11535.5 | 0 | 0 | 0 | 0 | 0 | 0 | -1667.22 | 8.9057 | 8.9684 | 9.038
[20 empty] | 2020-11-20 22:00 | 7775 | 11 | 20 | 23 | 0 | 0 | 8.9057 | 11535.5 | 0 | 0 | 0 | 0 | 0 | 0 | -1819.13 | 8.9684 | 11535.5 | 0 | 0 | 0 | 0 | 0 | 0 | -1819.13 | 9.038 | 11535.5 | 0 | 0 | 0 | 0 | 0 | 0 | -1819.13 | 8.9057 | 8.9684 | 9.038
[20 empty] | 2020-11-20 23:00 | 7776 | 11 | 20 | 24 | 0 | 0 | 8.9057 | 11682.2 | 0 | 0 | 0 | 0 | 0 | 0 | -2051.77 | 8.9684 | 11682.2 | 0 | 0 | 0 | 0 | 0 | 0 | -2051.77 | 9.038 | 11682.2 | 0 | 0 | 0 | 0 | 0 | 0 | -2051.76 | 8.9057 | 8.9684 | 9.038
[20 empty] | 2020-11-21 | 7777 | 11 | 21 | 1 | 0 | 0 | 8.9057 | 11608.9 | 0 | 0 | 0 | 0 | 0 | 0 | -2182.57 | 8.9684 | 11608.9 | 0 | 0 | 0 | 0 | 0 | 0 | -2182.57 | 9.038 | 11608.9 | 0 | 0 | 0 | 0 | 0 | 0 | -2182.57 | 8.9057 | 8.9684 | 9.038
[20 empty] | 2020-11-21 01:00 | 7778 | 11 | 21 | 2 | 0 | 0 | 8.9057 | 11608.9 | 0 | 0 | 0 | 0 | 0 | 0 | -2326.14 | 8.9684 | 11608.9 | 0 | 0 | 0 | 0 | 0 | 0 | -2326.14 | 9.038 | 11608.9 | 0 | 0 | 0 | 0 | 0 | 0 | -2326.14 | 8.9057 | 8.9684 | 9.038
[20 empty] | 2020-11-21 02:00 | 7779 | 11 | 21 | 3 | 0 | 0 | 8.9057 | 11535.5 | 0 | 0 | 0 | 0 | 0 | 0 | -2402.5 | 8.9684 | 11535.5 | 0 | 0 | 0 | 0 | 0 | 0 | -2402.5 | 9.038 | 11535.5 | 0 | 0 | 0 | 0 | 0 | 0 | -2402.5 | 8.9057 | 8.9684 | 9.038
[20 empty] | 2020-11-21 03:00 | 7780 | 11 | 21 | 4 | 0 | 0 | 8.9057 | 11682.2 | 0 | 0 | 0 | 0 | 0 | 0 | -2614.57 | 8.9684 | 11682.2 | 0 | 0 | 0 | 0 | 0 | 0 | -2614.57 | 9.038 | 11682.2 | 0 | 0 | 0 | 0 | 0 | 0 | -2614.57 | 8.9057 | 8.9684 | 9.038
[20 empty] | 2020-11-21 04:00 | 7781 | 11 | 21 | 5 | 0 | 0 | 8.9057 | 11682.2 | 0 | 0 | 0 | 0 | 0 | 0 | -2728.81 | 8.9684 | 11682.2 | 0 | 0 | 0 | 0 | 0 | 0 | -2728.81 | 9.038 | 11682.2 | 0 | 0 | 0 | 0 | 0 | 0 | -2728.81 | 8.9057 | 8.9684 | 9.038
[20 empty] | 2020-11-21 05:00 | 7782 | 11 | 21 | 6 | 0 | 0 | 8.9057 | 11608.9 | 0 | 0 | 0 | 0 | 0 | 0 | -2776.73 | 8.9684 | 11608.9 | 0 | 0 | 0 | 0 | 0 | 0 | -2776.73 | 9.038 | 11608.9 | 0 | 0 | 0 | 0 | 0 | 0 | -2776.73 | 8.9057 | 8.9684 | 9.038
[20 empty] | 2020-11-21 06:00 | 7783 | 11 | 21 | 7 | 0 | 0 | 8.9057 | 11315.6 | 0 | 0 | 0 | 0 | 0 | 0 | -2691.17 | 8.9684 | 11315.6 | 0 | 0 | 0 | 0 | 0 | 0 | -2691.17 | 9.038 | 11315.6 | 0 | 0 | 0 | 0 | 0 | 0 | -2691.17 | 8.9057 | 8.9684 | 9.038
[20 empty] | 2020-11-21 07:00 | 7784 | 11 | 21 | 8 | 0 | 0 | 8.7791 | 11315.6 | 0 | 0 | 0 | 0 | 0 | 0 | -2776.44 | 8.814 | 11315.6 | 0 | 0 | 0 | 0 | 0 | 0 | -2776.44 | 8.8589 | 11315.6 | 0 | 0 | 0 | 0 | 0 | 0 | -2776.44 | 8.7791 | 8.814 | 8.8589
[20 empty] | 2020-11-21 08:00 | 7785 | 11 | 21 | 9 | 18310.923 | 18.3109 | 8.709 | 10875.6 | 0 | 0 | 0 | 0 | 0 | 0 | -2572.24 | 8.7269 | 10875.6 | 0 | 0 | 0 | 0 | 0 | 0 | -2572.24 | 8.7597 | 10875.6 | 0 | 0 | 0 | 0 | 0 | 0 | -2572.24 | -9.6019 | -9.584 | -9.5512
[20 empty] | 2020-11-21 09:00 | 7786 | 11 | 21 | 10 | 24136.618 | 24.1366 | 8.6225 | 10582.3 | 0 | 0 | 0 | 0 | 0 | 0 | -2434.93 | 8.6846 | 10582.3 | 0 | 0 | 0 | 0 | 0 | 0 | -2434.93 | 8.7542 | 10582.3 | 0 | 0 | 0 | 0 | 0 | 0 | -2434.93 | -15.5141 | -15.452 | -15.3824
[20 empty] | 2020-11-21 10:00 | 7787 | 11 | 21 | 11 | 33286.055 | 33.2861 | 8.6253 | 10582.3 | 0 | 0 | 0 | 0 | 0 | 0 | -2425.06 | 8.6846 | 10582.3 | 0 | 0 | 0 | 0 | 0 | 0 | -2425.06 | 8.7542 | 10582.3 | 0 | 0 | 0 | 0 | 0 | 0 | -2425.06 | -24.6608 | -24.6014 | -24.5318
[20 empty] | 2020-11-21 11:00 | 7788 | 11 | 21 | 12 | 52104.707 | 52.1047 | 8.6271 | 10362.3 | 0 | 0 | 0 | 0 | 0 | 0 | -2240.22 | 8.6846 | 10362.3 | 0 | 0 | 0 | 0 | 0 | 0 | -2240.22 | 8.7542 | 10362.3 | 0 | 0 | 0 | 0 | 0 | 0 | -2240.22 | -43.4776 | -43.4201 | -43.3505
[20 empty] | 2020-11-21 12:00 | 7789 | 11 | 21 | 13 | 29444.761 | 29.4448 | 8.6342 | 10289 | 0 | 0 | 0 | 0 | 0 | 0 | -2104.03 | 8.6888 | 10289 | 0 | 0 | 0 | 0 | 0 | 0 | -2104.03 | 8.7542 | 10289 | 0 | 0 | 0 | 0 | 0 | 0 | -2104.03 | -20.8106 | -20.756 | -20.6905
[20 empty] | 2020-11-21 13:00 | 7790 | 11 | 21 | 14 | 27079.254 | 27.0793 | 8.6334 | 10289 | 0 | 0 | 0 | 0 | 0 | 0 | -1961.22 | 8.6877 | 10289 | 0 | 0 | 0 | 0 | 0 | 0 | -1961.22 | 8.7542 | 10289 | 0 | 0 | 0 | 0 | 0 | 0 | -1961.22 | -18.4459 | -18.3915 | -18.325
[20 empty] | 2020-11-21 14:00 | 7791 | 11 | 21 | 15 | 36937.273 | 36.9373 | 8.624 | 10362.3 | 0 | 0 | 0 | 0 | 0 | 0 | -1809.36 | 8.6846 | 10362.3 | 0 | 0 | 0 | 0 | 0 | 0 | -1809.36 | 8.7542 | 10362.3 | 0 | 0 | 0 | 0 | 0 | 0 | -1809.36 | -28.3133 | -28.2526 | -28.183
[20 empty] | 2020-11-21 15:00 | 7792 | 11 | 21 | 16 | 40059.75 | 40.0598 | 8.6365 | 10362.3 | 0 | 0 | 0 | 0 | 0 | 0 | -1608.71 | 8.6918 | 10362.3 | 0 | 0 | 0 | 0 | 0 | 0 | -1608.71 | 8.7542 | 10362.3 | 0 | 0 | 0 | 0 | 0 | 0 | -1608.71 | -31.4233 | -31.368 | -31.3055
[20 empty] | 2020-11-21 16:00 | 7793 | 11 | 21 | 17 | 0 | 0 | 8.9057 | 10362.3 | 0 | 0 | 0 | 0 | 0 | 0 | -1445.29 | 8.9684 | 10362.3 | 0 | 0 | 0 | 0 | 0 | 0 | -1445.29 | 9.038 | 10362.3 | 0 | 0 | 0 | 0 | 0 | 0 | -1445.29 | 8.9057 | 8.9684 | 9.038
[20 empty] | 2020-11-21 17:00 | 7794 | 11 | 21 | 18 | 0 | 0 | 8.9057 | 10362.3 | 0 | 0 | 0 | 0 | 0 | 0 | -1351.03 | 8.9684 | 10362.3 | 0 | 0 | 0 | 0 | 0 | 0 | -1351.03 | 9.038 | 10362.3 | 0 | 0 | 0 | 0 | 0 | 0 | -1351.03 | 8.9057 | 8.9684 | 9.038
[20 empty] | 2020-11-21 18:00 | 7795 | 11 | 21 | 19 | 0 | 0 | 8.9057 | 10215.6 | 0 | 0 | 0 | 0 | 0 | 0 | -1201.49 | 8.9684 | 10215.6 | 0 | 0 | 0 | 0 | 0 | 0 | -1201.49 | 9.038 | 10215.6 | 0 | 0 | 0 | 0 | 0 | 0 | -1201.49 | 8.9057 | 8.9684 | 9.038
[20 empty] | 2020-11-21 19:00 | 7796 | 11 | 21 | 20 | 0 | 0 | 26.5789 | 10289 | 13.9581 | 47.625 | 0 | 0 | 0 | 106660 | -1213.74 | 8.9684 | 10289 | 0 | 0 | 0 | 0 | 0 | 0 | -1213.74 | 9.038 | 10289 | 0 | 0 | 0 | 0 | 0 | 0 | -1213.74 | 26.5789 | 8.9684 | 9.038
[20 empty] | 2020-11-21 20:00 | 7797 | 11 | 21 | 21 | 0 | 0 | 8.9057 | 10289 | 0 | 0 | 0 | 0 | 0 | 0 | -1285.62 | 26.6488 | 10289 | 13.9654 | 47.6499 | 0 | 0 | 0 | 106716 | -1285.62 | 26.7184 | 10289 | 13.9654 | 47.6499 | 0 | 0 | 0 | 106716 | -1285.62 | 8.9057 | 26.6488 | 26.7184
[20 empty] | 2020-11-21 21:00 | 7798 | 11 | 21 | 22 | 0 | 0 | 8.9057 | 10215.6 | 0 | 0 | 0 | 0 | 0 | 0 | -1133.06 | 8.9684 | 10215.6 | 0 | 0 | 0 | 0 | 0 | 0 | -1133.06 | 9.038 | 10215.6 | 0 | 0 | 0 | 0 | 0 | 0 | -1133.06 | 8.9057 | 8.9684 | 9.038
[20 empty] | 2020-11-21 22:00 | 7799 | 11 | 21 | 23 | 0 | 0 | 8.9057 | 10215.6 | 0 | 0 | 0 | 0 | 0 | 0 | -1119.55 | 8.9684 | 10215.6 | 0 | 0 | 0 | 0 | 0 | 0 | -1119.55 | 9.038 | 10215.6 | 0 | 0 | 0 | 0 | 0 | 0 | -1119.55 | 8.9057 | 8.9684 | 9.038
[20 empty] | 2020-11-21 23:00 | 7800 | 11 | 21 | 24 | 0 | 0 | 8.9057 | 10362.3 | 0 | 0 | 0 | 0 | 0 | 0 | -1214.37 | 8.9684 | 10362.3 | 0 | 0 | 0 | 0 | 0 | 0 | -1214.37 | 9.038 | 10362.3 | 0 | 0 | 0 | 0 | 0 | 0 | -1214.37 | 8.9057 | 8.9684 | 9.038
[20 empty] | 2020-11-22 | 7801 | 11 | 22 | 1 | 0 | 0 | 8.5004 | 10362.3 | 0 | 0 | 0 | 0 | 0 | 0 | -1203.21 | 8.5631 | 10362.3 | 0 | 0 | 0 | 0 | 0 | 0 | -1203.21 | 8.6326 | 10362.3 | 0 | 0 | 0 | 0 | 0 | 0 | -1203.21 | 8.5004 | 8.5631 | 8.6326
[20 empty] | 2020-11-22 01:00 | 7802 | 11 | 22 | 2 | 0 | 0 | 8.5004 | 10362.3 | 0 | 0 | 0 | 0 | 0 | 0 | -1197.4 | 8.5631 | 10362.3 | 0 | 0 | 0 | 0 | 0 | 0 | -1197.4 | 8.6326 | 10362.3 | 0 | 0 | 0 | 0 | 0 | 0 | -1197.4 | 8.5004 | 8.5631 | 8.6326
[20 empty] | 2020-11-22 02:00 | 7803 | 11 | 22 | 3 | 0 | 0 | 8.5004 | 10509 | 0 | 0 | 0 | 0 | 0 | 0 | -1363.23 | 8.5631 | 10509 | 0 | 0 | 0 | 0 | 0 | 0 | -1363.23 | 8.6326 | 10509 | 0 | 0 | 0 | 0 | 0 | 0 | -1363.23 | 8.5004 | 8.5631 | 8.6326
[20 empty] | 2020-11-22 03:00 | 7804 | 11 | 22 | 4 | 0 | 0 | 8.5004 | 10362.3 | 0 | 0 | 0 | 0 | 0 | 0 | -1202.74 | 8.5631 | 10362.3 | 0 | 0 | 0 | 0 | 0 | 0 | -1202.74 | 8.6326 | 10362.3 | 0 | 0 | 0 | 0 | 0 | 0 | -1202.74 | 8.5004 | 8.5631 | 8.6326
[20 empty] | 2020-11-22 04:00 | 7805 | 11 | 22 | 5 | 0 | 0 | 38.8641 | 864443 | 18.2243 | 62.1813 | 0 | 854081 | 854.081 | 139259 | -730388 | 41.9159 | 910113 | 19.9753 | 68.1557 | 0 | 899750 | 899.75 | 152639 | -769764 | 45.33 | 955691 | 21.9764 | 74.9835 | 0 | 945329 | 945.329 | 167931 | -808115 | 38.8641 | 41.9159 | 45.33
[20 empty] | 2020-11-22 05:00 | 7806 | 11 | 22 | 6 | 0 | 0 | 60.1544 | 793541 | 34.3159 | 117.0859 | 0 | 783325 | 783.325 | 262073 | -685653 | 63.8612 | 824765 | 36.7347 | 125.3388 | 0 | 814549 | 814.549 | 280562 | -711528 | 67.9318 | 858113 | 39.4022 | 134.4403 | 0 | 847898 | 847.898 | 300946 | -738979 | 60.1544 | 63.8612 | 67.9318
[20 empty] | 2020-11-22 06:00 | 7807 | 11 | 22 | 7 | 0 | 0 | 46.0028 | 778542 | 21.754 | 74.2246 | 0 | 746037 | 746.037 | 166231 | -648575 | 49.7153 | 806651 | 24.1892 | 82.5336 | 0 | 774146 | 774.146 | 184839 | -671721 | 53.766 | 837243 | 26.8532 | 91.6231 | 0 | 804739 | 804.739 | 205196 | -696964 | 46.0028 | 49.7153 | 53.766
[20 empty] | 2020-11-22 07:00 | 7808 | 11 | 22 | 8 | 0 | 0 | 97.9847 | 774964 | 0.88329 | 3.0138 | 0 | 692751 | 692.751 | 6749.56 | -596699 | 99.2442 | 802937 | 1.0086 | 3.4414 | 0 | 720723 | 720.723 | 7707.24 | -619760 | 100.524 | 834261 | 1.1281 | 3.8491 | 0 | 752048 | 752.048 | 8620.38 | -645454 | 97.9847 | 99.2442 | 100.524
[20 empty] | 2020-11-22 08:00 | 7809 | 11 | 22 | 9 | 3670.752 | 3.6708 | 131.744 | 824876 | 1.0381 | 3.5419 | 0 | 742589 | 742.589 | 7932.22 | -645477 | 132.729 | 855285 | 1.1688 | 3.9879 | 0 | 772998 | 772.998 | 8931.16 | -670708 | 133.881 | 889352 | 1.3109 | 4.4727 | 0 | 807065 | 807.065 | 10016.9 | -699067 | 128.0732 | 129.0582 | 130.2102
[20 empty] | 2020-11-22 09:00 | 7810 | 11 | 22 | 10 | 81634.005 | 81.634 | 136.312 | 729086 | 1.017 | 3.4699 | 0 | 671657 | 671.657 | 7771.04 | -575377 | 136.845 | 757434 | 1.1249 | 3.8381 | 0 | 700004 | 700.004 | 8595.59 | -598880 | 137.729 | 789382 | 1.2661 | 4.3198 | 0 | 731953 | 731.953 | 9674.43 | -625394 | 54.678 | 55.211 | 56.095
[20 empty] | 2020-11-22 10:00 | 7811 | 11 | 22 | 11 | 79310.267 | 79.3103 | 136.122 | 679890 | 1.0173 | 3.4711 | 0 | 622461 | 622.461 | 7773.79 | -527740 | 136.366 | 708168 | 1.1253 | 3.8394 | 0 | 650738 | 650.738 | 8598.63 | -551285 | 136.827 | 739801 | 1.238 | 4.224 | 0 | 682371 | 682.371 | 9460.01 | -577661 | 56.8117 | 57.0557 | 57.5167
[20 empty] | 2020-11-22 11:00 | 7812 | 11 | 22 | 12 | 123009.52 | 123.0095 | 110.908 | 730989 | 1.0105 | 3.4478 | 0 | 604330 | 604.33 | 7721.45 | -510738 | 111.729 | 757332 | 1.1183 | 3.8158 | 0 | 630673 | 630.673 | 8545.74 | -532375 | 112.945 | 786680 | 1.2382 | 4.2248 | 0 | 660021 | 660.021 | 9461.79 | -556504 | -12.1015 | -11.2805 | -10.0645
[20 empty] | 2020-11-22 12:00 | 7813 | 11 | 22 | 13 | 63971.85 | 63.9718 | 134.309 | 638849 | 1.5742 | 5.371 | 0 | 512190 | 512.19 | 12028.8 | -424817 | 135.404 | 659585 | 1.7432 | 5.948 | 0 | 532926 | 532.926 | 13320.8 | -441337 | 136.872 | 682861 | 1.9312 | 6.5894 | 0 | 556202 | 556.202 | 14757.3 | -459950 | 70.3372 | 71.4322 | 72.9002
[20 empty] | 2020-11-22 13:00 | 7814 | 11 | 22 | 14 | 62536.719 | 62.5367 | 85.3589 | 586654 | 1.1991 | 4.0914 | 0 | 494511 | 494.511 | 9162.96 | -407929 | 86.5181 | 604990 | 1.3311 | 4.5417 | 0 | 512848 | 512.848 | 10171.4 | -422323 | 88.0019 | 625731 | 1.4754 | 5.0342 | 0 | 533588 | 533.588 | 11274.4 | -438670 | 22.8222 | 23.9814 | 25.4652
[20 empty] | 2020-11-22 14:00 | 7815 | 11 | 22 | 15 | 48255.596 | 48.2556 | 80.8283 | 517993 | 1.0029 | 3.4219 | 0 | 460857 | 460.857 | 7663.61 | -377186 | 81.7655 | 533627 | 1.1171 | 3.8117 | 0 | 476491 | 476.491 | 8536.53 | -389195 | 83.0307 | 551168 | 1.2369 | 4.2203 | 0 | 494032 | 494.032 | 9451.56 | -402724 | 32.5727 | 33.5099 | 34.7751
[20 empty] | 2020-11-22 15:00 | 7816 | 11 | 22 | 16 | 19545.485 | 19.5455 | 67.1055 | 528770 | 1.0067 | 3.435 | 0 | 471634 | 471.634 | 7692.79 | -386815 | 68.0924 | 543662 | 1.1171 | 3.8116 | 0 | 486526 | 486.526 | 8536.4 | -398121 | 69.4047 | 560466 | 1.2369 | 4.2202 | 0 | 503330 | 503.33 | 9451.47 | -410913 | 47.56 | 48.5469 | 49.8592
[20 empty] | 2020-11-22 16:00 | 7817 | 11 | 22 | 17 | 0 | 0 | 73.7212 | 482096 | 1.0099 | 3.4459 | 0 | 449812 | 449.812 | 7717.25 | -367193 | 75.0935 | 498137 | 1.1177 | 3.8137 | 0 | 465853 | 465.853 | 8541.08 | -379620 | 76.6181 | 516366 | 1.2375 | 4.2225 | 0 | 484082 | 484.082 | 9456.65 | -393803 | 73.7212 | 75.0935 | 76.6181
[20 empty] | 2020-11-22 17:00 | 7818 | 11 | 22 | 18 | 0 | 0 | 14.694 | 32430.9 | 0 | 0 | 0 | 0 | 0 | 0 | 0 | 14.694 | 32430.9 | 0 | 0 | 0 | 0 | 0 | 0 | 0 | 14.694 | 32430.9 | 0 | 0 | 0 | 0 | 0 | 0 | 0 | 14.694 | 14.694 | 14.694
[20 empty] | 2020-11-22 18:00 | 7819 | 11 | 22 | 19 | 0 | 0 | 13.7827 | 32430.9 | 0 | 0 | 0 | 0 | 0 | 0 | 0 | 13.7827 | 32430.9 | 0 | 0 | 0 | 0 | 0 | 0 | 0 | 13.7827 | 32430.9 | 0 | 0 | 0 | 0 | 0 | 0 | 0 | 13.7827 | 13.7827 | 13.7827
[20 empty] | 2020-11-22 19:00 | 7820 | 11 | 22 | 20 | 0 | 0 | 10.3847 | 32430.9 | 0 | 0 | 0 | 0 | 0 | 0 | 0 | 10.3847 | 32430.9 | 0 | 0 | 0 | 0 | 0 | 0 | 0 | 10.3847 | 32430.9 | 0 | 0 | 0 | 0 | 0 | 0 | 0 | 10.3847 | 10.3847 | 10.3847
[20 empty] | 2020-11-22 20:00 | 7821 | 11 | 22 | 21 | 0 | 0 | 8.8655 | 10069 | 0 | 0 | 0 | 0 | 0 | 0 | 0 | 8.8655 | 10069 | 0 | 0 | 0 | 0 | 0 | 0 | 0 | 8.8655 | 10069 | 0 | 0 | 0 | 0 | 0 | 0 | 0 | 8.8655 | 8.8655 | 8.8655
[20 empty] | 2020-11-22 21:00 | 7822 | 11 | 22 | 22 | 0 | 0 | 7.3463 | 10142.3 | 0 | 0 | 0 | 0 | 0 | 0 | 0 | 7.3463 | 10142.3 | 0 | 0 | 0 | 0 | 0 | 0 | 0 | 7.3463 | 10142.3 | 0 | 0 | 0 | 0 | 0 | 0 | 0 | 7.3463 | 7.3463 | 7.3463
[20 empty] | 2020-11-22 22:00 | 7823 | 11 | 22 | 23 | 0 | 0 | 7.3463 | 10142.3 | 0 | 0 | 0 | 0 | 0 | 0 | 0 | 7.3463 | 10142.3 | 0 | 0 | 0 | 0 | 0 | 0 | 0 | 7.3463 | 10142.3 | 0 | 0 | 0 | 0 | 0 | 0 | 0 | 7.3463 | 7.3463 | 7.3463
[20 empty] | 2020-11-22 23:00 | 7824 | 11 | 22 | 24 | 0 | 0 | 7.3463 | 10215.6 | 0 | 0 | 0 | 0 | 0 | 0 | 0 | 7.3463 | 10215.6 | 0 | 0 | 0 | 0 | 0 | 0 | 0 | 7.3463 | 10215.6 | 0 | 0 | 0 | 0 | 0 | 0 | 0 | 7.3463 | 7.3463 | 7.3463
[20 empty] | 2020-11-23 | 7825 | 11 | 23 | 1 | 0 | 0 | 7.3463 | 10069 | 0 | 0 | 0 | 0 | 0 | 0 | 0 | 7.3463 | 10069 | 0 | 0 | 0 | 0 | 0 | 0 | 0 | 7.3463 | 10069 | 0 | 0 | 0 | 0 | 0 | 0 | 0 | 7.3463 | 7.3463 | 7.3463
[20 empty] | 2020-11-23 01:00 | 7826 | 11 | 23 | 2 | 0 | 0 | 7.3463 | 10142.3 | 0 | 0 | 0 | 0 | 0 | 0 | 0 | 7.3463 | 10142.3 | 0 | 0 | 0 | 0 | 0 | 0 | 0 | 7.3463 | 10142.3 | 0 | 0 | 0 | 0 | 0 | 0 | 0 | 7.3463 | 7.3463 | 7.3463
[20 empty] | 2020-11-23 02:00 | 7827 | 11 | 23 | 3 | 0 | 0 | 7.3463 | 10435.6 | 0 | 0 | 0 | 0 | 0 | 0 | 0 | 7.3463 | 10435.6 | 0 | 0 | 0 | 0 | 0 | 0 | 0 | 7.3463 | 10435.6 | 0 | 0 | 0 | 0 | 0 | 0 | 0 | 7.3463 | 7.3463 | 7.3463
[20 empty] | 2020-11-23 03:00 | 7828 | 11 | 23 | 4 | 0 | 0 | 7.3463 | 10582.3 | 0 | 0 | 0 | 0 | 0 | 0 | 0 | 7.3463 | 10582.3 | 0 | 0 | 0 | 0 | 0 | 0 | 0 | 7.3463 | 10582.3 | 0 | 0 | 0 | 0 | 0 | 0 | 0 | 7.3463 | 7.3463 | 7.3463
[20 empty] | 2020-11-23 04:00 | 7829 | 11 | 23 | 5 | 0 | 0 | 40.4845 | 681060 | 20.7253 | 70.7147 | 0 | 670478 | 670.478 | 158370 | -500890 | 43.7796 | 717461 | 22.7664 | 77.679 | 0 | 706879 | 706.879 | 173967 | -528471 | 47.6987 | 757225 | 25.1772 | 85.9046 | 0 | 746643 | 746.643 | 192389 | -558432 | 40.4845 | 43.7796 | 47.6987
[20 empty] | 2020-11-23 05:00 | 7830 | 11 | 23 | 6 | 0 | 0 | 27.9674 | 534145 | 11.9818 | 40.8819 | 0 | 523196 | 523.196 | 91557.7 | -427670 | 29.8514 | 560854 | 13.1963 | 45.0258 | 0 | 549906 | 549.906 | 100838 | -449359 | 39.037 | 602709 | 19.288 | 65.8107 | 0 | 591760 | 591.76 | 147387 | -484555 | 27.9674 | 29.8514 | 39.037
[20 empty] | 2020-11-23 06:00 | 7831 | 11 | 23 | 7 | 0 | 0 | 35.8229 | 542868 | 15.8249 | 53.9946 | 0 | 509410 | 509.41 | 120924 | -418379 | 38.3908 | 571111 | 17.5013 | 59.7144 | 0 | 537654 | 537.654 | 133735 | -441667 | 41.2112 | 603260 | 19.329 | 65.9505 | 0 | 569802 | 569.802 | 147701 | -468428 | 35.8229 | 38.3908 | 41.2112
[20 empty] | 2020-11-23 07:00 | 7832 | 11 | 23 | 8 | 7521.094 | 7.5211 | 96.6977 | 604429 | 0.81747 | 2.7892 | 0 | 521262 | 521.262 | 6246.6 | -432060 | 97.7077 | 645548 | 0.92038 | 3.1403 | 0 | 562380 | 562.38 | 7032.96 | -467399 | 98.7934 | 691803 | 1.0346 | 3.53 | 0 | 608636 | 608.636 | 7905.6 | -507235 | 89.1766 | 90.1866 | 91.2723
[20 empty] | 2020-11-23 08:00 | 7833 | 11 | 23 | 9 | 38583.302 | 38.5833 | 126.276 | 646055 | 1.0165 | 3.4683 | 0 | 563107 | 563.107 | 7767.54 | -474728 | 126.234 | 686115 | 1.1244 | 3.8363 | 0 | 603168 | 603.168 | 8591.71 | -509578 | 126.518 | 730765 | 1.2442 | 4.2452 | 0 | 647817 | 647.817 | 9507.51 | -548475 | 87.6927 | 87.6507 | 87.9347
[20 empty] | 2020-11-23 09:00 | 7834 | 11 | 23 | 10 | 88071.78 | 88.0718 | 133.507 | 533077 | 1.0095 | 3.4443 | 0 | 475061 | 475.061 | 7713.84 | -391416 | 133.917 | 568702 | 1.1173 | 3.8121 | 0 | 510686 | 510.686 | 8537.33 | -421700 | 134.492 | 608701 | 1.237 | 4.2206 | 0 | 550685 | 550.685 | 9452.43 | -455799 | 45.4352 | 45.8452 | 46.4202
[20 empty] | 2020-11-23 10:00 | 7835 | 11 | 23 | 11 | 73916.371 | 73.9164 | 134.037 | 500231 | 1.0034 | 3.4235 | 0 | 442214 | 442.214 | 7667.1 | -359930 | 134.204 | 532846 | 1.1138 | 3.8002 | 0 | 474829 | 474.829 | 8510.84 | -387301 | 134.708 | 568991 | 1.2374 | 4.2222 | 0 | 510974 | 510.974 | 9455.83 | -417641 | 60.1206 | 60.2876 | 60.7916
[20 empty] | 2020-11-23 11:00 | 7836 | 11 | 23 | 12 | 54040.969 | 54.041 | 113.331 | 520115 | 0.98329 | 3.355 | 0 | 393456 | 393.456 | 7513.71 | -322707 | 113.422 | 543608 | 1.0908 | 3.7218 | 0 | 416949 | 416.949 | 8335.3 | -342042 | 114.111 | 569298 | 1.2329 | 4.2066 | 0 | 442639 | 442.639 | 9420.94 | -363162 | 59.29 | 59.381 | 60.07
[20 empty] | 2020-11-23 12:00 | 7837 | 11 | 23 | 13 | 54604.526 | 54.6045 | 133.621 | 469402 | 0.98365 | 3.3562 | 0 | 342743 | 342.743 | 7516.45 | -270280 | 134.448 | 489097 | 1.0754 | 3.6691 | 0 | 362438 | 362.438 | 8217.17 | -285885 | 135.487 | 512079 | 1.1535 | 3.9358 | 0 | 385420 | 385.42 | 8814.53 | -304174 | 79.0165 | 79.8435 | 80.8825
[20 empty] | 2020-11-23 13:00 | 7838 | 11 | 23 | 14 | 17734.845 | 17.7348 | 84.7056 | 434571 | 0.96679 | 3.2987 | 0 | 341003 | 341.003 | 7387.62 | -271899 | 85.709 | 451728 | 1.0567 | 3.6054 | 0 | 358160 | 358.16 | 8074.43 | -285527 | 87.008 | 472002 | 1.1537 | 3.9366 | 0 | 378434 | 378.434 | 8816.17 | -301690 | 66.9708 | 67.9742 | 69.2732
[20 empty] | 2020-11-23 14:00 | 7839 | 11 | 23 | 15 | 10336.463 | 10.3365 | 80.0949 | 397813 | 0.96607 | 3.2962 | 0 | 340017 | 340.017 | 7382.15 | -272569 | 81.064 | 413103 | 1.0628 | 3.6261 | 0 | 355307 | 355.307 | 8120.89 | -284681 | 82.2478 | 430902 | 1.1529 | 3.9336 | 0 | 373106 | 373.106 | 8809.62 | -298830 | 69.7584 | 70.7275 | 71.9113
[20 empty] | 2020-11-23 15:00 | 7840 | 11 | 23 | 16 | 2079.053 | 2.0791 | 66.8341 | 445306 | 0.98328 | 3.355 | 0 | 387437 | 387.437 | 7513.64 | -310091 | 67.8165 | 463937 | 1.0916 | 3.7245 | 0 | 406068 | 406.068 | 8341.31 | -324923 | 69.0069 | 484819 | 1.1933 | 4.0715 | 0 | 426950 | 426.95 | 9118.45 | -341556 | 64.755 | 65.7374 | 66.9278
[20 empty] | 2020-11-23 16:00 | 7841 | 11 | 23 | 17 | 0 | 0 | 73.4432 | 418153 | 0.9831 | 3.3543 | 0 | 385136 | 385.136 | 7512.26 | -309818 | 74.8252 | 440189 | 1.0914 | 3.7238 | 0 | 407171 | 407.171 | 8339.78 | -327658 | 76.3549 | 465023 | 1.211 | 4.1319 | 0 | 432006 | 432.006 | 9253.7 | -347775 | 73.4432 | 74.8252 | 76.3549
[20 empty] | 2020-11-23 17:00 | 7842 | 11 | 23 | 18 | 0 | 0 | 14.694 | 33164.4 | 0 | 0 | 0 | 0 | 0 | 0 | 0 | 14.694 | 33164.4 | 0 | 0 | 0 | 0 | 0 | 0 | 0 | 14.694 | 33164.4 | 0 | 0 | 0 | 0 | 0 | 0 | 0 | 14.694 | 14.694 | 14.694
[20 empty] | 2020-11-23 18:00 | 7843 | 11 | 23 | 19 | 0 | 0 | 13.7827 | 33237.7 | 0 | 0 | 0 | 0 | 0 | 0 | 0 | 13.7827 | 33237.7 | 0 | 0 | 0 | 0 | 0 | 0 | 0 | 13.7827 | 33237.7 | 0 | 0 | 0 | 0 | 0 | 0 | 0 | 13.7827 | 13.7827 | 13.7827
[20 empty] | 2020-11-23 19:00 | 7844 | 11 | 23 | 20 | 0 | 0 | 10.3847 | 33237.7 | 0 | 0 | 0 | 0 | 0 | 0 | 0 | 10.3847 | 33237.7 | 0 | 0 | 0 | 0 | 0 | 0 | 0 | 10.3847 | 33237.7 | 0 | 0 | 0 | 0 | 0 | 0 | 0 | 10.3847 | 10.3847 | 10.3847
[20 empty] | 2020-11-23 20:00 | 7845 | 11 | 23 | 21 | 0 | 0 | 8.8655 | 11535.5 | 0 | 0 | 0 | 0 | 0 | 0 | 0 | 8.8655 | 11535.5 | 0 | 0 | 0 | 0 | 0 | 0 | 0 | 8.8655 | 11535.5 | 0 | 0 | 0 | 0 | 0 | 0 | 0 | 8.8655 | 8.8655 | 8.8655
[20 empty] | 2020-11-23 21:00 | 7846 | 11 | 23 | 22 | 0 | 0 | 7.3463 | 11462.2 | 0 | 0 | 0 | 0 | 0 | 0 | 0 | 7.3463 | 11462.2 | 0 | 0 | 0 | 0 | 0 | 0 | 0 | 7.3463 | 11462.2 | 0 | 0 | 0 | 0 | 0 | 0 | 0 | 7.3463 | 7.3463 | 7.3463
[20 empty] | 2020-11-23 22:00 | 7847 | 11 | 23 | 23 | 0 | 0 | 7.3463 | 11462.2 | 0 | 0 | 0 | 0 | 0 | 0 | 0 | 7.3463 | 11462.2 | 0 | 0 | 0 | 0 | 0 | 0 | 0 | 7.3463 | 11462.2 | 0 | 0 | 0 | 0 | 0 | 0 | 0 | 7.3463 | 7.3463 | 7.3463
[20 empty] | 2020-11-23 23:00 | 7848 | 11 | 23 | 24 | 0 | 0 | 7.3463 | 11682.2 | 0 | 0 | 0 | 0 | 0 | 0 | 0 | 7.3463 | 11682.2 | 0 | 0 | 0 | 0 | 0 | 0 | 0 | 7.3463 | 11682.2 | 0 | 0 | 0 | 0 | 0 | 0 | 0 | 7.3463 | 7.3463 | 7.3463
[20 empty] | 2020-11-24 | 7849 | 11 | 24 | 1 | 0 | 0 | 7.3463 | 11828.9 | 0 | 0 | 0 | 0 | 0 | 0 | 0 | 7.3463 | 11828.9 | 0 | 0 | 0 | 0 | 0 | 0 | 0 | 7.3463 | 11828.9 | 0 | 0 | 0 | 0 | 0 | 0 | 0 | 7.3463 | 7.3463 | 7.3463
[20 empty] | 2020-11-24 01:00 | 7850 | 11 | 24 | 2 | 0 | 0 | 7.3463 | 11828.9 | 0 | 0 | 0 | 0 | 0 | 0 | 0 | 7.3463 | 11828.9 | 0 | 0 | 0 | 0 | 0 | 0 | 0 | 7.3463 | 11828.9 | 0 | 0 | 0 | 0 | 0 | 0 | 0 | 7.3463 | 7.3463 | 7.3463
[20 empty] | 2020-11-24 02:00 | 7851 | 11 | 24 | 3 | 0 | 0 | 7.3463 | 12122.2 | 0 | 0 | 0 | 0 | 0 | 0 | 0 | 7.3463 | 12122.2 | 0 | 0 | 0 | 0 | 0 | 0 | 0 | 7.3463 | 12122.2 | 0 | 0 | 0 | 0 | 0 | 0 | 0 | 7.3463 | 7.3463 | 7.3463
[20 empty] | 2020-11-24 03:00 | 7852 | 11 | 24 | 4 | 0 | 0 | 7.3463 | 12195.5 | 0 | 0 | 0 | 0 | 0 | 0 | 0 | 7.3463 | 12195.5 | 0 | 0 | 0 | 0 | 0 | 0 | 0 | 7.3463 | 12195.5 | 0 | 0 | 0 | 0 | 0 | 0 | 0 | 7.3463 | 7.3463 | 7.3463
[20 empty] | 2020-11-24 04:00 | 7853 | 11 | 24 | 5 | 0 | 0 | 40.0675 | 774769 | 20.4873 | 69.9027 | 0 | 762574 | 762.574 | 156552 | -566728 | 43.2431 | 828200 | 22.367 | 76.3162 | 0 | 816005 | 816.005 | 170915 | -609986 | 46.6098 | 886928 | 24.3361 | 83.0348 | 0 | 874732 | 874.732 | 185962 | -657414 | 40.0675 | 43.2431 | 46.6098
[20 empty] | 2020-11-24 05:00 | 7854 | 11 | 24 | 6 | 0 | 0 | 27.8683 | 594102 | 11.9475 | 40.7649 | 0 | 581833 | 581.833 | 91295.6 | -486854 | 29.7175 | 634439 | 13.1199 | 44.7651 | 0 | 622170 | 622.17 | 100254 | -521568 | 31.7822 | 678562 | 14.4291 | 49.2321 | 0 | 666294 | 666.294 | 110259 | -559516 | 27.8683 | 29.7175 | 31.7822
[20 empty] | 2020-11-24 06:00 | 7855 | 11 | 24 | 7 | 0 | 0 | 30.0485 | 599416 | 11.9704 | 40.843 | 0 | 564785 | 564.785 | 91470.6 | -472318 | 31.8981 | 638301 | 13.1443 | 44.8484 | 0 | 603670 | 603.67 | 100440 | -505776 | 33.962 | 680832 | 14.4541 | 49.3174 | 0 | 646201 | 646.201 | 110449 | -542344 | 30.0485 | 31.8981 | 33.962
[20 empty] | 2020-11-24 07:00 | 7856 | 11 | 24 | 8 | 0 | 0 | 96.8048 | 749311 | 0.81156 | 2.769 | 0 | 664970 | 664.97 | 6201.42 | -566462 | 97.8968 | 812298 | 0.91995 | 3.1389 | 0 | 727957 | 727.957 | 7029.72 | -623302 | 99.0322 | 882086 | 1.0353 | 3.5324 | 0 | 797745 | 797.745 | 7911.11 | -686518 | 96.8048 | 97.8968 | 99.0322
[20 empty] | 2020-11-24 08:00 | 7857 | 11 | 24 | 9 | 1553.9 | 1.5539 | 123.895 | 827450 | 1.0102 | 3.4468 | 0 | 743256 | 743.256 | 7719.26 | -647584 | 124.645 | 891763 | 1.1245 | 3.8369 | 0 | 807568 | 807.568 | 8593.08 | -706952 | 125.794 | 962640 | 1.2668 | 4.3223 | 0 | 878445 | 878.445 | 9679.96 | -772553 | 122.3411 | 123.0911 | 124.2401
[20 empty] | 2020-11-24 09:00 | 7858 | 11 | 24 | 10 | 14372.463 | 14.3725 | 128.944 | 729886 | 1.0102 | 3.4468 | 0 | 670622 | 670.622 | 7719.25 | -574988 | 129.875 | 790792 | 1.1196 | 3.8201 | 0 | 731528 | 731.528 | 8555.48 | -630279 | 131.091 | 858061 | 1.2444 | 4.2459 | 0 | 798798 | 798.798 | 9509 | -691505 | 114.5715 | 115.5025 | 116.7185
[20 empty] | 2020-11-24 10:00 | 7859 | 11 | 24 | 11 | 10904.008 | 10.904 | 130.008 | 711910 | 0.9854 | 3.3622 | 0 | 652646 | 652.646 | 7529.87 | -555825 | 131.067 | 769939 | 1.1111 | 3.791 | 0 | 710676 | 710.676 | 8490.3 | -608028 | 132.355 | 833713 | 1.2335 | 4.2088 | 0 | 774450 | 774.45 | 9425.9 | -665538 | 119.104 | 120.163 | 121.451
[20 empty] | 2020-11-24 11:00 | 7860 | 11 | 24 | 12 | 28339.4 | 28.3394 | 109.887 | 763890 | 0.98559 | 3.3628 | 0 | 637231 | 637.231 | 7531.26 | -544000 | 111.003 | 817037 | 1.0932 | 3.73 | 0 | 690378 | 690.378 | 8353.59 | -591542 | 112.591 | 875466 | 1.2327 | 4.206 | 0 | 748807 | 748.807 | 9419.53 | -643884 | 81.5476 | 82.6636 | 84.2516
[20 empty] | 2020-11-24 12:00 | 7861 | 11 | 24 | 13 | 22922.564 | 22.9226 | 133.692 | 687101 | 0.98291 | 3.3537 | 0 | 560442 | 560.442 | 7510.81 | -469610 | 134.654 | 733492 | 1.0912 | 3.7231 | 0 | 606833 | 606.833 | 8338.16 | -510341 | 136.124 | 784913 | 1.2306 | 4.1989 | 0 | 658254 | 658.254 | 9403.72 | -555559 | 110.7694 | 111.7314 | 113.2014
[20 empty] | 2020-11-24 13:00 | 7862 | 11 | 24 | 14 | 18953.995 | 18.954 | 85.4284 | 656310 | 0.98309 | 3.3543 | 0 | 559139 | 559.139 | 7512.18 | -467172 | 86.3931 | 698671 | 1.0906 | 3.7213 | 0 | 601501 | 601.501 | 8334.12 | -503850 | 87.6812 | 745741 | 1.211 | 4.1319 | 0 | 648571 | 648.571 | 9253.59 | -544662 | 66.4744 | 67.4391 | 68.7272
[20 empty] | 2020-11-24 14:00 | 7863 | 11 | 24 | 15 | 103.684 | 0.10368 | 80.7319 | 626117 | 0.98255 | 3.3524 | 0 | 567147 | 567.147 | 7508.02 | -476045 | 81.6634 | 663468 | 1.09 | 3.7193 | 0 | 604498 | 604.498 | 8329.5 | -508096 | 82.944 | 705113 | 1.2103 | 4.1296 | 0 | 646143 | 646.143 | 9248.46 | -543802 | 80.6282 | 81.5597 | 82.8403
[20 empty] | 2020-11-24 15:00 | 7864 | 11 | 24 | 16 | 13405.947 | 13.4059 | 66.9008 | 683954 | 0.98345 | 3.3555 | 0 | 624837 | 624.837 | 7514.94 | -526234 | 67.9138 | 724330 | 1.0911 | 3.7227 | 0 | 665213 | 665.213 | 8337.19 | -561017 | 69.2626 | 769329 | 1.2131 | 4.139 | 0 | 710212 | 710.212 | 9269.52 | -599859 | 53.4949 | 54.5079 | 55.8567
[20 empty] | 2020-11-24 16:00 | 7865 | 11 | 24 | 17 | 0 | 0 | 73.62 | 666792 | 0.99172 | 3.3837 | 0 | 632528 | 632.528 | 7578.12 | -536698 | 75.1361 | 711150 | 1.1182 | 3.8154 | 0 | 676886 | 676.886 | 8544.79 | -575598 | 76.8426 | 760755 | 1.2621 | 4.3061 | 0 | 726491 | 726.491 | 9643.91 | -619165 | 73.62 | 75.1361 | 76.8426
[20 empty] | 2020-11-24 17:00 | 7866 | 11 | 24 | 18 | 0 | 0 | 14.694 | 34411.2 | 0 | 0 | 0 | 0 | 0 | 0 | 0 | 14.694 | 34411.2 | 0 | 0 | 0 | 0 | 0 | 0 | 0 | 14.694 | 34411.2 | 0 | 0 | 0 | 0 | 0 | 0 | 0 | 14.694 | 14.694 | 14.694
[20 empty] | 2020-11-24 18:00 | 7867 | 11 | 24 | 19 | 0 | 0 | 13.7827 | 34411.2 | 0 | 0 | 0 | 0 | 0 | 0 | 0 | 13.7827 | 34411.2 | 0 | 0 | 0 | 0 | 0 | 0 | 0 | 13.7827 | 34411.2 | 0 | 0 | 0 | 0 | 0 | 0 | 0 | 13.7827 | 13.7827 | 13.7827
[20 empty] | 2020-11-24 19:00 | 7868 | 11 | 24 | 20 | 0 | 0 | 10.3847 | 34411.2 | 0 | 0 | 0 | 0 | 0 | 0 | 0 | 10.3847 | 34411.2 | 0 | 0 | 0 | 0 | 0 | 0 | 0 | 10.3847 | 34411.2 | 0 | 0 | 0 | 0 | 0 | 0 | 0 | 10.3847 | 10.3847 | 10.3847
[20 empty] | 2020-11-24 20:00 | 7869 | 11 | 24 | 21 | 0 | 0 | 8.8655 | 12122.2 | 0 | 0 | 0 | 0 | 0 | 0 | 0 | 8.8655 | 12122.2 | 0 | 0 | 0 | 0 | 0 | 0 | 0 | 8.8655 | 12122.2 | 0 | 0 | 0 | 0 | 0 | 0 | 0 | 8.8655 | 8.8655 | 8.8655
[20 empty] | 2020-11-24 21:00 | 7870 | 11 | 24 | 22 | 0 | 0 | 8.5004 | 12122.2 | 0 | 0 | 0 | 0 | 0 | 0 | -336.981 | 8.5631 | 12122.2 | 0 | 0 | 0 | 0 | 0 | 0 | -336.968 | 8.6326 | 12122.2 | 0 | 0 | 0 | 0 | 0 | 0 | -336.971 | 8.5004 | 8.5631 | 8.6326
[20 empty] | 2020-11-24 22:00 | 7871 | 11 | 24 | 23 | 0 | 0 | 8.5004 | 12122.2 | 0 | 0 | 0 | 0 | 0 | 0 | -642.468 | 8.5631 | 12122.2 | 0 | 0 | 0 | 0 | 0 | 0 | -642.456 | 8.6326 | 12122.2 | 0 | 0 | 0 | 0 | 0 | 0 | -642.464 | 8.5004 | 8.5631 | 8.6326
[20 empty] | 2020-11-24 23:00 | 7872 | 11 | 24 | 24 | 0 | 0 | 8.5004 | 12195.5 | 0 | 0 | 0 | 0 | 0 | 0 | -1058.17 | 8.5631 | 12195.5 | 0 | 0 | 0 | 0 | 0 | 0 | -1058.16 | 8.6326 | 12195.5 | 0 | 0 | 0 | 0 | 0 | 0 | -1058.17 | 8.5004 | 8.5631 | 8.6326
[20 empty] | 2020-11-25 | 7873 | 11 | 25 | 1 | 0 | 0 | 8.9057 | 12268.8 | 0 | 0 | 0 | 0 | 0 | 0 | -1474.88 | 8.9684 | 12268.8 | 0 | 0 | 0 | 0 | 0 | 0 | -1474.88 | 9.038 | 12268.8 | 0 | 0 | 0 | 0 | 0 | 0 | -1474.89 | 8.9057 | 8.9684 | 9.038
[20 empty] | 2020-11-25 01:00 | 7874 | 11 | 25 | 2 | 0 | 0 | 8.9057 | 12268.8 | 0 | 0 | 0 | 0 | 0 | 0 | -1812.13 | 8.9684 | 12268.8 | 0 | 0 | 0 | 0 | 0 | 0 | -1812.13 | 9.038 | 12268.8 | 0 | 0 | 0 | 0 | 0 | 0 | -1812.13 | 8.9057 | 8.9684 | 9.038
[20 empty] | 2020-11-25 02:00 | 7875 | 11 | 25 | 3 | 0 | 0 | 8.9057 | 12268.8 | 0 | 0 | 0 | 0 | 0 | 0 | -2128.51 | 8.9684 | 12268.8 | 0 | 0 | 0 | 0 | 0 | 0 | -2128.52 | 9.038 | 12268.8 | 0 | 0 | 0 | 0 | 0 | 0 | -2128.52 | 8.9057 | 8.9684 | 9.038
[20 empty] | 2020-11-25 03:00 | 7876 | 11 | 25 | 4 | 0 | 0 | 8.9057 | 12268.8 | 0 | 0 | 0 | 0 | 0 | 0 | -2417.04 | 8.9684 | 12268.8 | 0 | 0 | 0 | 0 | 0 | 0 | -2417.05 | 9.038 | 12268.8 | 0 | 0 | 0 | 0 | 0 | 0 | -2417.05 | 8.9057 | 8.9684 | 9.038
[20 empty] | 2020-11-25 04:00 | 7877 | 11 | 25 | 5 | 0 | 0 | 8.9057 | 12268.8 | 0 | 0 | 0 | 0 | 0 | 0 | -2679.14 | 8.9684 | 12268.8 | 0 | 0 | 0 | 0 | 0 | 0 | -2679.15 | 9.038 | 12268.8 | 0 | 0 | 0 | 0 | 0 | 0 | -2679.14 | 8.9057 | 8.9684 | 9.038
[20 empty] | 2020-11-25 05:00 | 7878 | 11 | 25 | 6 | 0 | 0 | 8.9057 | 12268.8 | 0 | 0 | 0 | 0 | 0 | 0 | -2918.62 | 8.9684 | 12268.8 | 0 | 0 | 0 | 0 | 0 | 0 | -2918.64 | 9.038 | 12268.8 | 0 | 0 | 0 | 0 | 0 | 0 | -2918.62 | 8.9057 | 8.9684 | 9.038
[20 empty] | 2020-11-25 06:00 | 7879 | 11 | 25 | 7 | 0 | 0 | 8.9057 | 12268.8 | 0 | 0 | 0 | 0 | 0 | 0 | -3131.32 | 8.9684 | 12268.8 | 0 | 0 | 0 | 0 | 0 | 0 | -3131.34 | 9.038 | 12268.8 | 0 | 0 | 0 | 0 | 0 | 0 | -3131.32 | 8.9057 | 8.9684 | 9.038
[20 empty] | 2020-11-25 07:00 | 7880 | 11 | 25 | 8 | 18240.925 | 18.2409 | 8.7929 | 12268.8 | 0 | 0 | 0 | 0 | 0 | 0 | -3331.47 | 8.8304 | 12268.8 | 0 | 0 | 0 | 0 | 0 | 0 | -3331.49 | 8.877 | 12268.8 | 0 | 0 | 0 | 0 | 0 | 0 | -3331.47 | -9.448 | -9.4105 | -9.3639
[20 empty] | 2020-11-25 08:00 | 7881 | 11 | 25 | 9 | 51278.729 | 51.2787 | 8.7148 | 11975.5 | 0 | 0 | 0 | 0 | 0 | 0 | -3342.31 | 8.7334 | 11975.5 | 0 | 0 | 0 | 0 | 0 | 0 | -3342.34 | 8.7651 | 11975.5 | 0 | 0 | 0 | 0 | 0 | 0 | -3342.31 | -42.564 | -42.5453 | -42.5136
[20 empty] | 2020-11-25 09:00 | 7882 | 11 | 25 | 10 | 90491.123 | 90.4911 | 8.6294 | 11828.9 | 0 | 0 | 0 | 0 | 0 | 0 | -3408.26 | 8.6846 | 11828.9 | 0 | 0 | 0 | 0 | 0 | 0 | -3408.28 | 8.7542 | 11828.9 | 0 | 0 | 0 | 0 | 0 | 0 | -3408.26 | -81.8618 | -81.8065 | -81.7369
[20 empty] | 2020-11-25 10:00 | 7883 | 11 | 25 | 11 | 37086.513 | 37.0865 | 8.6663 | 11828.9 | 0 | 0 | 0 | 0 | 0 | 0 | -3521.29 | 8.6846 | 11828.9 | 0 | 0 | 0 | 0 | 0 | 0 | -3521.31 | 8.7542 | 11828.9 | 0 | 0 | 0 | 0 | 0 | 0 | -3521.29 | -28.4202 | -28.4019 | -28.3323
[20 empty] | 2020-11-25 11:00 | 7884 | 11 | 25 | 12 | 108489.852 | 108.4899 | 8.6983 | 11608.9 | 0 | 0 | 0 | 0 | 0 | 0 | -3474.16 | 8.7216 | 11608.9 | 0 | 0 | 0 | 0 | 0 | 0 | -3474.17 | 8.7616 | 11608.9 | 0 | 0 | 0 | 0 | 0 | 0 | -3474.16 | -99.7915 | -99.7682 | -99.7282
[20 empty] | 2020-11-25 12:00 | 7885 | 11 | 25 | 13 | 86337.086 | 86.3371 | 8.6473 | 11535.5 | 0 | 0 | 0 | 0 | 0 | 0 | -3568.24 | 8.6968 | 11535.5 | 0 | 0 | 0 | 0 | 0 | 0 | -3568.25 | 8.7587 | 11535.5 | 0 | 0 | 0 | 0 | 0 | 0 | -3568.24 | -77.6897 | -77.6403 | -77.5783
[20 empty] | 2020-11-25 13:00 | 7886 | 11 | 25 | 14 | 99439.171 | 99.4392 | 8.6364 | 11535.5 | 0 | 0 | 0 | 0 | 0 | 0 | -3618.98 | 8.6917 | 11535.5 | 0 | 0 | 0 | 0 | 0 | 0 | -3618.99 | 8.7542 | 11535.5 | 0 | 0 | 0 | 0 | 0 | 0 | -3618.99 | -90.8027 | -90.7474 | -90.6849
[20 empty] | 2020-11-25 14:00 | 7887 | 11 | 25 | 15 | 8079.693 | 8.0797 | 8.6332 | 11462.2 | 0 | 0 | 0 | 0 | 0 | 0 | -3478.74 | 8.6875 | 11462.2 | 0 | 0 | 0 | 0 | 0 | 0 | -3478.75 | 8.7542 | 11462.2 | 0 | 0 | 0 | 0 | 0 | 0 | -3478.75 | 0.55351 | 0.60784 | 0.67454
[20 empty] | 2020-11-25 15:00 | 7888 | 11 | 25 | 16 | 20242.875 | 20.2429 | 8.6332 | 11462.2 | 0 | 0 | 0 | 0 | 0 | 0 | -3382.57 | 8.6876 | 11462.2 | 0 | 0 | 0 | 0 | 0 | 0 | -3382.59 | 8.7542 | 11462.2 | 0 | 0 | 0 | 0 | 0 | 0 | -3382.59 | -11.6096 | -11.5553 | -11.4886
[20 empty] | 2020-11-25 16:00 | 7889 | 11 | 25 | 17 | 0 | 0 | 8.9057 | 11462.2 | 0 | 0 | 0 | 0 | 0 | 0 | -3287.64 | 8.9684 | 11462.2 | 0 | 0 | 0 | 0 | 0 | 0 | -3287.66 | 9.038 | 11462.2 | 0 | 0 | 0 | 0 | 0 | 0 | -3287.66 | 8.9057 | 8.9684 | 9.038
[20 empty] | 2020-11-25 17:00 | 7890 | 11 | 25 | 18 | 0 | 0 | 8.9057 | 11535.5 | 0 | 0 | 0 | 0 | 0 | 0 | -3306.58 | 8.9684 | 11535.5 | 0 | 0 | 0 | 0 | 0 | 0 | -3306.62 | 9.038 | 11535.5 | 0 | 0 | 0 | 0 | 0 | 0 | -3306.62 | 8.9057 | 8.9684 | 9.038
[20 empty] | 2020-11-25 18:00 | 7891 | 11 | 25 | 19 | 0 | 0 | 8.9057 | 11535.5 | 0 | 0 | 0 | 0 | 0 | 0 | -3371.38 | 8.9684 | 11535.5 | 0 | 0 | 0 | 0 | 0 | 0 | -3371.42 | 9.038 | 11535.5 | 0 | 0 | 0 | 0 | 0 | 0 | -3371.42 | 8.9057 | 8.9684 | 9.038
[20 empty] | 2020-11-25 19:00 | 7892 | 11 | 25 | 20 | 0 | 0 | 8.9057 | 11535.5 | 0 | 0 | 0 | 0 | 0 | 0 | -3580.92 | 8.9684 | 11535.5 | 0 | 0 | 0 | 0 | 0 | 0 | -3579.26 | 9.038 | 11535.5 | 0 | 0 | 0 | 0 | 0 | 0 | -3578.19 | 8.9057 | 8.9684 | 9.038
[20 empty] | 2020-11-25 20:00 | 7893 | 11 | 25 | 21 | 0 | 0 | 8.9057 | 11608.9 | 0 | 0 | 0 | 0 | 0 | 0 | -3938.19 | 8.9684 | 11608.9 | 0 | 0 | 0 | 0 | 0 | 0 | -3936.87 | 9.038 | 11608.9 | 0 | 0 | 0 | 0 | 0 | 0 | -3936.09 | 8.9057 | 8.9684 | 9.038
[20 empty] | 2020-11-25 21:00 | 7894 | 11 | 25 | 22 | 0 | 0 | 8.9057 | 11535.5 | 0 | 0 | 0 | 0 | 0 | 0 | -4120.75 | 8.9684 | 11535.5 | 0 | 0 | 0 | 0 | 0 | 0 | -4119.85 | 9.038 | 11535.5 | 0 | 0 | 0 | 0 | 0 | 0 | -4119.45 | 8.9057 | 8.9684 | 9.038
[20 empty] | 2020-11-25 22:00 | 7895 | 11 | 25 | 23 | 0 | 0 | 8.9057 | 11535.5 | 0 | 0 | 0 | 0 | 0 | 0 | -4375.08 | 8.9684 | 11535.5 | 0 | 0 | 0 | 0 | 0 | 0 | -4374.43 | 9.038 | 11535.5 | 0 | 0 | 0 | 0 | 0 | 0 | -4374.25 | 8.9057 | 8.9684 | 9.038
[20 empty] | 2020-11-25 23:00 | 7896 | 11 | 25 | 24 | 0 | 0 | 8.9057 | 11535.5 | 0 | 0 | 0 | 0 | 0 | 0 | -4625.22 | 8.9684 | 11535.5 | 0 | 0 | 0 | 0 | 0 | 0 | -4624.92 | 9.038 | 11535.5 | 0 | 0 | 0 | 0 | 0 | 0 | -4625.04 | 8.9057 | 8.9684 | 9.038
[20 empty] | 2020-11-26 | 7897 | 11 | 26 | 1 | 0 | 0 | 8.5004 | 11535.5 | 0 | 0 | 0 | 0 | 0 | 0 | -4842.49 | 8.5631 | 11535.5 | 0 | 0 | 0 | 0 | 0 | 0 | -4842.53 | 8.6326 | 11535.5 | 0 | 0 | 0 | 0 | 0 | 0 | -4842.98 | 8.5004 | 8.5631 | 8.6326
[20 empty] | 2020-11-26 01:00 | 7898 | 11 | 26 | 2 | 0 | 0 | 8.5004 | 11535.5 | 0 | 0 | 0 | 0 | 0 | 0 | -5041.02 | 8.5631 | 11535.5 | 0 | 0 | 0 | 0 | 0 | 0 | -5041.45 | 8.6326 | 11535.5 | 0 | 0 | 0 | 0 | 0 | 0 | -5042.27 | 8.5004 | 8.5631 | 8.6326
[20 empty] | 2020-11-26 02:00 | 7899 | 11 | 26 | 3 | 0 | 0 | 8.5004 | 11388.9 | 0 | 0 | 0 | 0 | 0 | 0 | -5058.32 | 8.5631 | 11388.9 | 0 | 0 | 0 | 0 | 0 | 0 | -5059.17 | 8.6326 | 11388.9 | 0 | 0 | 0 | 0 | 0 | 0 | -5060.39 | 8.5004 | 8.5631 | 8.6326
[20 empty] | 2020-11-26 03:00 | 7900 | 11 | 26 | 4 | 0 | 0 | 8.5004 | 11388.9 | 0 | 0 | 0 | 0 | 0 | 0 | -5229.73 | 8.5631 | 11388.9 | 0 | 0 | 0 | 0 | 0 | 0 | -5230.78 | 8.6326 | 11388.9 | 0 | 0 | 0 | 0 | 0 | 0 | -5232.18 | 8.5004 | 8.5631 | 8.6326
[20 empty] | 2020-11-26 04:00 | 7901 | 11 | 26 | 5 | 0 | 0 | 35.5952 | 913273 | 15.1759 | 51.7802 | 0 | 901884 | 901.884 | 115965 | -769546 | 38.2028 | 974047 | 16.4887 | 56.2594 | 0 | 962658 | 962.658 | 125997 | -828588 | 41.0682 | 1038280 | 17.921 | 61.1465 | 0 | 1026900 | 1026.9 | 136942 | -890919 | 35.5952 | 38.2028 | 41.0682
[20 empty] | 2020-11-26 05:00 | 7902 | 11 | 26 | 6 | 0 | 0 | 40.7924 | 861674 | 18.7839 | 64.0907 | 0 | 850358 | 850.358 | 143535 | -753788 | 44.2735 | 917207 | 20.9747 | 71.5657 | 0 | 905891 | 905.891 | 160276 | -804691 | 48.1898 | 975586 | 23.4533 | 80.0227 | 0 | 964271 | 964.271 | 179216 | -857760 | 40.7924 | 44.2735 | 48.1898
[20 empty] | 2020-11-26 06:00 | 7903 | 11 | 26 | 7 | 0 | 0 | 43.8559 | 875246 | 19.6787 | 67.1437 | 0 | 841568 | 841.568 | 150373 | -744818 | 47.4181 | 926802 | 21.9561 | 74.9142 | 0 | 893124 | 893.124 | 167775 | -791581 | 51.4039 | 981281 | 24.5093 | 83.6257 | 0 | 947603 | 947.603 | 187285 | -840620 | 43.8559 | 47.4181 | 51.4039
[20 empty] | 2020-11-26 07:00 | 7904 | 11 | 26 | 8 | 22174.764 | 22.1748 | 98.2086 | 942798 | 0.90813 | 3.0985 | 0 | 859410 | 859.41 | 6939.39 | -762911 | 99.3679 | 999904 | 1.0131 | 3.4568 | 0 | 916517 | 916.517 | 7741.76 | -815395 | 100.675 | 1061760 | 1.1315 | 3.8606 | 0 | 978369 | 978.369 | 8646.04 | -872074 | 76.0338 | 77.1931 | 78.5002
[20 empty] | 2020-11-26 08:00 | 7905 | 11 | 26 | 9 | 94158.079 | 94.1581 | 125.372 | 1026350 | 1.107 | 3.777 | 0 | 943036 | 943.036 | 8458.9 | -854111 | 126.147 | 1081830 | 1.2169 | 4.1521 | 0 | 998518 | 998.518 | 9298.94 | -905446 | 127.117 | 1141480 | 1.3382 | 4.5659 | 0 | 1058170 | 1058.17 | 10225.6 | -960349 | 31.2139 | 31.9889 | 32.9589
[20 empty] | 2020-11-26 09:00 | 7906 | 11 | 26 | 10 | 154554.203 | 154.5542 | 129.985 | 942897 | 1.1074 | 3.7784 | 0 | 884587 | 884.587 | 8462.03 | -793227 | 130.759 | 992003 | 1.2166 | 4.1511 | 0 | 933694 | 933.694 | 9296.65 | -837687 | 131.98 | 1046190 | 1.3387 | 4.5675 | 0 | 987883 | 987.883 | 10229.3 | -886635 | -24.5692 | -23.7952 | -22.5742
[20 empty] | 2020-11-26 10:00 | 7907 | 11 | 26 | 11 | 193705.701 | 193.7057 | 130.645 | 908680 | 1.1072 | 3.7777 | 0 | 850370 | 850.37 | 8460.49 | -754592 | 131.747 | 955196 | 1.2164 | 4.1503 | 0 | 896887 | 896.887 | 9294.92 | -796116 | 133.187 | 1006720 | 1.3384 | 4.5667 | 0 | 948410 | 948.41 | 10227.5 | -842070 | -63.0607 | -61.9587 | -60.5187
[20 empty] | 2020-11-26 11:00 | 7908 | 11 | 26 | 12 | 208183.467 | 208.1835 | 111.144 | 959903 | 1.1034 | 3.7647 | 0 | 833244 | 833.244 | 8431.23 | -736740 | 112.243 | 1004210 | 1.2164 | 4.1503 | 0 | 877547 | 877.547 | 9294.92 | -775969 | 113.677 | 1053060 | 1.3377 | 4.5641 | 0 | 926396 | 926.396 | 10221.7 | -819168 | -97.0395 | -95.9405 | -94.5065
[20 empty] | 2020-11-26 12:00 | 7909 | 11 | 26 | 13 | 199882.572 | 199.8826 | 134.593 | 899287 | 1.1038 | 3.766 | 0 | 772628 | 772.628 | 8434.29 | -674049 | 135.666 | 941779 | 1.2168 | 4.1518 | 0 | 815120 | 815.12 | 9298.32 | -711333 | 137.09 | 989001 | 1.3382 | 4.5658 | 0 | 862342 | 862.342 | 10225.4 | -752755 | -65.2896 | -64.2166 | -62.7926
[20 empty] | 2020-11-26 13:00 | 7910 | 11 | 26 | 14 | 170853.901 | 170.8539 | 86.4412 | 856956 | 1.0585 | 3.6116 | 0 | 761833 | 761.833 | 8088.49 | -663831 | 87.6071 | 899015 | 1.2128 | 4.1379 | 0 | 803892 | 803.892 | 9267.18 | -700724 | 88.8695 | 945611 | 1.3379 | 4.565 | 0 | 850488 | 850.488 | 10223.5 | -741578 | -84.4127 | -83.2468 | -81.9844
[20 empty] | 2020-11-26 14:00 | 7911 | 11 | 26 | 15 | 117314.103 | 117.3141 | 82.0852 | 837697 | 1.0597 | 3.6157 | 0 | 779167 | 779.167 | 8097.5 | -678399 | 83.2428 | 882644 | 1.218 | 4.1557 | 0 | 824114 | 824.114 | 9306.99 | -718054 | 84.3368 | 932148 | 1.3394 | 4.5701 | 0 | 873619 | 873.619 | 10235 | -761678 | -35.2289 | -34.0713 | -32.9773
[20 empty] | 2020-11-26 15:00 | 7912 | 11 | 26 | 16 | 48983.709 | 48.9837 | 69.3936 | 852070 | 1.1044 | 3.7682 | 0 | 793540 | 793.54 | 8439.13 | -695551 | 69.975 | 897428 | 1.2175 | 4.1542 | 0 | 838898 | 838.898 | 9303.64 | -735813 | 71.1898 | 947125 | 1.3389 | 4.5684 | 0 | 888595 | 888.595 | 10231.3 | -779846 | 20.4099 | 20.9913 | 22.2061
[20 empty] | 2020-11-26 16:00 | 7913 | 11 | 26 | 17 | 0 | 0 | 74.6427 | 813481 | 1.1072 | 3.7778 | 0 | 779804 | 779.804 | 8460.68 | -682012 | 76.0472 | 858816 | 1.2164 | 4.1504 | 0 | 825138 | 825.138 | 9295.15 | -722238 | 77.6117 | 908902 | 1.3384 | 4.5668 | 0 | 875224 | 875.224 | 10227.7 | -766621 | 74.6427 | 76.0472 | 77.6117
[20 empty] | 2020-11-26 17:00 | 7914 | 11 | 26 | 18 | 0 | 0 | 14.694 | 33604.4 | 0 | 0 | 0 | 0 | 0 | 0 | 0 | 14.694 | 33604.4 | 0 | 0 | 0 | 0 | 0 | 0 | 0 | 14.694 | 33604.4 | 0 | 0 | 0 | 0 | 0 | 0 | 0 | 14.694 | 14.694 | 14.694
[20 empty] | 2020-11-26 18:00 | 7915 | 11 | 26 | 19 | 0 | 0 | 13.7827 | 33457.7 | 0 | 0 | 0 | 0 | 0 | 0 | 0 | 13.7827 | 33457.7 | 0 | 0 | 0 | 0 | 0 | 0 | 0 | 13.7827 | 33457.7 | 0 | 0 | 0 | 0 | 0 | 0 | 0 | 13.7827 | 13.7827 | 13.7827
[20 empty] | 2020-11-26 19:00 | 7916 | 11 | 26 | 20 | 0 | 0 | 10.3847 | 33457.7 | 0 | 0 | 0 | 0 | 0 | 0 | 0 | 10.3847 | 33457.7 | 0 | 0 | 0 | 0 | 0 | 0 | 0 | 10.3847 | 33457.7 | 0 | 0 | 0 | 0 | 0 | 0 | 0 | 10.3847 | 10.3847 | 10.3847
[20 empty] | 2020-11-26 20:00 | 7917 | 11 | 26 | 21 | 0 | 0 | 8.8655 | 10875.6 | 0 | 0 | 0 | 0 | 0 | 0 | 0 | 8.8655 | 10875.6 | 0 | 0 | 0 | 0 | 0 | 0 | 0 | 8.8655 | 10875.6 | 0 | 0 | 0 | 0 | 0 | 0 | 0 | 8.8655 | 8.8655 | 8.8655
[20 empty] | 2020-11-26 21:00 | 7918 | 11 | 26 | 22 | 0 | 0 | 7.3463 | 10509 | 0 | 0 | 0 | 0 | 0 | 0 | 0 | 7.3463 | 10509 | 0 | 0 | 0 | 0 | 0 | 0 | 0 | 7.3463 | 10509 | 0 | 0 | 0 | 0 | 0 | 0 | 0 | 7.3463 | 7.3463 | 7.3463
[20 empty] | 2020-11-26 22:00 | 7919 | 11 | 26 | 23 | 0 | 0 | 7.3463 | 10509 | 0 | 0 | 0 | 0 | 0 | 0 | 0 | 7.3463 | 10509 | 0 | 0 | 0 | 0 | 0 | 0 | 0 | 7.3463 | 10509 | 0 | 0 | 0 | 0 | 0 | 0 | 0 | 7.3463 | 7.3463 | 7.3463
[20 empty] | 2020-11-26 23:00 | 7920 | 11 | 26 | 24 | 0 | 0 | 7.3463 | 10142.3 | 0 | 0 | 0 | 0 | 0 | 0 | 0 | 7.3463 | 10142.3 | 0 | 0 | 0 | 0 | 0 | 0 | 0 | 7.3463 | 10142.3 | 0 | 0 | 0 | 0 | 0 | 0 | 0 | 7.3463 | 7.3463 | 7.3463
[20 empty] | 2020-11-27 | 7921 | 11 | 27 | 1 | 0 | 0 | 7.7516 | 10069 | 0 | 0 | 0 | 0 | 0 | 0 | 0 | 7.7516 | 10069 | 0 | 0 | 0 | 0 | 0 | 0 | 0 | 7.7516 | 10069 | 0 | 0 | 0 | 0 | 0 | 0 | 0 | 7.7516 | 7.7516 | 7.7516
[20 empty] | 2020-11-27 01:00 | 7922 | 11 | 27 | 2 | 0 | 0 | 7.7516 | 10069 | 0 | 0 | 0 | 0 | 0 | 0 | 0 | 7.7516 | 10069 | 0 | 0 | 0 | 0 | 0 | 0 | 0 | 7.7516 | 10069 | 0 | 0 | 0 | 0 | 0 | 0 | 0 | 7.7516 | 7.7516 | 7.7516
[20 empty] | 2020-11-27 02:00 | 7923 | 11 | 27 | 3 | 0 | 0 | 7.7516 | 9775.69 | 0 | 0 | 0 | 0 | 0 | 0 | 0 | 7.7516 | 9775.69 | 0 | 0 | 0 | 0 | 0 | 0 | 0 | 7.7516 | 9775.69 | 0 | 0 | 0 | 0 | 0 | 0 | 0 | 7.7516 | 7.7516 | 7.7516
[20 empty] | 2020-11-27 03:00 | 7924 | 11 | 27 | 4 | 0 | 0 | 7.7516 | 9702.36 | 0 | 0 | 0 | 0 | 0 | 0 | 0 | 7.7516 | 9702.36 | 0 | 0 | 0 | 0 | 0 | 0 | 0 | 7.7516 | 9702.36 | 0 | 0 | 0 | 0 | 0 | 0 | 0 | 7.7516 | 7.7516 | 7.7516
[20 empty] | 2020-11-27 04:00 | 7925 | 11 | 27 | 5 | 0 | 0 | 7.7516 | 9629.03 | 0 | 0 | 0 | 0 | 0 | 0 | 0 | 7.7516 | 9629.03 | 0 | 0 | 0 | 0 | 0 | 0 | 0 | 7.7516 | 9629.03 | 0 | 0 | 0 | 0 | 0 | 0 | 0 | 7.7516 | 7.7516 | 7.7516
[20 empty] | 2020-11-27 05:00 | 7926 | 11 | 27 | 6 | 0 | 0 | 7.7516 | 9555.71 | 0 | 0 | 0 | 0 | 0 | 0 | 0 | 7.7516 | 9555.71 | 0 | 0 | 0 | 0 | 0 | 0 | 0 | 7.7516 | 9555.71 | 0 | 0 | 0 | 0 | 0 | 0 | 0 | 7.7516 | 7.7516 | 7.7516
[20 empty] | 2020-11-27 06:00 | 7927 | 11 | 27 | 7 | 0 | 0 | 7.7516 | 9849.01 | 0 | 0 | 0 | 0 | 0 | 0 | 0 | 7.7516 | 9849.01 | 0 | 0 | 0 | 0 | 0 | 0 | 0 | 7.7516 | 9849.01 | 0 | 0 | 0 | 0 | 0 | 0 | 0 | 7.7516 | 7.7516 | 7.7516
[20 empty] | 2020-11-27 07:00 | 7928 | 11 | 27 | 8 | 17859.418 | 17.8594 | 7.7131 | 9775.69 | 0 | 0 | 0 | 0 | 0 | 0 | 0 | 7.7044 | 9775.69 | 0 | 0 | 0 | 0 | 0 | 0 | 0 | 7.6961 | 9775.69 | 0 | 0 | 0 | 0 | 0 | 0 | 0 | -10.1463 | -10.155 | -10.1633
[20 empty] | 2020-11-27 08:00 | 7929 | 11 | 27 | 9 | 84395.341 | 84.3953 | 7.6139 | 9995.67 | 0 | 0 | 0 | 0 | 0 | 0 | 0 | 7.5824 | 9995.67 | 0 | 0 | 0 | 0 | 0 | 0 | 0 | 7.5531 | 9995.67 | 0 | 0 | 0 | 0 | 0 | 0 | 0 | -76.7814 | -76.8129 | -76.8423
[20 empty] | 2020-11-27 09:00 | 7930 | 11 | 27 | 10 | 143020.046 | 143.02 | 7.5068 | 9995.67 | 0 | 0 | 0 | 0 | 0 | 0 | 0 | 7.4892 | 9995.67 | 0 | 0 | 0 | 0 | 0 | 0 | 0 | 7.4842 | 9995.67 | 0 | 0 | 0 | 0 | 0 | 0 | 0 | -135.5132 | -135.5309 | -135.5358
[20 empty] | 2020-11-27 10:00 | 7931 | 11 | 27 | 11 | 177799.825 | 177.7998 | 7.529 | 10142.3 | 0 | 0 | 0 | 0 | 0 | 0 | 0 | 7.4901 | 10142.3 | 0 | 0 | 0 | 0 | 0 | 0 | 0 | 7.4854 | 10142.3 | 0 | 0 | 0 | 0 | 0 | 0 | 0 | -170.2708 | -170.3097 | -170.3144
[20 empty] | 2020-11-27 11:00 | 7932 | 11 | 27 | 12 | 147781.175 | 147.7812 | 7.5145 | 10435.6 | 0 | 0 | 0 | 0 | 0 | 0 | 0 | 7.4877 | 10435.6 | 0 | 0 | 0 | 0 | 0 | 0 | 0 | 7.4824 | 10435.6 | 0 | 0 | 0 | 0 | 0 | 0 | 0 | -140.2667 | -140.2935 | -140.2987
[20 empty] | 2020-11-27 12:00 | 7933 | 11 | 27 | 13 | 126694.707 | 126.6947 | 7.4836 | 10509 | 0 | 0 | 0 | 0 | 0 | 0 | 0 | 7.4765 | 10509 | 0 | 0 | 0 | 0 | 0 | 0 | 0 | 7.4681 | 10509 | 0 | 0 | 0 | 0 | 0 | 0 | 0 | -119.2111 | -119.2182 | -119.2266
[20 empty] | 2020-11-27 13:00 | 7934 | 11 | 27 | 14 | 147943.794 | 147.9438 | 7.4863 | 10582.3 | 0 | 0 | 0 | 0 | 0 | 0 | 0 | 7.4801 | 10582.3 | 0 | 0 | 0 | 0 | 0 | 0 | 0 | 7.4728 | 10582.3 | 0 | 0 | 0 | 0 | 0 | 0 | 0 | -140.4575 | -140.4637 | -140.471
[20 empty] | 2020-11-27 14:00 | 7935 | 11 | 27 | 15 | 104150.713 | 104.1507 | 8.7277 | 10875.6 | 0 | 0 | 0 | 0 | 0 | 0 | -27.5197 | 8.7633 | 10875.6 | 0 | 0 | 0 | 0 | 0 | 0 | -27.5199 | 8.8107 | 10875.6 | 0 | 0 | 0 | 0 | 0 | 0 | -27.5202 | -95.4231 | -95.3874 | -95.34
[20 empty] | 2020-11-27 15:00 | 7936 | 11 | 27 | 16 | 12927.919 | 12.9279 | 8.8535 | 10875.6 | 0 | 0 | 0 | 0 | 0 | 0 | -213.189 | 8.9086 | 10875.6 | 0 | 0 | 0 | 0 | 0 | 0 | -213.189 | 8.9721 | 10875.6 | 0 | 0 | 0 | 0 | 0 | 0 | -213.189 | -4.0744 | -4.0193 | -3.9558
[20 empty] | 2020-11-27 16:00 | 7937 | 11 | 27 | 17 | 0 | 0 | 8.9057 | 10948.9 | 0 | 0 | 0 | 0 | 0 | 0 | -412.289 | 8.9684 | 10948.9 | 0 | 0 | 0 | 0 | 0 | 0 | -412.289 | 9.038 | 10948.9 | 0 | 0 | 0 | 0 | 0 | 0 | -412.289 | 8.9057 | 8.9684 | 9.038
[20 empty] | 2020-11-27 17:00 | 7938 | 11 | 27 | 18 | 0 | 0 | 8.9057 | 11022.3 | 0 | 0 | 0 | 0 | 0 | 0 | -617.789 | 8.9684 | 11022.3 | 0 | 0 | 0 | 0 | 0 | 0 | -617.789 | 9.038 | 11022.3 | 0 | 0 | 0 | 0 | 0 | 0 | -617.789 | 8.9057 | 8.9684 | 9.038
[20 empty] | 2020-11-27 18:00 | 7939 | 11 | 27 | 19 | 0 | 0 | 8.9057 | 11168.9 | 0 | 0 | 0 | 0 | 0 | 0 | -864.35 | 8.9684 | 11168.9 | 0 | 0 | 0 | 0 | 0 | 0 | -864.35 | 9.038 | 11168.9 | 0 | 0 | 0 | 0 | 0 | 0 | -864.35 | 8.9057 | 8.9684 | 9.038
[20 empty] | 2020-11-27 19:00 | 7940 | 11 | 27 | 20 | 0 | 0 | 8.9057 | 11168.9 | 0 | 0 | 0 | 0 | 0 | 0 | -1025.46 | 8.9684 | 11168.9 | 0 | 0 | 0 | 0 | 0 | 0 | -1025.46 | 9.038 | 11168.9 | 0 | 0 | 0 | 0 | 0 | 0 | -1025.46 | 8.9057 | 8.9684 | 9.038
[20 empty] | 2020-11-27 20:00 | 7941 | 11 | 27 | 21 | 0 | 0 | 8.9057 | 11022.3 | 0 | 0 | 0 | 0 | 0 | 0 | -1102.18 | 8.9684 | 11022.3 | 0 | 0 | 0 | 0 | 0 | 0 | -1102.18 | 9.038 | 11022.3 | 0 | 0 | 0 | 0 | 0 | 0 | -1102.19 | 8.9057 | 8.9684 | 9.038
[20 empty] | 2020-11-27 21:00 | 7942 | 11 | 27 | 22 | 0 | 0 | 8.9057 | 11242.2 | 0 | 0 | 0 | 0 | 0 | 0 | -1373.97 | 8.9684 | 11242.2 | 0 | 0 | 0 | 0 | 0 | 0 | -1373.97 | 9.038 | 11242.2 | 0 | 0 | 0 | 0 | 0 | 0 | -1373.97 | 8.9057 | 8.9684 | 9.038
[20 empty] | 2020-11-27 22:00 | 7943 | 11 | 27 | 23 | 0 | 0 | 8.9057 | 11242.2 | 0 | 0 | 0 | 0 | 0 | 0 | -1513.31 | 8.9684 | 11242.2 | 0 | 0 | 0 | 0 | 0 | 0 | -1513.31 | 9.038 | 11242.2 | 0 | 0 | 0 | 0 | 0 | 0 | -1513.32 | 8.9057 | 8.9684 | 9.038
[20 empty] | 2020-11-27 23:00 | 7944 | 11 | 27 | 24 | 0 | 0 | 8.9057 | 11388.9 | 0 | 0 | 0 | 0 | 0 | 0 | -1745.53 | 8.9684 | 11388.9 | 0 | 0 | 0 | 0 | 0 | 0 | -1745.53 | 9.038 | 11388.9 | 0 | 0 | 0 | 0 | 0 | 0 | -1745.54 | 8.9057 | 8.9684 | 9.038
[20 empty] | 2020-11-28 | 7945 | 11 | 28 | 1 | 0 | 0 | 8.9057 | 11462.2 | 0 | 0 | 0 | 0 | 0 | 0 | -1925.35 | 8.9684 | 11462.2 | 0 | 0 | 0 | 0 | 0 | 0 | -1925.35 | 9.038 | 11462.2 | 0 | 0 | 0 | 0 | 0 | 0 | -1925.36 | 8.9057 | 8.9684 | 9.038
[20 empty] | 2020-11-28 01:00 | 7946 | 11 | 28 | 2 | 0 | 0 | 8.9057 | 11462.2 | 0 | 0 | 0 | 0 | 0 | 0 | -2060.75 | 8.9684 | 11462.2 | 0 | 0 | 0 | 0 | 0 | 0 | -2060.75 | 9.038 | 11462.2 | 0 | 0 | 0 | 0 | 0 | 0 | -2060.76 | 8.9057 | 8.9684 | 9.038
[20 empty] | 2020-11-28 02:00 | 7947 | 11 | 28 | 3 | 0 | 0 | 8.9057 | 11608.9 | 0 | 0 | 0 | 0 | 0 | 0 | -2310.82 | 8.9684 | 11608.9 | 0 | 0 | 0 | 0 | 0 | 0 | -2310.82 | 9.038 | 11608.9 | 0 | 0 | 0 | 0 | 0 | 0 | -2310.82 | 8.9057 | 8.9684 | 9.038
[20 empty] | 2020-11-28 03:00 | 7948 | 11 | 28 | 4 | 0 | 0 | 8.9057 | 11682.2 | 0 | 0 | 0 | 0 | 0 | 0 | -2698.88 | 8.9684 | 11682.2 | 0 | 0 | 0 | 0 | 0 | 0 | -2698.88 | 9.038 | 11682.2 | 0 | 0 | 0 | 0 | 0 | 0 | -2698.88 | 8.9057 | 8.9684 | 9.038
[20 empty] | 2020-11-28 04:00 | 7949 | 11 | 28 | 5 | 0 | 0 | 8.9057 | 11682.2 | 0 | 0 | 0 | 0 | 0 | 0 | -3006.31 | 8.9684 | 11682.2 | 0 | 0 | 0 | 0 | 0 | 0 | -3006.3 | 9.038 | 11682.2 | 0 | 0 | 0 | 0 | 0 | 0 | -3006.31 | 8.9057 | 8.9684 | 9.038
[20 empty] | 2020-11-28 05:00 | 7950 | 11 | 28 | 6 | 0 | 0 | 8.9057 | 11682.2 | 0 | 0 | 0 | 0 | 0 | 0 | -3307.66 | 8.9684 | 11682.2 | 0 | 0 | 0 | 0 | 0 | 0 | -3307.65 | 9.038 | 11682.2 | 0 | 0 | 0 | 0 | 0 | 0 | -3307.66 | 8.9057 | 8.9684 | 9.038
[20 empty] | 2020-11-28 06:00 | 7951 | 11 | 28 | 7 | 0 | 0 | 8.9057 | 11755.5 | 0 | 0 | 0 | 0 | 0 | 0 | -3662.53 | 8.9684 | 11755.5 | 0 | 0 | 0 | 0 | 0 | 0 | -3662.52 | 9.038 | 11755.5 | 0 | 0 | 0 | 0 | 0 | 0 | -3662.53 | 8.9057 | 8.9684 | 9.038
[20 empty] | 2020-11-28 07:00 | 7952 | 11 | 28 | 8 | 0 | 0 | 8.8139 | 11755.5 | 0 | 0 | 0 | 0 | 0 | 0 | -3921 | 8.8559 | 11755.5 | 0 | 0 | 0 | 0 | 0 | 0 | -3920.99 | 8.9064 | 11755.5 | 0 | 0 | 0 | 0 | 0 | 0 | -3921 | 8.8139 | 8.8559 | 8.9064
[20 empty] | 2020-11-28 08:00 | 7953 | 11 | 28 | 9 | 6602.694 | 6.6027 | 8.7021 | 11608.9 | 0 | 0 | 0 | 0 | 0 | 0 | -4014.49 | 8.7179 | 11608.9 | 0 | 0 | 0 | 0 | 0 | 0 | -4014.48 | 8.7542 | 11608.9 | 0 | 0 | 0 | 0 | 0 | 0 | -4014.49 | 2.0994 | 2.1152 | 2.1515
[20 empty] | 2020-11-28 09:00 | 7954 | 11 | 28 | 10 | 18636.998 | 18.637 | 8.7261 | 11608.9 | 0 | 0 | 0 | 0 | 0 | 0 | -4213.13 | 8.7555 | 11608.9 | 0 | 0 | 0 | 0 | 0 | 0 | -4222.34 | 8.7937 | 11608.9 | 0 | 0 | 0 | 0 | 0 | 0 | -4432.9 | -9.9109 | -9.8815 | -9.8433
[20 empty] | 2020-11-28 10:00 | 7955 | 11 | 28 | 11 | 11132.525 | 11.1325 | 8.6976 | 11608.9 | 0 | 0 | 0 | 0 | 0 | 0 | -4492.34 | 8.7163 | 11608.9 | 0 | 0 | 0 | 0 | 0 | 0 | -4516.71 | 8.7542 | 11608.9 | 0 | 0 | 0 | 0 | 0 | 0 | -4910.99 | -2.4349 | -2.4162 | -2.3783
[20 empty] | 2020-11-28 11:00 | 7956 | 11 | 28 | 12 | 30288.832 | 30.2888 | 8.6975 | 11462.2 | 0 | 0 | 0 | 0 | 0 | 0 | -4566.15 | 8.7206 | 11462.2 | 0 | 0 | 0 | 0 | 0 | 0 | -4588.88 | 8.7613 | 11462.2 | 0 | 0 | 0 | 0 | 0 | 0 | -4944.38 | -21.5913 | -21.5682 | -21.5275
[20 empty] | 2020-11-28 12:00 | 7957 | 11 | 28 | 13 | 40238.104 | 40.2381 | 8.6399 | 11388.9 | 0 | 0 | 0 | 0 | 0 | 0 | -4644.62 | 8.6962 | 11388.9 | 0 | 0 | 0 | 0 | 0 | 0 | -4665.73 | 8.758 | 11388.9 | 0 | 0 | 0 | 0 | 0 | 0 | -4687.79 | -31.5982 | -31.5419 | -31.4801
[20 empty] | 2020-11-28 13:00 | 7958 | 11 | 28 | 14 | 20105.321 | 20.1053 | 8.6356 | 11388.9 | 0 | 0 | 0 | 0 | 0 | 0 | -4775.77 | 8.6906 | 11388.9 | 0 | 0 | 0 | 0 | 0 | 0 | -4795.41 | 8.7542 | 11388.9 | 0 | 0 | 0 | 0 | 0 | 0 | -4815.9 | -11.4697 | -11.4147 | -11.3511
[20 empty] | 2020-11-28 14:00 | 7959 | 11 | 28 | 15 | 100943.699 | 100.9437 | 8.6325 | 11388.9 | 0 | 0 | 0 | 0 | 0 | 0 | -4827.57 | 8.6866 | 11388.9 | 0 | 0 | 0 | 0 | 0 | 0 | -4836.04 | 8.7542 | 11388.9 | 0 | 0 | 0 | 0 | 0 | 0 | -4845.32 | -92.3112 | -92.2571 | -92.1895
[20 empty] | 2020-11-28 15:00 | 7960 | 11 | 28 | 16 | 26301.533 | 26.3015 | 8.6332 | 11462.2 | 0 | 0 | 0 | 0 | 0 | 0 | -5028.26 | 8.6876 | 11462.2 | 0 | 0 | 0 | 0 | 0 | 0 | -5026.99 | 8.7542 | 11462.2 | 0 | 0 | 0 | 0 | 0 | 0 | -5026.5 | -17.6683 | -17.6139 | -17.5473
[20 empty] | 2020-11-28 16:00 | 7961 | 11 | 28 | 17 | 0 | 0 | 8.9057 | 11462.2 | 0 | 0 | 0 | 0 | 0 | 0 | -5107.6 | 8.9684 | 11462.2 | 0 | 0 | 0 | 0 | 0 | 0 | -5107.16 | 9.038 | 11462.2 | 0 | 0 | 0 | 0 | 0 | 0 | -5107.4 | 8.9057 | 8.9684 | 9.038
[20 empty] | 2020-11-28 17:00 | 7962 | 11 | 28 | 18 | 0 | 0 | 8.9057 | 123570 | 0 | 0 | 0 | 111961 | 111.961 | 0 | -5596.89 | 8.9684 | 125547 | 0 | 0 | 0 | 113938 | 113.938 | 0 | -5597.25 | 9.038 | 11608.9 | 0 | 0 | 0 | 0 | 0 | 0 | -5598.26 | 8.9057 | 8.9684 | 9.038
[20 empty] | 2020-11-28 18:00 | 7963 | 11 | 28 | 19 | 0 | 0 | 8.9057 | 41392.2 | 0 | 0 | 0 | 29783.3 | 29.7833 | 0 | -6013.46 | 8.9684 | 42589.4 | 0 | 0 | 0 | 30980.5 | 30.9805 | 0 | -6014.56 | 9.038 | 130795 | 0 | 0 | 0 | 119186 | 119.186 | 0 | -6016.31 | 8.9057 | 8.9684 | 9.038
[20 empty] | 2020-11-28 19:00 | 7964 | 11 | 28 | 20 | 0 | 0 | 8.9057 | 41962.1 | 0 | 0 | 0 | 30353.3 | 30.3533 | 0 | -6522.5 | 8.9684 | 43159.9 | 0 | 0 | 0 | 31551 | 31.551 | 0 | -6524.01 | 9.038 | 44494.2 | 0 | 0 | 0 | 32885.3 | 32.8853 | 0 | -6526.14 | 8.9057 | 8.9684 | 9.038
[20 empty] | 2020-11-28 20:00 | 7965 | 11 | 28 | 21 | 0 | 0 | 8.9057 | 47363.2 | 0 | 0 | 0 | 35607.7 | 35.6077 | 0 | -7354.65 | 8.9684 | 48799 | 0 | 0 | 0 | 37043.4 | 37.0434 | 0 | -7356.5 | 9.038 | 50515.7 | 0 | 0 | 0 | 38760.2 | 38.7602 | 0 | -7493.91 | 8.9057 | 8.9684 | 9.038
[20 empty] | 2020-11-28 21:00 | 7966 | 11 | 28 | 22 | 0 | 0 | 8.9057 | 41589.4 | 0 | 0 | 0 | 29907.2 | 29.9072 | 0 | -8053.86 | 8.9684 | 42805.2 | 0 | 0 | 0 | 31123 | 31.123 | 0 | -8210.95 | 9.038 | 44197.3 | 0 | 0 | 0 | 32515.1 | 32.5151 | 0 | -8383.59 | 8.9057 | 8.9684 | 9.038
[20 empty] | 2020-11-28 22:00 | 7967 | 11 | 28 | 23 | 0 | 0 | 8.9057 | 44712.3 | 0 | 0 | 0 | 33030.1 | 33.0301 | 0 | -8884.79 | 8.9684 | 46112.2 | 0 | 0 | 0 | 34430 | 34.43 | 0 | -9064.09 | 9.038 | 47667.6 | 0 | 0 | 0 | 35985.4 | 35.9854 | 0 | -9260.6 | 8.9057 | 8.9684 | 9.038
[20 empty] | 2020-11-28 23:00 | 7968 | 11 | 28 | 24 | 0 | 0 | 8.9057 | 43205.8 | 0 | 0 | 0 | 31596.9 | 31.5969 | 0 | -9463.37 | 8.9684 | 44532.8 | 0 | 0 | 0 | 32924 | 32.924 | 0 | -9687.38 | 9.038 | 46248.3 | 0 | 0 | 0 | 34639.4 | 34.6394 | 0 | -10208.5 | 8.9057 | 8.9684 | 9.038
[20 empty] | 2020-11-29 | 7969 | 11 | 29 | 1 | 0 | 0 | 8.5004 | 46176.7 | 0 | 0 | 0 | 34567.9 | 34.5679 | 0 | -10161.8 | 8.5631 | 47749.1 | 0 | 0 | 0 | 36140.2 | 36.1402 | 0 | -10515 | 8.6326 | 50027.1 | 0 | 0 | 0 | 38418.2 | 38.4182 | 0 | -11417.6 | 8.5004 | 8.5631 | 8.6326
[20 empty] | 2020-11-29 01:00 | 7970 | 11 | 29 | 2 | 0 | 0 | 8.5004 | 47122 | 0 | 0 | 0 | 35513.1 | 35.5131 | 0 | -11003.5 | 8.5631 | 48730.1 | 0 | 0 | 0 | 37121.2 | 37.1212 | 0 | -11353.8 | 8.6326 | 51922.1 | 0 | 0 | 0 | 40313.3 | 40.3133 | 0 | -13169.3 | 8.5004 | 8.5631 | 8.6326
[20 empty] | 2020-11-29 02:00 | 7971 | 11 | 29 | 3 | 0 | 0 | 8.5004 | 48130.6 | 0 | 0 | 0 | 36521.8 | 36.5218 | 0 | -11869 | 8.5631 | 49734.4 | 0 | 0 | 0 | 38125.5 | 38.1255 | 0 | -12215.3 | 8.6326 | 53970.7 | 0 | 0 | 0 | 42361.8 | 42.3618 | 0 | -14913.1 | 8.5004 | 8.5631 | 8.6326
[20 empty] | 2020-11-29 03:00 | 7972 | 11 | 29 | 4 | 0 | 0 | 8.5004 | 48933.9 | 0 | 0 | 0 | 37325.1 | 37.3251 | 0 | -12492.4 | 8.5631 | 50878.6 | 0 | 0 | 0 | 39269.7 | 39.2697 | 0 | -13228.7 | 8.6326 | 55666.5 | 0 | 0 | 0 | 44057.6 | 44.0576 | 0 | -16257.3 | 8.5004 | 8.5631 | 8.6326
[20 empty] | 2020-11-29 04:00 | 7973 | 11 | 29 | 5 | 0 | 0 | 31.8336 | 854973 | 11.4238 | 38.978 | 0 | 843364 | 843.364 | 87293.6 | -773822 | 33.9421 | 917007 | 12.2525 | 41.8055 | 0 | 905398 | 905.398 | 93626.2 | -832945 | 36.3137 | 985316 | 13.2054 | 45.0568 | 0 | 973707 | 973.707 | 100908 | -897530 | 31.8336 | 33.9421 | 36.3137
[20 empty] | 2020-11-29 05:00 | 7974 | 11 | 29 | 6 | 0 | 0 | 37.8018 | 869907 | 15.6275 | 53.321 | 0 | 858298 | 858.298 | 119416 | -760405 | 40.9 | 931010 | 17.4363 | 59.4927 | 0 | 919401 | 919.401 | 133238 | -816936 | 44.4399 | 997814 | 19.5458 | 66.6903 | 0 | 986205 | 986.205 | 149357 | -878688 | 37.8018 | 40.9 | 44.4399
[20 empty] | 2020-11-29 06:00 | 7975 | 11 | 29 | 7 | 0 | 0 | 40.9116 | 890499 | 16.5728 | 56.5464 | 0 | 856454 | 856.454 | 126639 | -758444 | 44.1762 | 951562 | 18.5476 | 63.2844 | 0 | 917517 | 917.517 | 141730 | -815024 | 47.8939 | 1017570 | 20.8358 | 71.0917 | 0 | 983528 | 983.528 | 159215 | -876073 | 40.9116 | 44.1762 | 47.8939
[20 empty] | 2020-11-29 07:00 | 7976 | 11 | 29 | 8 | 16664.573 | 16.6646 | 98.3046 | 961017 | 0.95415 | 3.2556 | 0 | 877263 | 877.263 | 7291.06 | -781292 | 99.4395 | 1025620 | 1.0585 | 3.6117 | 0 | 941869 | 941.869 | 8088.77 | -841836 | 100.695 | 1095780 | 1.1743 | 4.0067 | 0 | 1012030 | 1012.03 | 8973.33 | -907512 | 81.64 | 82.7749 | 84.0304
[20 empty] | 2020-11-29 08:00 | 7977 | 11 | 29 | 9 | 89601.633 | 89.6016 | 124.955 | 1056700 | 1.1532 | 3.9348 | 0 | 973094 | 973.094 | 8812.13 | -887480 | 125.752 | 1122110 | 1.2626 | 4.3078 | 0 | 1038510 | 1038.51 | 9647.62 | -949761 | 126.784 | 1192390 | 1.384 | 4.722 | 0 | 1108780 | 1108.78 | 10575.3 | -1016420 | 35.3534 | 36.1504 | 37.1824
[20 empty] | 2020-11-29 09:00 | 7978 | 11 | 29 | 10 | 151297.426 | 151.2974 | 130.349 | 1017210 | 1.1532 | 3.9348 | 0 | 958677 | 958.677 | 8812.16 | -872586 | 131.293 | 1076130 | 1.2625 | 4.3078 | 0 | 1017600 | 1017.6 | 9647.59 | -927827 | 132.505 | 1138120 | 1.384 | 4.722 | 0 | 1079590 | 1079.59 | 10575.3 | -985433 | -20.9484 | -20.0044 | -18.7924
[20 empty] | 2020-11-29 10:00 | 7979 | 11 | 29 | 11 | 190684.258 | 190.6843 | 132.587 | 1002410 | 1.1532 | 3.9348 | 0 | 943881 | 943.881 | 8812.18 | -852960 | 133.084 | 1054510 | 1.2626 | 4.3078 | 0 | 995981 | 995.981 | 9647.68 | -900564 | 134.271 | 1110860 | 1.384 | 4.7221 | 0 | 1052330 | 1052.33 | 10575.4 | -951700 | -58.0973 | -57.6003 | -56.4133
[20 empty] | 2020-11-29 11:00 | 7980 | 11 | 29 | 12 | 204106.84 | 204.1068 | 113.247 | 1039460 | 1.1402 | 3.8904 | 0 | 912798 | 912.798 | 8712.8 | -824028 | 113.703 | 1085560 | 1.2623 | 4.307 | 0 | 958904 | 958.904 | 9645.84 | -865323 | 114.833 | 1133890 | 1.3837 | 4.7212 | 0 | 1007240 | 1007.24 | 10573.4 | -908143 | -90.8598 | -90.4038 | -89.2738
[20 empty] | 2020-11-29 12:00 | 7981 | 11 | 29 | 13 | 197527.105 | 197.5271 | 135.637 | 984807 | 1.1273 | 3.8463 | 0 | 858148 | 858.148 | 8614.02 | -762822 | 136.665 | 1020500 | 1.2497 | 4.2641 | 0 | 893840 | 893.84 | 9549.83 | -793222 | 137.916 | 1059630 | 1.384 | 4.722 | 0 | 932975 | 932.975 | 10575.3 | -826372 | -61.8901 | -60.8621 | -59.6111
[20 empty] | 2020-11-29 13:00 | 7982 | 11 | 29 | 14 | 170060.956 | 170.061 | 86.4924 | 933314 | 1.1273 | 3.8463 | 0 | 838335 | 838.335 | 8614.02 | -741958 | 87.6385 | 966507 | 1.2497 | 4.2641 | 0 | 871528 | 871.528 | 9549.83 | -769678 | 89.1171 | 1002990 | 1.384 | 4.722 | 0 | 908010 | 908.01 | 10575.3 | -800138 | -83.5686 | -82.4225 | -80.9439
[20 empty] | 2020-11-29 14:00 | 7983 | 11 | 29 | 15 | 117322.116 | 117.3221 | 81.8139 | 892304 | 1.1275 | 3.847 | 0 | 833994 | 833.994 | 8615.59 | -737378 | 82.9069 | 926506 | 1.25 | 4.2649 | 0 | 868196 | 868.196 | 9551.57 | -766165 | 84.3492 | 963847 | 1.3842 | 4.7229 | 0 | 905537 | 905.537 | 10577.2 | -797548 | -35.5082 | -34.4152 | -32.9729
[20 empty] | 2020-11-29 15:00 | 7984 | 11 | 29 | 16 | 49101.823 | 49.1018 | 68.5109 | 909955 | 1.1273 | 3.8463 | 0 | 851498 | 851.498 | 8614.05 | -752650 | 69.5944 | 946704 | 1.2497 | 4.2641 | 0 | 888248 | 888.248 | 9549.85 | -783865 | 70.8878 | 987064 | 1.384 | 4.722 | 0 | 928607 | 928.607 | 10575.3 | -818097 | 19.4091 | 20.4926 | 21.786
[20 empty] | 2020-11-29 16:00 | 7985 | 11 | 29 | 17 | 0 | 0 | 74.9608 | 873655 | 1.1404 | 3.8911 | 0 | 840050 | 840.05 | 8714.42 | -743605 | 76.4413 | 912714 | 1.2626 | 4.3078 | 0 | 879109 | 879.109 | 9647.63 | -777364 | 77.9934 | 955219 | 1.384 | 4.722 | 0 | 921615 | 921.615 | 10575.3 | -813991 | 74.9608 | 76.4413 | 77.9934
[20 empty] | 2020-11-29 17:00 | 7986 | 11 | 29 | 18 | 0 | 0 | 14.694 | 33897.8 | 0 | 0 | 0 | 0 | 0 | 0 | 0 | 14.694 | 33897.8 | 0 | 0 | 0 | 0 | 0 | 0 | 0 | 14.694 | 33897.8 | 0 | 0 | 0 | 0 | 0 | 0 | 0 | 14.694 | 14.694 | 14.694
[20 empty] | 2020-11-29 18:00 | 7987 | 11 | 29 | 19 | 0 | 0 | 13.7827 | 33897.8 | 0 | 0 | 0 | 0 | 0 | 0 | 0 | 13.7827 | 33897.8 | 0 | 0 | 0 | 0 | 0 | 0 | 0 | 13.7827 | 33897.8 | 0 | 0 | 0 | 0 | 0 | 0 | 0 | 13.7827 | 13.7827 | 13.7827
[20 empty] | 2020-11-29 19:00 | 7988 | 11 | 29 | 20 | 0 | 0 | 10.3847 | 33897.8 | 0 | 0 | 0 | 0 | 0 | 0 | 0 | 10.3847 | 33897.8 | 0 | 0 | 0 | 0 | 0 | 0 | 0 | 10.3847 | 33897.8 | 0 | 0 | 0 | 0 | 0 | 0 | 0 | 10.3847 | 10.3847 | 10.3847
[20 empty] | 2020-11-29 20:00 | 7989 | 11 | 29 | 21 | 0 | 0 | 8.8655 | 11682.2 | 0 | 0 | 0 | 0 | 0 | 0 | 0 | 8.8655 | 11682.2 | 0 | 0 | 0 | 0 | 0 | 0 | 0 | 8.8655 | 11682.2 | 0 | 0 | 0 | 0 | 0 | 0 | 0 | 8.8655 | 8.8655 | 8.8655
[20 empty] | 2020-11-29 21:00 | 7990 | 11 | 29 | 22 | 0 | 0 | 7.3463 | 11682.2 | 0 | 0 | 0 | 0 | 0 | 0 | 0 | 7.3463 | 11682.2 | 0 | 0 | 0 | 0 | 0 | 0 | 0 | 7.3463 | 11682.2 | 0 | 0 | 0 | 0 | 0 | 0 | 0 | 7.3463 | 7.3463 | 7.3463
[20 empty] | 2020-11-29 22:00 | 7991 | 11 | 29 | 23 | 0 | 0 | 8.5004 | 11682.2 | 0 | 0 | 0 | 0 | 0 | 0 | -43.9853 | 8.5631 | 11682.2 | 0 | 0 | 0 | 0 | 0 | 0 | -43.9856 | 8.6326 | 11682.2 | 0 | 0 | 0 | 0 | 0 | 0 | -44.0265 | 8.5004 | 8.5631 | 8.6326
[20 empty] | 2020-11-29 23:00 | 7992 | 11 | 29 | 24 | 0 | 0 | 8.5004 | 11828.9 | 0 | 0 | 0 | 0 | 0 | 0 | -514.418 | 8.5631 | 11828.9 | 0 | 0 | 0 | 0 | 0 | 0 | -514.418 | 8.6326 | 11828.9 | 0 | 0 | 0 | 0 | 0 | 0 | -514.45 | 8.5004 | 8.5631 | 8.6326
[20 empty] | 2020-11-30 | 7993 | 11 | 30 | 1 | 0 | 0 | 8.5004 | 11828.9 | 0 | 0 | 0 | 0 | 0 | 0 | -864.715 | 8.5631 | 11828.9 | 0 | 0 | 0 | 0 | 0 | 0 | -864.715 | 8.6326 | 11828.9 | 0 | 0 | 0 | 0 | 0 | 0 | -864.74 | 8.5004 | 8.5631 | 8.6326
[20 empty] | 2020-11-30 01:00 | 7994 | 11 | 30 | 2 | 0 | 0 | 8.5004 | 11828.9 | 0 | 0 | 0 | 0 | 0 | 0 | -1175.8 | 8.5631 | 11828.9 | 0 | 0 | 0 | 0 | 0 | 0 | -1175.8 | 8.6326 | 11828.9 | 0 | 0 | 0 | 0 | 0 | 0 | -1175.82 | 8.5004 | 8.5631 | 8.6326
[20 empty] | 2020-11-30 02:00 | 7995 | 11 | 30 | 3 | 0 | 0 | 8.5004 | 12048.8 | 0 | 0 | 0 | 0 | 0 | 0 | -1606.1 | 8.5631 | 12048.8 | 0 | 0 | 0 | 0 | 0 | 0 | -1606.1 | 8.6326 | 12048.8 | 0 | 0 | 0 | 0 | 0 | 0 | -1606.11 | 8.5004 | 8.5631 | 8.6326
[20 empty] | 2020-11-30 03:00 | 7996 | 11 | 30 | 4 | 0 | 0 | 8.5004 | 11975.5 | 0 | 0 | 0 | 0 | 0 | 0 | -1809.06 | 8.5631 | 11975.5 | 0 | 0 | 0 | 0 | 0 | 0 | -1809.06 | 8.6326 | 11975.5 | 0 | 0 | 0 | 0 | 0 | 0 | -1809.07 | 8.5004 | 8.5631 | 8.6326
[20 empty] | 2020-11-30 04:00 | 7997 | 11 | 30 | 5 | 0 | 0 | 37.083 | 927590 | 16.4903 | 56.2649 | 0 | 915614 | 915.614 | 126009 | -760104 | 39.8731 | 987451 | 18.0032 | 61.4269 | 0 | 975476 | 975.476 | 137570 | -812812 | 42.9379 | 1051880 | 19.6533 | 67.0571 | 0 | 1039900 | 1039.9 | 150179 | -869206 | 37.083 | 39.8731 | 42.9379
[20 empty] | 2020-11-30 05:00 | 7998 | 11 | 30 | 6 | 0 | 0 | 42.1958 | 846399 | 20.1038 | 68.5942 | 0 | 834277 | 834.277 | 153621 | -733061 | 45.7484 | 897343 | 22.3846 | 76.3763 | 0 | 885221 | 885.221 | 171049 | -778876 | 49.702 | 950577 | 24.931 | 85.0646 | 0 | 938455 | 938.455 | 190508 | -826314 | 42.1958 | 45.7484 | 49.702
[20 empty] | 2020-11-30 06:00 | 7999 | 11 | 30 | 7 | 0 | 0 | 44.8872 | 850393 | 20.6503 | 70.4588 | 0 | 815835 | 815.835 | 157797 | -716703 | 48.4601 | 897179 | 22.9569 | 78.3289 | 0 | 862621 | 862.621 | 175423 | -758413 | 52.4297 | 947838 | 25.5224 | 87.0824 | 0 | 913280 | 913.28 | 195027 | -803345 | 44.8872 | 48.4601 | 52.4297
[20 empty] | 2020-11-30 07:00 | 8000 | 11 | 30 | 8 | 0 | 0 | 98.3862 | 938650 | 0.95415 | 3.2555 | 0 | 854382 | 854.382 | 7291.01 | -757073 | 99.5448 | 999953 | 1.0585 | 3.6117 | 0 | 915685 | 915.685 | 8088.69 | -813781 | 100.722 | 1066840 | 1.1743 | 4.0067 | 0 | 982573 | 982.573 | 8973.3 | -875611 | 98.3862 | 99.5448 | 100.722
[20 empty] | 2020-11-30 08:00 | 8001 | 11 | 30 | 9 | 47297.856 | 47.2979 | 128.26 | 998254 | 1.1539 | 3.9369 | 0 | 914352 | 914.352 | 8817.01 | -828754 | 128.314 | 1057830 | 1.2632 | 4.3102 | 0 | 973929 | 973.929 | 9652.97 | -884633 | 128.637 | 1123230 | 1.3847 | 4.7247 | 0 | 1039330 | 1039.33 | 10581.2 | -945901 | 80.9621 | 81.0161 | 81.3391
[20 empty] | 2020-11-30 09:00 | 8002 | 11 | 30 | 10 | 90357.874 | 90.3579 | 134.089 | 913186 | 1.1528 | 3.9334 | 0 | 854290 | 854.29 | 8808.97 | -760971 | 134.361 | 966355 | 1.2621 | 4.3063 | 0 | 907459 | 907.459 | 9644.13 | -809636 | 134.864 | 1025380 | 1.3835 | 4.7203 | 0 | 966486 | 966.486 | 10571.5 | -863647 | 43.7311 | 44.0031 | 44.5061
[20 empty] | 2020-11-30 10:00 | 8003 | 11 | 30 | 11 | 66027.472 | 66.0275 | 132.97 | 885919 | 1.1404 | 3.8911 | 0 | 827022 | 827.022 | 8714.41 | -729867 | 132.996 | 936208 | 1.2626 | 4.3078 | 0 | 877312 | 877.312 | 9647.62 | -775240 | 134.146 | 991491 | 1.384 | 4.722 | 0 | 932594 | 932.594 | 10575.3 | -825058 | 66.9425 | 66.9685 | 68.1185
[20 empty] | 2020-11-30 11:00 | 8004 | 11 | 30 | 12 | 187989.443 | 187.9894 | 111.532 | 915682 | 1.1271 | 3.8456 | 0 | 789023 | 789.023 | 8612.41 | -696628 | 112.55 | 957735 | 1.2495 | 4.2634 | 0 | 831076 | 831.076 | 9548.04 | -733888 | 113.925 | 1004150 | 1.3837 | 4.7212 | 0 | 877489 | 877.489 | 10573.4 | -774940 | -76.4574 | -75.4394 | -74.0644
[20 empty] | 2020-11-30 12:00 | 8005 | 11 | 30 | 13 | 184275.715 | 184.2757 | 134.732 | 842102 | 1.1202 | 3.8221 | 0 | 715443 | 715.443 | 8559.89 | -619387 | 135.791 | 878074 | 1.2401 | 4.2314 | 0 | 751415 | 751.415 | 9476.44 | -650268 | 137.221 | 918210 | 1.3722 | 4.6818 | 0 | 791551 | 791.551 | 10485.2 | -684733 | -49.5437 | -48.4847 | -47.0547
[20 empty] | 2020-11-30 13:00 | 8006 | 11 | 30 | 14 | 134996.802 | 134.9968 | 86.259 | 800859 | 1.1152 | 3.8049 | 0 | 705175 | 705.175 | 8521.3 | -607369 | 87.369 | 834006 | 1.2366 | 4.2192 | 0 | 738322 | 738.322 | 9449.28 | -635421 | 88.7538 | 870963 | 1.3606 | 4.6424 | 0 | 775279 | 775.279 | 10397 | -666722 | -48.7378 | -47.6278 | -46.243
[20 empty] | 2020-11-30 14:00 | 8007 | 11 | 30 | 15 | 111119.194 | 111.1192 | 81.5431 | 768011 | 1.1162 | 3.8084 | 0 | 709481 | 709.481 | 8529.17 | -611559 | 82.624 | 800271 | 1.2377 | 4.2231 | 0 | 741741 | 741.741 | 9458 | -638755 | 83.9904 | 836116 | 1.3619 | 4.6467 | 0 | 777586 | 777.586 | 10406.6 | -668980 | -29.5761 | -28.4952 | -27.1288
[20 empty] | 2020-11-30 15:00 | 8008 | 11 | 30 | 16 | 46374.304 | 46.3743 | 68.0082 | 797089 | 1.1154 | 3.8056 | 0 | 738486 | 738.486 | 8522.9 | -638817 | 69.0831 | 832137 | 1.2368 | 4.22 | 0 | 773533 | 773.533 | 9451.05 | -668653 | 70.4983 | 871209 | 1.3714 | 4.6793 | 0 | 812605 | 812.605 | 10479.5 | -701949 | 21.6339 | 22.7088 | 24.124
[20 empty] | 2020-11-30 16:00 | 8009 | 11 | 30 | 17 | 0 | 0 | 74.7025 | 768787 | 1.1273 | 3.8463 | 0 | 735036 | 735.036 | 8614.11 | -636950 | 76.1829 | 805859 | 1.2498 | 4.2642 | 0 | 772108 | 772.108 | 9549.93 | -668887 | 77.8148 | 846822 | 1.384 | 4.7221 | 0 | 813071 | 813.071 | 10575.4 | -704160 | 74.7025 | 76.1829 | 77.8148
[20 empty] | 2020-11-30 17:00 | 8010 | 11 | 30 | 18 | 0 | 0 | 14.694 | 33751.1 | 0 | 0 | 0 | 0 | 0 | 0 | 0 | 14.694 | 33751.1 | 0 | 0 | 0 | 0 | 0 | 0 | 0 | 14.694 | 33751.1 | 0 | 0 | 0 | 0 | 0 | 0 | 0 | 14.694 | 14.694 | 14.694
[20 empty] | 2020-11-30 18:00 | 8011 | 11 | 30 | 19 | 0 | 0 | 13.7827 | 33677.8 | 0 | 0 | 0 | 0 | 0 | 0 | 0 | 13.7827 | 33677.8 | 0 | 0 | 0 | 0 | 0 | 0 | 0 | 13.7827 | 33677.8 | 0 | 0 | 0 | 0 | 0 | 0 | 0 | 13.7827 | 13.7827 | 13.7827
[20 empty] | 2020-11-30 19:00 | 8012 | 11 | 30 | 20 | 0 | 0 | 10.3847 | 33604.4 | 0 | 0 | 0 | 0 | 0 | 0 | 0 | 10.3847 | 33604.4 | 0 | 0 | 0 | 0 | 0 | 0 | 0 | 10.3847 | 33604.4 | 0 | 0 | 0 | 0 | 0 | 0 | 0 | 10.3847 | 10.3847 | 10.3847
[20 empty] | 2020-11-30 20:00 | 8013 | 11 | 30 | 21 | 0 | 0 | 8.8655 | 11168.9 | 0 | 0 | 0 | 0 | 0 | 0 | 0 | 8.8655 | 11168.9 | 0 | 0 | 0 | 0 | 0 | 0 | 0 | 8.8655 | 11168.9 | 0 | 0 | 0 | 0 | 0 | 0 | 0 | 8.8655 | 8.8655 | 8.8655
[20 empty] | 2020-11-30 21:00 | 8014 | 11 | 30 | 22 | 0 | 0 | 7.3463 | 10802.3 | 0 | 0 | 0 | 0 | 0 | 0 | 0 | 7.3463 | 10802.3 | 0 | 0 | 0 | 0 | 0 | 0 | 0 | 7.3463 | 10802.3 | 0 | 0 | 0 | 0 | 0 | 0 | 0 | 7.3463 | 7.3463 | 7.3463
[20 empty] | 2020-11-30 22:00 | 8015 | 11 | 30 | 23 | 0 | 0 | 7.3463 | 10509 | 0 | 0 | 0 | 0 | 0 | 0 | 0 | 7.3463 | 10509 | 0 | 0 | 0 | 0 | 0 | 0 | 0 | 7.3463 | 10509 | 0 | 0 | 0 | 0 | 0 | 0 | 0 | 7.3463 | 7.3463 | 7.3463
[20 empty] | 2020-11-30 23:00 | 8016 | 11 | 30 | 24 | 0 | 0 | 7.3463 | 10215.6 | 0 | 0 | 0 | 0 | 0 | 0 | 0 | 7.3463 | 10215.6 | 0 | 0 | 0 | 0 | 0 | 0 | 0 | 7.3463 | 10215.6 | 0 | 0 | 0 | 0 | 0 | 0 | 0 | 7.3463 | 7.3463 | 7.3463
[20 empty] | 2020-12-01 | 8017 | 12 | 1 | 1 | 0 | 0 | 7.3463 | 9995.67 | 0 | 0 | 0 | 0 | 0 | 0 | 0 | 7.3463 | 9995.67 | 0 | 0 | 0 | 0 | 0 | 0 | 0 | 7.3463 | 9995.67 | 0 | 0 | 0 | 0 | 0 | 0 | 0 | 7.3463 | 7.3463 | 7.3463
[20 empty] | 2020-12-01 01:00 | 8018 | 12 | 1 | 2 | 0 | 0 | 7.3463 | 10069 | 0 | 0 | 0 | 0 | 0 | 0 | 0 | 7.3463 | 10069 | 0 | 0 | 0 | 0 | 0 | 0 | 0 | 7.3463 | 10069 | 0 | 0 | 0 | 0 | 0 | 0 | 0 | 7.3463 | 7.3463 | 7.3463
[20 empty] | 2020-12-01 02:00 | 8019 | 12 | 1 | 3 | 0 | 0 | 7.3463 | 10142.3 | 0 | 0 | 0 | 0 | 0 | 0 | 0 | 7.3463 | 10142.3 | 0 | 0 | 0 | 0 | 0 | 0 | 0 | 7.3463 | 10142.3 | 0 | 0 | 0 | 0 | 0 | 0 | 0 | 7.3463 | 7.3463 | 7.3463
[20 empty] | 2020-12-01 03:00 | 8020 | 12 | 1 | 4 | 0 | 0 | 7.3463 | 10142.3 | 0 | 0 | 0 | 0 | 0 | 0 | 0 | 7.3463 | 10142.3 | 0 | 0 | 0 | 0 | 0 | 0 | 0 | 7.3463 | 10142.3 | 0 | 0 | 0 | 0 | 0 | 0 | 0 | 7.3463 | 7.3463 | 7.3463
[20 empty] | 2020-12-01 04:00 | 8021 | 12 | 1 | 5 | 0 | 0 | 40.3676 | 777368 | 19.7595 | 67.4194 | 0 | 767225 | 767.225 | 150990 | -621838 | 43.7891 | 812089 | 21.8523 | 74.56 | 0 | 801947 | 801.947 | 166982 | -649032 | 47.5505 | 849031 | 24.1477 | 82.392 | 0 | 838888 | 838.888 | 184522 | -677523 | 40.3676 | 43.7891 | 47.5505
[20 empty] | 2020-12-01 05:00 | 8022 | 12 | 1 | 6 | 0 | 0 | 43.7974 | 661941 | 21.9424 | 74.8675 | 0 | 651799 | 651.799 | 167671 | -555912 | 47.6535 | 688903 | 24.4746 | 83.5073 | 0 | 678760 | 678.76 | 187020 | -577962 | 51.7447 | 718160 | 27.176 | 92.7245 | 0 | 708018 | 708.018 | 207662 | -601947 | 43.7974 | 47.6535 | 51.7447
[20 empty] | 2020-12-01 06:00 | 8023 | 12 | 1 | 7 | 0 | 0 | 46.0829 | 647407 | 22.1156 | 75.4584 | 0 | 614902 | 614.902 | 168994 | -520850 | 49.9343 | 672890 | 24.6463 | 84.0932 | 0 | 640385 | 640.385 | 188332 | -541733 | 54.024 | 700452 | 27.3459 | 93.3042 | 0 | 667948 | 667.948 | 208961 | -564111 | 46.0829 | 49.9343 | 54.024
[20 empty] | 2020-12-01 07:00 | 8024 | 12 | 1 | 8 | 11242.708 | 11.2427 | 97.9923 | 632902 | 0.92864 | 3.1685 | 0 | 550688 | 550.688 | 7096.1 | -460634 | 99.1815 | 659559 | 1.0462 | 3.5697 | 0 | 577345 | 577.345 | 7994.61 | -482607 | 100.487 | 688744 | 1.1748 | 4.0086 | 0 | 606530 | 606.53 | 8977.42 | -506681 | 86.7496 | 87.9388 | 89.2443
[20 empty] | 2020-12-01 08:00 | 8025 | 12 | 1 | 9 | 79905.864 | 79.9059 | 125.529 | 673388 | 2.0412 | 6.9644 | 0 | 591321 | 591.321 | 15597.3 | -498183 | 126.426 | 699830 | 2.2508 | 7.6796 | 0 | 617764 | 617.764 | 17198.9 | -519892 | 127.541 | 728849 | 2.4972 | 8.5204 | 0 | 646782 | 646.782 | 19082 | -543682 | 45.6231 | 46.5201 | 47.6351
[20 empty] | 2020-12-01 09:00 | 8026 | 12 | 1 | 10 | 109046.077 | 109.0461 | 130.135 | 574662 | 1.8826 | 6.4233 | 0 | 517525 | 517.525 | 14385.4 | -428624 | 131.138 | 595287 | 2.071 | 7.0663 | 0 | 538151 | 538.151 | 15825.5 | -444974 | 132.441 | 617741 | 2.2772 | 7.7698 | 0 | 560605 | 560.605 | 17401 | -462909 | 21.0889 | 22.0919 | 23.3949
[20 empty] | 2020-12-01 10:00 | 8027 | 12 | 1 | 11 | 94277.869 | 94.2779 | 132.075 | 534731 | 1.8376 | 6.2698 | 0 | 477595 | 477.595 | 14041.5 | -392380 | 132.967 | 553904 | 2.0299 | 6.926 | 0 | 496768 | 496.768 | 15511.2 | -407685 | 134.233 | 575252 | 2.2779 | 7.7721 | 0 | 518116 | 518.116 | 17406 | -424532 | 37.7971 | 38.6891 | 39.9551
[20 empty] | 2020-12-01 11:00 | 8028 | 12 | 1 | 12 | 124442.034 | 124.442 | 112.841 | 587553 | 1.6863 | 5.7537 | 0 | 460894 | 460.894 | 12885.7 | -377100 | 113.846 | 605503 | 1.8962 | 6.4697 | 0 | 478844 | 478.844 | 14489.3 | -391164 | 115.171 | 624877 | 2.1376 | 7.2936 | 0 | 498218 | 498.218 | 16334.5 | -406276 | -11.601 | -10.596 | -9.271
[20 empty] | 2020-12-01 12:00 | 8029 | 12 | 1 | 13 | 121182.339 | 121.1823 | 138.801 | 516722 | 1.6136 | 5.5055 | 0 | 390063 | 390.063 | 12330 | -313566 | 139.17 | 534591 | 1.8233 | 6.2212 | 0 | 407932 | 407.932 | 13932.9 | -327792 | 140.175 | 553733 | 2.0912 | 7.1353 | 0 | 427075 | 427.075 | 15980 | -342973 | 17.6187 | 17.9877 | 18.9927
[20 empty] | 2020-12-01 13:00 | 8030 | 12 | 1 | 14 | 104485.641 | 104.4856 | 91.3836 | 475451 | 1.6136 | 5.5055 | 0 | 384082 | 384.082 | 12330 | -309464 | 91.732 | 494051 | 1.7864 | 6.0953 | 0 | 402681 | 402.681 | 13650.8 | -324344 | 92.458 | 513953 | 1.9797 | 6.7548 | 0 | 422584 | 422.584 | 15127.9 | -340251 | -13.102 | -12.7536 | -12.0276
[20 empty] | 2020-12-01 14:00 | 8031 | 12 | 1 | 15 | 80987.04 | 80.987 | 88.3981 | 439980 | 1.3972 | 4.7671 | 0 | 382844 | 382.844 | 10676.3 | -308063 | 89.0625 | 459960 | 1.5472 | 5.279 | 0 | 402824 | 402.824 | 11822.8 | -324144 | 90.0143 | 481566 | 1.714 | 5.8482 | 0 | 424430 | 424.43 | 13097.5 | -341490 | 7.4111 | 8.0755 | 9.0273
[20 empty] | 2020-12-01 15:00 | 8032 | 12 | 1 | 16 | 44616.028 | 44.616 | 75.2384 | 474305 | 1.4665 | 5.0038 | 0 | 417096 | 417.096 | 11206.4 | -337534 | 76.5196 | 496108 | 1.624 | 5.5413 | 0 | 438898 | 438.898 | 12410 | -355178 | 77.9786 | 519868 | 1.7992 | 6.1388 | 0 | 462659 | 462.659 | 13748.2 | -374379 | 30.6224 | 31.9036 | 33.3626
[20 empty] | 2020-12-01 16:00 | 8033 | 12 | 1 | 17 | 0 | 0 | 74.1341 | 439356 | 1.4657 | 5.001 | 0 | 406998 | 406.998 | 11200 | -328620 | 75.7189 | 461337 | 1.6577 | 5.6561 | 0 | 428979 | 428.979 | 12667.2 | -346410 | 77.4636 | 485405 | 1.8684 | 6.375 | 0 | 453047 | 453.047 | 14277.2 | -365845 | 74.1341 | 75.7189 | 77.4636
[20 empty] | 2020-12-01 17:00 | 8034 | 12 | 1 | 18 | 0 | 0 | 14.694 | 32284.3 | 0 | 0 | 0 | 0 | 0 | 0 | 0 | 14.694 | 32284.3 | 0 | 0 | 0 | 0 | 0 | 0 | 0 | 14.694 | 32284.3 | 0 | 0 | 0 | 0 | 0 | 0 | 0 | 14.694 | 14.694 | 14.694
[20 empty] | 2020-12-01 18:00 | 8035 | 12 | 1 | 19 | 0 | 0 | 13.7827 | 32284.3 | 0 | 0 | 0 | 0 | 0 | 0 | 0 | 13.7827 | 32284.3 | 0 | 0 | 0 | 0 | 0 | 0 | 0 | 13.7827 | 32284.3 | 0 | 0 | 0 | 0 | 0 | 0 | 0 | 13.7827 | 13.7827 | 13.7827
[20 empty] | 2020-12-01 19:00 | 8036 | 12 | 1 | 20 | 0 | 0 | 10.3847 | 32284.3 | 0 | 0 | 0 | 0 | 0 | 0 | 0 | 10.3847 | 32284.3 | 0 | 0 | 0 | 0 | 0 | 0 | 0 | 10.3847 | 32284.3 | 0 | 0 | 0 | 0 | 0 | 0 | 0 | 10.3847 | 10.3847 | 10.3847
[20 empty] | 2020-12-01 20:00 | 8037 | 12 | 1 | 21 | 0 | 0 | 8.8655 | 9922.34 | 0 | 0 | 0 | 0 | 0 | 0 | 0 | 8.8655 | 9922.34 | 0 | 0 | 0 | 0 | 0 | 0 | 0 | 8.8655 | 9922.34 | 0 | 0 | 0 | 0 | 0 | 0 | 0 | 8.8655 | 8.8655 | 8.8655
[20 empty] | 2020-12-01 21:00 | 8038 | 12 | 1 | 22 | 0 | 0 | 7.3463 | 9995.67 | 0 | 0 | 0 | 0 | 0 | 0 | 0 | 7.3463 | 9995.67 | 0 | 0 | 0 | 0 | 0 | 0 | 0 | 7.3463 | 9995.67 | 0 | 0 | 0 | 0 | 0 | 0 | 0 | 7.3463 | 7.3463 | 7.3463
[20 empty] | 2020-12-01 22:00 | 8039 | 12 | 1 | 23 | 0 | 0 | 7.3463 | 9995.67 | 0 | 0 | 0 | 0 | 0 | 0 | 0 | 7.3463 | 9995.67 | 0 | 0 | 0 | 0 | 0 | 0 | 0 | 7.3463 | 9995.67 | 0 | 0 | 0 | 0 | 0 | 0 | 0 | 7.3463 | 7.3463 | 7.3463
[20 empty] | 2020-12-01 23:00 | 8040 | 12 | 1 | 24 | 0 | 0 | 7.3463 | 9922.34 | 0 | 0 | 0 | 0 | 0 | 0 | 0 | 7.3463 | 9922.34 | 0 | 0 | 0 | 0 | 0 | 0 | 0 | 7.3463 | 9922.34 | 0 | 0 | 0 | 0 | 0 | 0 | 0 | 7.3463 | 7.3463 | 7.3463
[20 empty] | 2020-12-02 | 8041 | 12 | 2 | 1 | 0 | 0 | 7.3463 | 9922.34 | 0 | 0 | 0 | 0 | 0 | 0 | 0 | 7.3463 | 9922.34 | 0 | 0 | 0 | 0 | 0 | 0 | 0 | 7.3463 | 9922.34 | 0 | 0 | 0 | 0 | 0 | 0 | 0 | 7.3463 | 7.3463 | 7.3463
[20 empty] | 2020-12-02 01:00 | 8042 | 12 | 2 | 2 | 0 | 0 | 7.3463 | 9849.01 | 0 | 0 | 0 | 0 | 0 | 0 | 0 | 7.3463 | 9849.01 | 0 | 0 | 0 | 0 | 0 | 0 | 0 | 7.3463 | 9849.01 | 0 | 0 | 0 | 0 | 0 | 0 | 0 | 7.3463 | 7.3463 | 7.3463
[20 empty] | 2020-12-02 02:00 | 8043 | 12 | 2 | 3 | 0 | 0 | 7.3463 | 9922.34 | 0 | 0 | 0 | 0 | 0 | 0 | 0 | 7.3463 | 9922.34 | 0 | 0 | 0 | 0 | 0 | 0 | 0 | 7.3463 | 9922.34 | 0 | 0 | 0 | 0 | 0 | 0 | 0 | 7.3463 | 7.3463 | 7.3463
[20 empty] | 2020-12-02 03:00 | 8044 | 12 | 2 | 4 | 0 | 0 | 7.3463 | 9922.34 | 0 | 0 | 0 | 0 | 0 | 0 | 0 | 7.3463 | 9922.34 | 0 | 0 | 0 | 0 | 0 | 0 | 0 | 7.3463 | 9922.34 | 0 | 0 | 0 | 0 | 0 | 0 | 0 | 7.3463 | 7.3463 | 7.3463
[20 empty] | 2020-12-02 04:00 | 8045 | 12 | 2 | 5 | 0 | 0 | 23.2504 | 387843 | 9.5774 | 32.6782 | 0 | 377921 | 377.921 | 73184.9 | -235036 | 35.2699 | 506741 | 17.5779 | 59.9758 | 0 | 496818 | 496.818 | 134317 | -336247 | 50.0862 | 655298 | 27.2588 | 93.007 | 0 | 645376 | 645.376 | 208295 | -467733 | 23.2504 | 35.2699 | 50.0862
[20 empty] | 2020-12-02 05:00 | 8046 | 12 | 2 | 6 | 0 | 0 | 37.9221 | 478106 | 18.4322 | 62.8907 | 0 | 468037 | 468.037 | 140848 | -385061 | 30.5127 | 475697 | 13.3622 | 45.5918 | 0 | 465628 | 465.628 | 102106 | -379792 | 20.837 | 463692 | 6.9481 | 23.7071 | 0 | 453623 | 453.623 | 53093.5 | -365979 | 37.9221 | 30.5127 | 20.837
[20 empty] | 2020-12-02 06:00 | 8047 | 12 | 2 | 7 | 0 | 0 | 21.1287 | 435183 | 5.8066 | 19.812 | 0 | 402752 | 402.752 | 44370.3 | -324762 | 22.0016 | 446804 | 6.3498 | 21.6655 | 0 | 414373 | 414.373 | 48521.4 | -333658 | 23.0097 | 457877 | 6.9802 | 23.8163 | 0 | 425446 | 425.446 | 53338.2 | -341967 | 21.1287 | 22.0016 | 23.0097
[20 empty] | 2020-12-02 07:00 | 8048 | 12 | 2 | 8 | 0 | 0 | 97.2617 | 449402 | 0.83963 | 2.8648 | 0 | 367261 | 367.261 | 6415.96 | -294428 | 98.5141 | 471456 | 0.96416 | 3.2897 | 0 | 389316 | 389.316 | 7367.54 | -312319 | 99.6501 | 494549 | 1.078 | 3.6782 | 0 | 412408 | 412.408 | 8237.64 | -331015 | 97.2617 | 98.5141 | 99.6501
[20 empty] | 2020-12-02 08:00 | 8049 | 12 | 2 | 9 | 12420.472 | 12.4205 | 126.89 | 497989 | 1.0073 | 3.437 | 0 | 415849 | 415.849 | 7697.51 | -335162 | 126.899 | 521769 | 1.1149 | 3.804 | 0 | 439629 | 439.629 | 8519.25 | -354485 | 127.172 | 546573 | 1.2344 | 4.2117 | 0 | 464433 | 464.433 | 9432.43 | -374568 | 114.4695 | 114.4785 | 114.7515
[20 empty] | 2020-12-02 09:00 | 8050 | 12 | 2 | 10 | 18676.945 | 18.6769 | 133.002 | 386457 | 1.0068 | 3.4353 | 0 | 329248 | 329.248 | 7693.6 | -262105 | 133.301 | 405874 | 1.1161 | 3.808 | 0 | 348665 | 348.665 | 8528.33 | -277677 | 133.808 | 426209 | 1.2357 | 4.2162 | 0 | 368999 | 368.999 | 9442.54 | -293902 | 114.3251 | 114.6241 | 115.1311
[20 empty] | 2020-12-02 10:00 | 8051 | 12 | 2 | 11 | 43010.801 | 43.0108 | 133.07 | 346172 | 0.99197 | 3.3846 | 0 | 288962 | 288.962 | 7580.01 | -227435 | 133.098 | 362508 | 1.0993 | 3.7509 | 0 | 305298 | 305.298 | 8400.35 | -240351 | 133.411 | 379022 | 1.2008 | 4.0971 | 0 | 321813 | 321.813 | 9175.7 | -253305 | 90.0592 | 90.0872 | 90.4002
[20 empty] | 2020-12-02 11:00 | 8052 | 12 | 2 | 12 | 47613.381 | 47.6134 | 112.287 | 386586 | 0.91135 | 3.1095 | 0 | 259927 | 259.927 | 6963.98 | -202656 | 112.338 | 397828 | 1.0145 | 3.4614 | 0 | 271170 | 271.17 | 7752.02 | -211211 | 112.36 | 410937 | 1.059 | 3.6134 | 0 | 284278 | 284.278 | 8092.46 | -221235 | 64.6736 | 64.7246 | 64.7466
[20 empty] | 2020-12-02 12:00 | 8053 | 12 | 2 | 13 | 170191.736 | 170.1917 | 132.918 | 326900 | 0.78611 | 2.6822 | 0 | 200241 | 200.241 | 6007 | -151328 | 133.57 | 335184 | 0.87409 | 2.9824 | 0 | 208525 | 208.525 | 6679.31 | -157389 | 134.171 | 345181 | 0.90984 | 3.1044 | 0 | 218522 | 218.522 | 6952.44 | -164818 | -37.2737 | -36.6217 | -36.0207
[20 empty] | 2020-12-02 13:00 | 8054 | 12 | 2 | 14 | 143719.184 | 143.7192 | 83.9838 | 295925 | 0.78639 | 2.6832 | 0 | 204412 | 204.412 | 6009.14 | -155160 | 84.4156 | 303106 | 0.823 | 2.8081 | 0 | 211593 | 211.593 | 6288.91 | -160268 | 85.3343 | 311619 | 0.8975 | 3.0623 | 0 | 220106 | 220.106 | 6858.12 | -166396 | -59.7354 | -59.3036 | -58.3849
[20 empty] | 2020-12-02 14:00 | 8055 | 12 | 2 | 15 | 98070.543 | 98.0705 | 80.3056 | 301059 | 0.83951 | 2.8644 | 0 | 243629 | 243.629 | 6415.05 | -188581 | 80.5941 | 313221 | 0.87062 | 2.9705 | 0 | 255791 | 255.791 | 6652.74 | -197947 | 81.2879 | 326722 | 0.93666 | 3.1959 | 0 | 269293 | 269.293 | 7157.4 | -208338 | -17.7649 | -17.4764 | -16.7826
[20 empty] | 2020-12-02 15:00 | 8056 | 12 | 2 | 16 | 38334.567 | 38.3346 | 68.2321 | 346179 | 0.85085 | 2.9031 | 0 | 288676 | 288.676 | 6501.72 | -227311 | 68.8937 | 363404 | 0.97799 | 3.3369 | 0 | 305901 | 305.901 | 7473.22 | -240998 | 69.6834 | 381899 | 1.0887 | 3.7146 | 0 | 324396 | 324.396 | 8319.09 | -255645 | 29.8975 | 30.5591 | 31.3488
[20 empty] | 2020-12-02 16:00 | 8057 | 12 | 2 | 17 | 0 | 0 | 73.0442 | 320843 | 0.93564 | 3.1924 | 0 | 288192 | 288.192 | 7149.58 | -226884 | 74.1707 | 339014 | 1.0056 | 3.4311 | 0 | 306363 | 306.363 | 7684.08 | -241422 | 75.5241 | 358671 | 1.0991 | 3.7502 | 0 | 326020 | 326.02 | 8398.8 | -257106 | 73.0442 | 74.1707 | 75.5241
[20 empty] | 2020-12-02 17:00 | 8058 | 12 | 2 | 18 | 0 | 0 | 14.694 | 32724.3 | 0 | 0 | 0 | 0 | 0 | 0 | 0 | 14.694 | 32724.3 | 0 | 0 | 0 | 0 | 0 | 0 | 0 | 14.694 | 32724.3 | 0 | 0 | 0 | 0 | 0 | 0 | 0 | 14.694 | 14.694 | 14.694
[20 empty] | 2020-12-02 18:00 | 8059 | 12 | 2 | 19 | 0 | 0 | 13.7827 | 32724.3 | 0 | 0 | 0 | 0 | 0 | 0 | 0 | 13.7827 | 32724.3 | 0 | 0 | 0 | 0 | 0 | 0 | 0 | 13.7827 | 32724.3 | 0 | 0 | 0 | 0 | 0 | 0 | 0 | 13.7827 | 13.7827 | 13.7827
[20 empty] | 2020-12-02 19:00 | 8060 | 12 | 2 | 20 | 0 | 0 | 10.3847 | 32724.3 | 0 | 0 | 0 | 0 | 0 | 0 | 0 | 10.3847 | 32724.3 | 0 | 0 | 0 | 0 | 0 | 0 | 0 | 10.3847 | 32724.3 | 0 | 0 | 0 | 0 | 0 | 0 | 0 | 10.3847 | 10.3847 | 10.3847
[20 empty] | 2020-12-02 20:00 | 8061 | 12 | 2 | 21 | 0 | 0 | 8.8655 | 10582.3 | 0 | 0 | 0 | 0 | 0 | 0 | 0 | 8.8655 | 10582.3 | 0 | 0 | 0 | 0 | 0 | 0 | 0 | 8.8655 | 10582.3 | 0 | 0 | 0 | 0 | 0 | 0 | 0 | 8.8655 | 8.8655 | 8.8655
[20 empty] | 2020-12-02 21:00 | 8062 | 12 | 2 | 22 | 0 | 0 | 7.3463 | 10655.6 | 0 | 0 | 0 | 0 | 0 | 0 | 0 | 7.3463 | 10655.6 | 0 | 0 | 0 | 0 | 0 | 0 | 0 | 7.3463 | 10655.6 | 0 | 0 | 0 | 0 | 0 | 0 | 0 | 7.3463 | 7.3463 | 7.3463
[20 empty] | 2020-12-02 22:00 | 8063 | 12 | 2 | 23 | 0 | 0 | 7.3463 | 10655.6 | 0 | 0 | 0 | 0 | 0 | 0 | 0 | 7.3463 | 10655.6 | 0 | 0 | 0 | 0 | 0 | 0 | 0 | 7.3463 | 10655.6 | 0 | 0 | 0 | 0 | 0 | 0 | 0 | 7.3463 | 7.3463 | 7.3463
[20 empty] | 2020-12-02 23:00 | 8064 | 12 | 2 | 24 | 0 | 0 | 7.3463 | 10802.3 | 0 | 0 | 0 | 0 | 0 | 0 | 0 | 7.3463 | 10802.3 | 0 | 0 | 0 | 0 | 0 | 0 | 0 | 7.3463 | 10802.3 | 0 | 0 | 0 | 0 | 0 | 0 | 0 | 7.3463 | 7.3463 | 7.3463
[20 empty] | 2020-12-03 | 8065 | 12 | 3 | 1 | 0 | 0 | 7.3463 | 10875.6 | 0 | 0 | 0 | 0 | 0 | 0 | 0 | 7.3463 | 10875.6 | 0 | 0 | 0 | 0 | 0 | 0 | 0 | 7.3463 | 10875.6 | 0 | 0 | 0 | 0 | 0 | 0 | 0 | 7.3463 | 7.3463 | 7.3463
[20 empty] | 2020-12-03 01:00 | 8066 | 12 | 3 | 2 | 0 | 0 | 7.3463 | 10875.6 | 0 | 0 | 0 | 0 | 0 | 0 | 0 | 7.3463 | 10875.6 | 0 | 0 | 0 | 0 | 0 | 0 | 0 | 7.3463 | 10875.6 | 0 | 0 | 0 | 0 | 0 | 0 | 0 | 7.3463 | 7.3463 | 7.3463
[20 empty] | 2020-12-03 02:00 | 8067 | 12 | 3 | 3 | 0 | 0 | 7.3463 | 10948.9 | 0 | 0 | 0 | 0 | 0 | 0 | 0 | 7.3463 | 10948.9 | 0 | 0 | 0 | 0 | 0 | 0 | 0 | 7.3463 | 10948.9 | 0 | 0 | 0 | 0 | 0 | 0 | 0 | 7.3463 | 7.3463 | 7.3463
[20 empty] | 2020-12-03 03:00 | 8068 | 12 | 3 | 4 | 0 | 0 | 7.3463 | 10875.6 | 0 | 0 | 0 | 0 | 0 | 0 | 0 | 7.3463 | 10875.6 | 0 | 0 | 0 | 0 | 0 | 0 | 0 | 7.3463 | 10875.6 | 0 | 0 | 0 | 0 | 0 | 0 | 0 | 7.3463 | 7.3463 | 7.3463
[20 empty] | 2020-12-03 04:00 | 8069 | 12 | 3 | 5 | 0 | 0 | 23.2657 | 379234 | 9.6651 | 32.9772 | 0 | 368359 | 368.359 | 73854.5 | -217647 | 24.6742 | 398657 | 10.5226 | 35.9031 | 0 | 387782 | 387.782 | 80407.8 | -229188 | 26.2602 | 419619 | 11.4878 | 39.1964 | 0 | 408743 | 408.743 | 87783.1 | -241465 | 23.2657 | 24.6742 | 26.2602
[20 empty] | 2020-12-03 05:00 | 8070 | 12 | 3 | 6 | 0 | 0 | 18.945 | 254504 | 5.9967 | 20.4609 | 0 | 243482 | 243.482 | 45823.6 | -185756 | 19.8063 | 266638 | 6.53 | 22.2804 | 0 | 255616 | 255.616 | 49898.5 | -194906 | 31.4822 | 411113 | 14.3101 | 48.8261 | 0 | 400090 | 400.09 | 109349 | -317423 | 18.945 | 19.8063 | 31.4822
[20 empty] | 2020-12-03 06:00 | 8071 | 12 | 3 | 7 | 0 | 0 | 21.1101 | 263469 | 5.9969 | 20.4614 | 0 | 230157 | 230.157 | 45824.6 | -178481 | 31.6172 | 398792 | 13.0185 | 44.4191 | 0 | 365481 | 365.481 | 99479.4 | -293403 | 23.0522 | 385077 | 7.1472 | 24.3863 | 0 | 351766 | 351.766 | 54614.7 | -280168 | 21.1101 | 31.6172 | 23.0522
[20 empty] | 2020-12-03 07:00 | 8072 | 12 | 3 | 8 | 4025.906 | 4.0259 | 97.1833 | 574793 | 0.80645 | 2.7516 | 0 | 491772 | 491.772 | 6162.41 | -405000 | 98.3143 | 603265 | 0.91034 | 3.1061 | 0 | 520244 | 520.244 | 6956.31 | -428480 | 99.5068 | 642385 | 1.0243 | 3.4948 | 0 | 559364 | 559.364 | 7826.92 | -461743 | 93.1574 | 94.2884 | 95.4809
[20 empty] | 2020-12-03 08:00 | 8073 | 12 | 3 | 9 | 48884.311 | 48.8843 | 125.579 | 579898 | 1.0044 | 3.4271 | 0 | 497097 | 497.097 | 7675.26 | -413603 | 125.414 | 615530 | 1.116 | 3.808 | 0 | 532729 | 532.729 | 8528.19 | -444151 | 126.107 | 654697 | 1.2358 | 4.2167 | 0 | 571896 | 571.896 | 9443.54 | -477707 | 76.6947 | 76.5297 | 77.2227
[20 empty] | 2020-12-03 09:00 | 8074 | 12 | 3 | 10 | 76043.329 | 76.0433 | 130.581 | 460720 | 0.97028 | 3.3106 | 0 | 402923 | 402.923 | 7414.29 | -327634 | 130.572 | 492393 | 1.0775 | 3.6763 | 0 | 434597 | 434.597 | 8233.41 | -354115 | 131.466 | 525501 | 1.1967 | 4.0832 | 0 | 467705 | 467.705 | 9144.63 | -381883 | 54.5377 | 54.5287 | 55.4227
[20 empty] | 2020-12-03 10:00 | 8075 | 12 | 3 | 11 | 132276.613 | 132.2766 | 131.489 | 427945 | 0.96841 | 3.3042 | 0 | 370149 | 370.149 | 7400.02 | -296661 | 131.391 | 456689 | 1.0756 | 3.6699 | 0 | 398893 | 398.893 | 8218.9 | -320204 | 132.502 | 485838 | 1.1948 | 4.0766 | 0 | 428041 | 428.041 | 9129.81 | -343982 | -0.78761 | -0.88561 | 0.22539
[20 empty] | 2020-12-03 11:00 | 8076 | 12 | 3 | 12 | 176749.113 | 176.7491 | 111.074 | 450814 | 0.94336 | 3.2187 | 0 | 324156 | 324.156 | 7208.6 | -261879 | 111.482 | 470261 | 1.0354 | 3.5326 | 0 | 343602 | 343.602 | 7911.62 | -277664 | 112.206 | 491724 | 1.0992 | 3.7505 | 0 | 365065 | 365.065 | 8399.58 | -295065 | -65.6751 | -65.2671 | -64.5431
[20 empty] | 2020-12-03 12:00 | 8077 | 12 | 3 | 13 | 171452.855 | 171.4529 | 132.659 | 376567 | 0.784 | 2.675 | 0 | 249908 | 249.908 | 5990.83 | -193686 | 133.527 | 390886 | 0.88044 | 3.004 | 0 | 264227 | 264.227 | 6727.77 | -204880 | 134.6 | 407259 | 0.98999 | 3.3778 | 0 | 280601 | 280.601 | 7564.88 | -217699 | -38.7939 | -37.9259 | -36.8529
[20 empty] | 2020-12-03 13:00 | 8078 | 12 | 3 | 14 | 150138.737 | 150.1387 | 83.3503 | 342818 | 0.7481 | 2.5525 | 0 | 250319 | 250.319 | 5716.56 | -194349 | 84.0722 | 355150 | 0.80856 | 2.7588 | 0 | 262651 | 262.651 | 6178.52 | -203864 | 85.5167 | 369565 | 0.93924 | 3.2047 | 0 | 277066 | 277.066 | 7177.13 | -215040 | -66.7884 | -66.0665 | -64.622
[20 empty] | 2020-12-03 14:00 | 8079 | 12 | 3 | 15 | 102728.047 | 102.728 | 79.0482 | 314648 | 0.7907 | 2.6979 | 0 | 257219 | 257.219 | 6042.02 | -200277 | 79.6229 | 326058 | 0.84049 | 2.8678 | 0 | 268629 | 268.629 | 6422.54 | -208999 | 80.7641 | 340308 | 0.93618 | 3.1942 | 0 | 282878 | 282.878 | 7153.71 | -220031 | -23.6798 | -23.1051 | -21.9639
[20 empty] | 2020-12-03 15:00 | 8080 | 12 | 3 | 16 | 40688.966 | 40.689 | 66.0368 | 358327 | 0.8028 | 2.7392 | 0 | 300824 | 300.824 | 6134.54 | -237602 | 67.1372 | 373555 | 0.92773 | 3.1654 | 0 | 316052 | 316.052 | 7089.12 | -249573 | 67.8374 | 389956 | 0.978 | 3.3369 | 0 | 332453 | 332.453 | 7473.32 | -262440 | 25.3478 | 26.4482 | 27.1484
[20 empty] | 2020-12-03 16:00 | 8081 | 12 | 3 | 17 | 0 | 0 | 72.8033 | 330474 | 0.89762 | 3.0627 | 0 | 297823 | 297.823 | 6859.09 | -235099 | 74.0967 | 347690 | 0.99311 | 3.3885 | 0 | 315039 | 315.039 | 7588.73 | -248808 | 75.4087 | 365969 | 1.0812 | 3.6889 | 0 | 333318 | 333.318 | 8261.59 | -263292 | 72.8033 | 74.0967 | 75.4087
[20 empty] | 2020-12-03 17:00 | 8082 | 12 | 3 | 18 | 0 | 0 | 14.694 | 32797.7 | 0 | 0 | 0 | 0 | 0 | 0 | 0 | 14.694 | 32797.7 | 0 | 0 | 0 | 0 | 0 | 0 | 0 | 14.694 | 32797.7 | 0 | 0 | 0 | 0 | 0 | 0 | 0 | 14.694 | 14.694 | 14.694
[20 empty] | 2020-12-03 18:00 | 8083 | 12 | 3 | 19 | 0 | 0 | 13.7827 | 32797.7 | 0 | 0 | 0 | 0 | 0 | 0 | 0 | 13.7827 | 32797.7 | 0 | 0 | 0 | 0 | 0 | 0 | 0 | 13.7827 | 32797.7 | 0 | 0 | 0 | 0 | 0 | 0 | 0 | 13.7827 | 13.7827 | 13.7827
[20 empty] | 2020-12-03 19:00 | 8084 | 12 | 3 | 20 | 0 | 0 | 10.3847 | 32797.7 | 0 | 0 | 0 | 0 | 0 | 0 | 0 | 10.3847 | 32797.7 | 0 | 0 | 0 | 0 | 0 | 0 | 0 | 10.3847 | 32797.7 | 0 | 0 | 0 | 0 | 0 | 0 | 0 | 10.3847 | 10.3847 | 10.3847
[20 empty] | 2020-12-03 20:00 | 8085 | 12 | 3 | 21 | 0 | 0 | 8.8655 | 10582.3 | 0 | 0 | 0 | 0 | 0 | 0 | 0 | 8.8655 | 10582.3 | 0 | 0 | 0 | 0 | 0 | 0 | 0 | 8.8655 | 10582.3 | 0 | 0 | 0 | 0 | 0 | 0 | 0 | 8.8655 | 8.8655 | 8.8655
[20 empty] | 2020-12-03 21:00 | 8086 | 12 | 3 | 22 | 0 | 0 | 7.3463 | 10655.6 | 0 | 0 | 0 | 0 | 0 | 0 | 0 | 7.3463 | 10655.6 | 0 | 0 | 0 | 0 | 0 | 0 | 0 | 7.3463 | 10655.6 | 0 | 0 | 0 | 0 | 0 | 0 | 0 | 7.3463 | 7.3463 | 7.3463
[20 empty] | 2020-12-03 22:00 | 8087 | 12 | 3 | 23 | 0 | 0 | 7.3463 | 10655.6 | 0 | 0 | 0 | 0 | 0 | 0 | 0 | 7.3463 | 10655.6 | 0 | 0 | 0 | 0 | 0 | 0 | 0 | 7.3463 | 10655.6 | 0 | 0 | 0 | 0 | 0 | 0 | 0 | 7.3463 | 7.3463 | 7.3463
[20 empty] | 2020-12-03 23:00 | 8088 | 12 | 3 | 24 | 0 | 0 | 7.3463 | 10728.9 | 0 | 0 | 0 | 0 | 0 | 0 | 0 | 7.3463 | 10728.9 | 0 | 0 | 0 | 0 | 0 | 0 | 0 | 7.3463 | 10728.9 | 0 | 0 | 0 | 0 | 0 | 0 | 0 | 7.3463 | 7.3463 | 7.3463
[20 empty] | 2020-12-04 | 8089 | 12 | 4 | 1 | 0 | 0 | 7.7516 | 10728.9 | 0 | 0 | 0 | 0 | 0 | 0 | 0 | 7.7516 | 10728.9 | 0 | 0 | 0 | 0 | 0 | 0 | 0 | 7.7516 | 10728.9 | 0 | 0 | 0 | 0 | 0 | 0 | 0 | 7.7516 | 7.7516 | 7.7516
[20 empty] | 2020-12-04 01:00 | 8090 | 12 | 4 | 2 | 0 | 0 | 7.7516 | 10728.9 | 0 | 0 | 0 | 0 | 0 | 0 | 0 | 7.7516 | 10728.9 | 0 | 0 | 0 | 0 | 0 | 0 | 0 | 7.7516 | 10728.9 | 0 | 0 | 0 | 0 | 0 | 0 | 0 | 7.7516 | 7.7516 | 7.7516
[20 empty] | 2020-12-04 02:00 | 8091 | 12 | 4 | 3 | 0 | 0 | 7.7516 | 10728.9 | 0 | 0 | 0 | 0 | 0 | 0 | 0 | 7.7516 | 10728.9 | 0 | 0 | 0 | 0 | 0 | 0 | 0 | 7.7516 | 10728.9 | 0 | 0 | 0 | 0 | 0 | 0 | 0 | 7.7516 | 7.7516 | 7.7516
[20 empty] | 2020-12-04 03:00 | 8092 | 12 | 4 | 4 | 0 | 0 | 7.7516 | 10802.3 | 0 | 0 | 0 | 0 | 0 | 0 | 0 | 7.7516 | 10802.3 | 0 | 0 | 0 | 0 | 0 | 0 | 0 | 7.7516 | 10802.3 | 0 | 0 | 0 | 0 | 0 | 0 | 0 | 7.7516 | 7.7516 | 7.7516
[20 empty] | 2020-12-04 04:00 | 8093 | 12 | 4 | 5 | 0 | 0 | 7.7516 | 10802.3 | 0 | 0 | 0 | 0 | 0 | 0 | 0 | 7.7516 | 10802.3 | 0 | 0 | 0 | 0 | 0 | 0 | 0 | 7.7516 | 10802.3 | 0 | 0 | 0 | 0 | 0 | 0 | 0 | 7.7516 | 7.7516 | 7.7516
[20 empty] | 2020-12-04 05:00 | 8094 | 12 | 4 | 6 | 0 | 0 | 7.7516 | 10948.9 | 0 | 0 | 0 | 0 | 0 | 0 | 0 | 7.7516 | 10948.9 | 0 | 0 | 0 | 0 | 0 | 0 | 0 | 7.7516 | 10948.9 | 0 | 0 | 0 | 0 | 0 | 0 | 0 | 7.7516 | 7.7516 | 7.7516
[20 empty] | 2020-12-04 06:00 | 8095 | 12 | 4 | 7 | 0 | 0 | 7.7516 | 10948.9 | 0 | 0 | 0 | 0 | 0 | 0 | 0 | 7.7516 | 10948.9 | 0 | 0 | 0 | 0 | 0 | 0 | 0 | 7.7516 | 10948.9 | 0 | 0 | 0 | 0 | 0 | 0 | 0 | 7.7516 | 7.7516 | 7.7516
[20 empty] | 2020-12-04 07:00 | 8096 | 12 | 4 | 8 | 4589.515 | 4.5895 | 7.6934 | 10948.9 | 0 | 0 | 0 | 0 | 0 | 0 | 0 | 7.6799 | 10948.9 | 0 | 0 | 0 | 0 | 0 | 0 | 0 | 7.6673 | 10948.9 | 0 | 0 | 0 | 0 | 0 | 0 | 0 | 3.1039 | 3.0904 | 3.0778
[20 empty] | 2020-12-04 08:00 | 8097 | 12 | 4 | 9 | 19871.091 | 19.8711 | 7.5842 | 10802.3 | 0 | 0 | 0 | 0 | 0 | 0 | 0 | 7.5455 | 10802.3 | 0 | 0 | 0 | 0 | 0 | 0 | 0 | 7.508 | 10802.3 | 0 | 0 | 0 | 0 | 0 | 0 | 0 | -12.2869 | -12.3256 | -12.363
[20 empty] | 2020-12-04 09:00 | 8098 | 12 | 4 | 10 | 125136.069 | 125.1361 | 7.5986 | 10655.6 | 0 | 0 | 0 | 0 | 0 | 0 | 0 | 7.5688 | 10655.6 | 0 | 0 | 0 | 0 | 0 | 0 | 0 | 7.542 | 10655.6 | 0 | 0 | 0 | 0 | 0 | 0 | 0 | -117.5375 | -117.5673 | -117.594
[20 empty] | 2020-12-04 10:00 | 8099 | 12 | 4 | 11 | 164080.528 | 164.0805 | 7.5715 | 10655.6 | 0 | 0 | 0 | 0 | 0 | 0 | 0 | 7.533 | 10655.6 | 0 | 0 | 0 | 0 | 0 | 0 | 0 | 7.5021 | 10655.6 | 0 | 0 | 0 | 0 | 0 | 0 | 0 | -156.509 | -156.5475 | -156.5785
[20 empty] | 2020-12-04 11:00 | 8100 | 12 | 4 | 12 | 176609.304 | 176.6093 | 7.4722 | 10582.3 | 0 | 0 | 0 | 0 | 0 | 0 | 0 | 7.4679 | 10582.3 | 0 | 0 | 0 | 0 | 0 | 0 | 0 | 7.4679 | 10582.3 | 0 | 0 | 0 | 0 | 0 | 0 | 0 | -169.1371 | -169.1414 | -169.1414
[20 empty] | 2020-12-04 12:00 | 8101 | 12 | 4 | 13 | 53114.003 | 53.114 | 7.4679 | 10509 | 0 | 0 | 0 | 0 | 0 | 0 | 0 | 7.4679 | 10509 | 0 | 0 | 0 | 0 | 0 | 0 | 0 | 7.4679 | 10509 | 0 | 0 | 0 | 0 | 0 | 0 | 0 | -45.6461 | -45.6461 | -45.6461
[20 empty] | 2020-12-04 13:00 | 8102 | 12 | 4 | 14 | 42978.042 | 42.978 | 7.4784 | 10509 | 0 | 0 | 0 | 0 | 0 | 0 | 0 | 7.4698 | 10509 | 0 | 0 | 0 | 0 | 0 | 0 | 0 | 7.4679 | 10509 | 0 | 0 | 0 | 0 | 0 | 0 | 0 | -35.4996 | -35.5082 | -35.5102
[20 empty] | 2020-12-04 14:00 | 8103 | 12 | 4 | 15 | 48619.888 | 48.6199 | 7.4785 | 10435.6 | 0 | 0 | 0 | 0 | 0 | 0 | 0 | 7.47 | 10435.6 | 0 | 0 | 0 | 0 | 0 | 0 | 0 | 7.4679 | 10435.6 | 0 | 0 | 0 | 0 | 0 | 0 | 0 | -41.1414 | -41.1499 | -41.152
[20 empty] | 2020-12-04 15:00 | 8104 | 12 | 4 | 16 | 18338.336 | 18.3383 | 7.4797 | 10582.3 | 0 | 0 | 0 | 0 | 0 | 0 | 0 | 7.4716 | 10582.3 | 0 | 0 | 0 | 0 | 0 | 0 | 0 | 7.4679 | 10582.3 | 0 | 0 | 0 | 0 | 0 | 0 | 0 | -10.8586 | -10.8668 | -10.8705
[20 empty] | 2020-12-04 16:00 | 8105 | 12 | 4 | 17 | 0 | 0 | 7.7516 | 10582.3 | 0 | 0 | 0 | 0 | 0 | 0 | 0 | 7.7516 | 10582.3 | 0 | 0 | 0 | 0 | 0 | 0 | 0 | 7.7516 | 10582.3 | 0 | 0 | 0 | 0 | 0 | 0 | 0 | 7.7516 | 7.7516 | 7.7516
[20 empty] | 2020-12-04 17:00 | 8106 | 12 | 4 | 18 | 0 | 0 | 7.7516 | 10728.9 | 0 | 0 | 0 | 0 | 0 | 0 | 0 | 7.7516 | 10728.9 | 0 | 0 | 0 | 0 | 0 | 0 | 0 | 7.7516 | 10728.9 | 0 | 0 | 0 | 0 | 0 | 0 | 0 | 7.7516 | 7.7516 | 7.7516
[20 empty] | 2020-12-04 18:00 | 8107 | 12 | 4 | 19 | 0 | 0 | 7.7516 | 10728.9 | 0 | 0 | 0 | 0 | 0 | 0 | 0 | 7.7516 | 10728.9 | 0 | 0 | 0 | 0 | 0 | 0 | 0 | 7.7516 | 10728.9 | 0 | 0 | 0 | 0 | 0 | 0 | 0 | 7.7516 | 7.7516 | 7.7516
[20 empty] | 2020-12-04 19:00 | 8108 | 12 | 4 | 20 | 0 | 0 | 8.9057 | 10728.9 | 0 | 0 | 0 | 0 | 0 | 0 | -118.082 | 8.9684 | 10728.9 | 0 | 0 | 0 | 0 | 0 | 0 | -118.083 | 9.038 | 10728.9 | 0 | 0 | 0 | 0 | 0 | 0 | -118.08 | 8.9057 | 8.9684 | 9.038
[20 empty] | 2020-12-04 20:00 | 8109 | 12 | 4 | 21 | 0 | 0 | 8.9057 | 10802.3 | 0 | 0 | 0 | 0 | 0 | 0 | -319.374 | 8.9684 | 10802.3 | 0 | 0 | 0 | 0 | 0 | 0 | -319.382 | 9.038 | 10802.3 | 0 | 0 | 0 | 0 | 0 | 0 | -319.374 | 8.9057 | 8.9684 | 9.038
[20 empty] | 2020-12-04 21:00 | 8110 | 12 | 4 | 22 | 0 | 0 | 8.9057 | 10802.3 | 0 | 0 | 0 | 0 | 0 | 0 | -466.965 | 8.9684 | 10802.3 | 0 | 0 | 0 | 0 | 0 | 0 | -466.977 | 9.038 | 10802.3 | 0 | 0 | 0 | 0 | 0 | 0 | -466.965 | 8.9057 | 8.9684 | 9.038
[20 empty] | 2020-12-04 22:00 | 8111 | 12 | 4 | 23 | 0 | 0 | 8.9057 | 10802.3 | 0 | 0 | 0 | 0 | 0 | 0 | -605.737 | 8.9684 | 10802.3 | 0 | 0 | 0 | 0 | 0 | 0 | -605.75 | 9.038 | 10802.3 | 0 | 0 | 0 | 0 | 0 | 0 | -605.737 | 8.9057 | 8.9684 | 9.038
[20 empty] | 2020-12-04 23:00 | 8112 | 12 | 4 | 24 | 0 | 0 | 8.9057 | 10802.3 | 0 | 0 | 0 | 0 | 0 | 0 | -738.622 | 8.9684 | 10802.3 | 0 | 0 | 0 | 0 | 0 | 0 | -738.638 | 9.038 | 10802.3 | 0 | 0 | 0 | 0 | 0 | 0 | -738.622 | 8.9057 | 8.9684 | 9.038
[20 empty] | 2020-12-05 | 8113 | 12 | 5 | 1 | 0 | 0 | 8.9057 | 10875.6 | 0 | 0 | 0 | 0 | 0 | 0 | -902.975 | 8.9684 | 10875.6 | 0 | 0 | 0 | 0 | 0 | 0 | -902.987 | 9.038 | 10875.6 | 0 | 0 | 0 | 0 | 0 | 0 | -902.975 | 8.9057 | 8.9684 | 9.038
[20 empty] | 2020-12-05 01:00 | 8114 | 12 | 5 | 2 | 0 | 0 | 8.9057 | 10875.6 | 0 | 0 | 0 | 0 | 0 | 0 | -1014.98 | 8.9684 | 10875.6 | 0 | 0 | 0 | 0 | 0 | 0 | -1015 | 9.038 | 10875.6 | 0 | 0 | 0 | 0 | 0 | 0 | -1014.98 | 8.9057 | 8.9684 | 9.038
[20 empty] | 2020-12-05 02:00 | 8115 | 12 | 5 | 3 | 0 | 0 | 8.9057 | 10875.6 | 0 | 0 | 0 | 0 | 0 | 0 | -1125.5 | 8.9684 | 10875.6 | 0 | 0 | 0 | 0 | 0 | 0 | -1125.51 | 9.038 | 10875.6 | 0 | 0 | 0 | 0 | 0 | 0 | -1125.5 | 8.9057 | 8.9684 | 9.038
[20 empty] | 2020-12-05 03:00 | 8116 | 12 | 5 | 4 | 0 | 0 | 8.9057 | 10948.9 | 0 | 0 | 0 | 0 | 0 | 0 | -1268.01 | 8.9684 | 10948.9 | 0 | 0 | 0 | 0 | 0 | 0 | -1268.02 | 9.038 | 10948.9 | 0 | 0 | 0 | 0 | 0 | 0 | -1268.01 | 8.9057 | 8.9684 | 9.038
[20 empty] | 2020-12-05 04:00 | 8117 | 12 | 5 | 5 | 0 | 0 | 8.9057 | 10948.9 | 0 | 0 | 0 | 0 | 0 | 0 | -1362.63 | 8.9684 | 10948.9 | 0 | 0 | 0 | 0 | 0 | 0 | -1362.65 | 9.038 | 10948.9 | 0 | 0 | 0 | 0 | 0 | 0 | -1362.63 | 8.9057 | 8.9684 | 9.038
[20 empty] | 2020-12-05 05:00 | 8118 | 12 | 5 | 6 | 0 | 0 | 8.9057 | 11022.3 | 0 | 0 | 0 | 0 | 0 | 0 | -1498.22 | 8.9684 | 11022.3 | 0 | 0 | 0 | 0 | 0 | 0 | -1498.24 | 9.038 | 11022.3 | 0 | 0 | 0 | 0 | 0 | 0 | -1498.22 | 8.9057 | 8.9684 | 9.038
[20 empty] | 2020-12-05 06:00 | 8119 | 12 | 5 | 7 | 0 | 0 | 8.9057 | 11095.6 | 0 | 0 | 0 | 0 | 0 | 0 | -1641.89 | 8.9684 | 11095.6 | 0 | 0 | 0 | 0 | 0 | 0 | -1641.91 | 9.038 | 11095.6 | 0 | 0 | 0 | 0 | 0 | 0 | -1641.89 | 8.9057 | 8.9684 | 9.038
[20 empty] | 2020-12-05 07:00 | 8120 | 12 | 5 | 8 | 0 | 0 | 8.8489 | 11095.6 | 0 | 0 | 0 | 0 | 0 | 0 | -1729.33 | 8.8984 | 11095.6 | 0 | 0 | 0 | 0 | 0 | 0 | -1729.35 | 8.9556 | 11095.6 | 0 | 0 | 0 | 0 | 0 | 0 | -1729.33 | 8.8489 | 8.8984 | 8.9556
[20 empty] | 2020-12-05 08:00 | 8121 | 12 | 5 | 9 | 12084.172 | 12.0842 | 8.7321 | 11022.3 | 0 | 0 | 0 | 0 | 0 | 0 | -1755.28 | 8.7548 | 11022.3 | 0 | 0 | 0 | 0 | 0 | 0 | -1755.29 | 8.7855 | 11022.3 | 0 | 0 | 0 | 0 | 0 | 0 | -1755.28 | -3.3521 | -3.3294 | -3.2987
[20 empty] | 2020-12-05 09:00 | 8122 | 12 | 5 | 10 | 30356.569 | 30.3566 | 8.6536 | 10875.6 | 0 | 0 | 0 | 0 | 0 | 0 | -1747.96 | 8.6846 | 10875.6 | 0 | 0 | 0 | 0 | 0 | 0 | -1747.97 | 8.7542 | 10875.6 | 0 | 0 | 0 | 0 | 0 | 0 | -1747.96 | -21.703 | -21.6719 | -21.6023
[20 empty] | 2020-12-05 10:00 | 8123 | 12 | 5 | 11 | 39964.15 | 39.9642 | 8.7227 | 10875.6 | 0 | 0 | 0 | 0 | 0 | 0 | -1804.65 | 8.7463 | 10875.6 | 0 | 0 | 0 | 0 | 0 | 0 | -1804.67 | 8.7852 | 10875.6 | 0 | 0 | 0 | 0 | 0 | 0 | -1804.65 | -31.2414 | -31.2179 | -31.1789
[20 empty] | 2020-12-05 11:00 | 8124 | 12 | 5 | 12 | 54328.468 | 54.3285 | 8.7054 | 10655.6 | 0 | 0 | 0 | 0 | 0 | 0 | -1702.13 | 8.7297 | 10655.6 | 0 | 0 | 0 | 0 | 0 | 0 | -1702.15 | 8.7641 | 10655.6 | 0 | 0 | 0 | 0 | 0 | 0 | -1702.13 | -45.6231 | -45.5988 | -45.5644
[20 empty] | 2020-12-05 12:00 | 8125 | 12 | 5 | 13 | 43359.779 | 43.3598 | 8.6541 | 10582.3 | 0 | 0 | 0 | 0 | 0 | 0 | -1665.35 | 8.6976 | 10582.3 | 0 | 0 | 0 | 0 | 0 | 0 | -1665.37 | 8.7598 | 10582.3 | 0 | 0 | 0 | 0 | 0 | 0 | -1665.35 | -34.7056 | -34.6622 | -34.6
[20 empty] | 2020-12-05 13:00 | 8126 | 12 | 5 | 14 | 47704.835 | 47.7048 | 8.6358 | 10582.3 | 0 | 0 | 0 | 0 | 0 | 0 | -1603.34 | 8.6909 | 10582.3 | 0 | 0 | 0 | 0 | 0 | 0 | -1603.36 | 8.7542 | 10582.3 | 0 | 0 | 0 | 0 | 0 | 0 | -1603.34 | -39.0691 | -39.014 | -38.9506
[20 empty] | 2020-12-05 14:00 | 8127 | 12 | 5 | 15 | 42036.751 | 42.0368 | 8.6336 | 10582.3 | 0 | 0 | 0 | 0 | 0 | 0 | -1483.21 | 8.6881 | 10582.3 | 0 | 0 | 0 | 0 | 0 | 0 | -1483.22 | 8.7542 | 10582.3 | 0 | 0 | 0 | 0 | 0 | 0 | -1483.21 | -33.4031 | -33.3487 | -33.2825
[20 empty] | 2020-12-05 15:00 | 8128 | 12 | 5 | 16 | 4353.658 | 4.3537 | 8.6341 | 10728.9 | 0 | 0 | 0 | 0 | 0 | 0 | -1445.48 | 8.6887 | 10728.9 | 0 | 0 | 0 | 0 | 0 | 0 | -1445.5 | 8.7542 | 10728.9 | 0 | 0 | 0 | 0 | 0 | 0 | -1445.48 | 4.2804 | 4.335 | 4.4006
[20 empty] | 2020-12-05 16:00 | 8129 | 12 | 5 | 17 | 0 | 0 | 8.9057 | 10728.9 | 0 | 0 | 0 | 0 | 0 | 0 | -1321.39 | 8.9684 | 10728.9 | 0 | 0 | 0 | 0 | 0 | 0 | -1321.4 | 9.038 | 10728.9 | 0 | 0 | 0 | 0 | 0 | 0 | -1321.39 | 8.9057 | 8.9684 | 9.038
[20 empty] | 2020-12-05 17:00 | 8130 | 12 | 5 | 18 | 0 | 0 | 8.9057 | 11022.3 | 0 | 0 | 0 | 0 | 0 | 0 | -1443.07 | 8.9684 | 11022.3 | 0 | 0 | 0 | 0 | 0 | 0 | -1443.08 | 9.038 | 11022.3 | 0 | 0 | 0 | 0 | 0 | 0 | -1443.07 | 8.9057 | 8.9684 | 9.038
[20 empty] | 2020-12-05 18:00 | 8131 | 12 | 5 | 19 | 0 | 0 | 8.9057 | 11095.6 | 0 | 0 | 0 | 0 | 0 | 0 | -1473.01 | 8.9684 | 11095.6 | 0 | 0 | 0 | 0 | 0 | 0 | -1473.02 | 9.038 | 11095.6 | 0 | 0 | 0 | 0 | 0 | 0 | -1473.01 | 8.9057 | 8.9684 | 9.038
[20 empty] | 2020-12-05 19:00 | 8132 | 12 | 5 | 20 | 0 | 0 | 8.9057 | 11095.6 | 0 | 0 | 0 | 0 | 0 | 0 | -1516.48 | 8.9684 | 11095.6 | 0 | 0 | 0 | 0 | 0 | 0 | -1516.49 | 9.038 | 11095.6 | 0 | 0 | 0 | 0 | 0 | 0 | -1516.48 | 8.9057 | 8.9684 | 9.038
[20 empty] | 2020-12-05 20:00 | 8133 | 12 | 5 | 21 | 0 | 0 | 8.9057 | 11095.6 | 0 | 0 | 0 | 0 | 0 | 0 | -1587.69 | 8.9684 | 11095.6 | 0 | 0 | 0 | 0 | 0 | 0 | -1587.7 | 9.038 | 11095.6 | 0 | 0 | 0 | 0 | 0 | 0 | -1587.69 | 8.9057 | 8.9684 | 9.038
[20 empty] | 2020-12-05 21:00 | 8134 | 12 | 5 | 22 | 0 | 0 | 8.9057 | 11095.6 | 0 | 0 | 0 | 0 | 0 | 0 | -1678.65 | 8.9684 | 11095.6 | 0 | 0 | 0 | 0 | 0 | 0 | -1678.66 | 9.038 | 11095.6 | 0 | 0 | 0 | 0 | 0 | 0 | -1678.65 | 8.9057 | 8.9684 | 9.038
[20 empty] | 2020-12-05 22:00 | 8135 | 12 | 5 | 23 | 0 | 0 | 8.9057 | 11095.6 | 0 | 0 | 0 | 0 | 0 | 0 | -1763.03 | 8.9684 | 11095.6 | 0 | 0 | 0 | 0 | 0 | 0 | -1763.04 | 9.038 | 11095.6 | 0 | 0 | 0 | 0 | 0 | 0 | -1763.03 | 8.9057 | 8.9684 | 9.038
[20 empty] | 2020-12-05 23:00 | 8136 | 12 | 5 | 24 | 0 | 0 | 8.9057 | 11022.3 | 0 | 0 | 0 | 0 | 0 | 0 | -1791.85 | 8.9684 | 11022.3 | 0 | 0 | 0 | 0 | 0 | 0 | -1791.86 | 9.038 | 11022.3 | 0 | 0 | 0 | 0 | 0 | 0 | -1791.85 | 8.9057 | 8.9684 | 9.038
[20 empty] | 2020-12-06 | 8137 | 12 | 6 | 1 | 0 | 0 | 8.5004 | 11022.3 | 0 | 0 | 0 | 0 | 0 | 0 | -1855.01 | 8.5631 | 11022.3 | 0 | 0 | 0 | 0 | 0 | 0 | -1855.01 | 8.6326 | 11022.3 | 0 | 0 | 0 | 0 | 0 | 0 | -1855.01 | 8.5004 | 8.5631 | 8.6326
[20 empty] | 2020-12-06 01:00 | 8138 | 12 | 6 | 2 | 0 | 0 | 8.5004 | 11022.3 | 0 | 0 | 0 | 0 | 0 | 0 | -1923.9 | 8.5631 | 11022.3 | 0 | 0 | 0 | 0 | 0 | 0 | -1923.9 | 8.6326 | 11022.3 | 0 | 0 | 0 | 0 | 0 | 0 | -1923.9 | 8.5004 | 8.5631 | 8.6326
[20 empty] | 2020-12-06 02:00 | 8139 | 12 | 6 | 3 | 0 | 0 | 8.5004 | 10655.6 | 0 | 0 | 0 | 0 | 0 | 0 | -1756.88 | 8.5631 | 10655.6 | 0 | 0 | 0 | 0 | 0 | 0 | -1756.87 | 8.6326 | 10655.6 | 0 | 0 | 0 | 0 | 0 | 0 | -1756.88 | 8.5004 | 8.5631 | 8.6326
[20 empty] | 2020-12-06 03:00 | 8140 | 12 | 6 | 4 | 0 | 0 | 8.5004 | 10728.9 | 0 | 0 | 0 | 0 | 0 | 0 | -1841.62 | 8.5631 | 10728.9 | 0 | 0 | 0 | 0 | 0 | 0 | -1841.61 | 8.6326 | 10728.9 | 0 | 0 | 0 | 0 | 0 | 0 | -1841.62 | 8.5004 | 8.5631 | 8.6326
[20 empty] | 2020-12-06 04:00 | 8141 | 12 | 6 | 5 | 0 | 0 | 38.2168 | 878130 | 17.6291 | 60.1505 | 0 | 867328 | 867.328 | 134711 | -743291 | 41.0125 | 927921 | 19.1408 | 65.3084 | 0 | 917119 | 917.119 | 146263 | -787006 | 44.5868 | 976928 | 21.3033 | 72.6869 | 0 | 966126 | 966.126 | 162787 | -829091 | 38.2168 | 41.0125 | 44.5868
[20 empty] | 2020-12-06 05:00 | 8142 | 12 | 6 | 6 | 0 | 0 | 42.7863 | 824874 | 20.7627 | 70.8423 | 0 | 813778 | 813.778 | 158656 | -710365 | 46.4437 | 864887 | 23.1503 | 78.9888 | 0 | 853792 | 853.792 | 176901 | -744889 | 50.5232 | 907364 | 25.8123 | 88.0716 | 0 | 896269 | 896.269 | 197242 | -781036 | 42.7863 | 46.4437 | 50.5232
[20 empty] | 2020-12-06 06:00 | 8143 | 12 | 6 | 7 | 0 | 0 | 45.5162 | 817853 | 21.353 | 72.8564 | 0 | 784395 | 784.395 | 163166 | -686838 | 49.1518 | 851781 | 23.7296 | 80.9654 | 0 | 818323 | 818.323 | 181327 | -715648 | 53.2286 | 888424 | 26.3979 | 90.0696 | 0 | 854966 | 854.966 | 201717 | -746567 | 45.5162 | 49.1518 | 53.2286
[20 empty] | 2020-12-06 07:00 | 8144 | 12 | 6 | 8 | 0 | 0 | 98.56 | 858664 | 0.90817 | 3.0987 | 0 | 775569 | 775.569 | 6939.67 | -679047 | 99.7854 | 900496 | 1.0132 | 3.4569 | 0 | 817402 | 817.402 | 7742.05 | -715655 | 101.165 | 946332 | 1.1315 | 3.8607 | 0 | 863238 | 863.238 | 8646.37 | -755693 | 98.56 | 99.7854 | 101.165
[20 empty] | 2020-12-06 08:00 | 8145 | 12 | 6 | 9 | 0 | 0 | 124.899 | 920652 | 1.1076 | 3.7793 | 0 | 837557 | 837.557 | 8463.95 | -741939 | 125.683 | 965434 | 1.2169 | 4.152 | 0 | 882340 | 882.34 | 9298.73 | -781605 | 126.631 | 1014050 | 1.339 | 4.5686 | 0 | 930958 | 930.958 | 10231.7 | -824536 | 124.899 | 125.683 | 126.631
[20 empty] | 2020-12-06 09:00 | 8146 | 12 | 6 | 10 | 16725.776 | 16.7258 | 129.672 | 810426 | 1.108 | 3.7807 | 0 | 752409 | 752.409 | 8467.09 | -659290 | 130.575 | 848225 | 1.2173 | 4.1536 | 0 | 790209 | 790.209 | 9302.21 | -692212 | 131.801 | 889354 | 1.3387 | 4.5677 | 0 | 831338 | 831.338 | 10229.7 | -727890 | 112.9462 | 113.8492 | 115.0752
[20 empty] | 2020-12-06 10:00 | 8147 | 12 | 6 | 11 | 9483.476 | 9.4835 | 130.545 | 763771 | 1.1034 | 3.7649 | 0 | 705828 | 705.828 | 8431.7 | -610364 | 131.617 | 796824 | 1.2126 | 4.1374 | 0 | 738881 | 738.881 | 9266 | -638389 | 133.032 | 832612 | 1.3377 | 4.5644 | 0 | 774669 | 774.669 | 10222.3 | -668632 | 121.0615 | 122.1335 | 123.5485
[20 empty] | 2020-12-06 11:00 | 8148 | 12 | 6 | 12 | 5198.678 | 5.1987 | 111.349 | 790488 | 1.0823 | 3.693 | 0 | 663829 | 663.829 | 8270.65 | -570646 | 112.371 | 816959 | 1.2126 | 4.1374 | 0 | 690300 | 690.3 | 9266.04 | -592510 | 113.659 | 845107 | 1.3377 | 4.5644 | 0 | 718448 | 718.448 | 10222.3 | -615590 | 106.1503 | 107.1723 | 108.4603
[20 empty] | 2020-12-06 12:00 | 8149 | 12 | 6 | 13 | 37654.367 | 37.6544 | 134.517 | 675511 | 1.0373 | 3.5392 | 0 | 548852 | 548.852 | 7926.23 | -462958 | 135.622 | 691160 | 1.167 | 3.9819 | 0 | 564501 | 564.501 | 8917.81 | -474946 | 137.104 | 708143 | 1.3329 | 4.5479 | 0 | 581484 | 581.484 | 10185.2 | -487955 | 96.8626 | 97.9676 | 99.4496
[20 empty] | 2020-12-06 13:00 | 8150 | 12 | 6 | 14 | 13352.609 | 13.3526 | 85.864 | 619598 | 1.0169 | 3.4698 | 0 | 526538 | 526.538 | 7770.78 | -437453 | 86.8184 | 630928 | 1.1248 | 3.8379 | 0 | 537868 | 537.868 | 8595.28 | -445336 | 88.0467 | 643166 | 1.2447 | 4.247 | 0 | 550106 | 550.106 | 9511.46 | -453838 | 72.5114 | 73.4658 | 74.6941
[20 empty] | 2020-12-06 14:00 | 8151 | 12 | 6 | 15 | 7112.751 | 7.1128 | 80.9718 | 562022 | 1.0152 | 3.464 | 0 | 504446 | 504.446 | 7757.92 | -417214 | 81.8897 | 570001 | 1.123 | 3.8316 | 0 | 512425 | 512.425 | 8581.09 | -422051 | 83.0532 | 578767 | 1.2251 | 4.1801 | 0 | 521190 | 521.19 | 9361.55 | -427397 | 73.859 | 74.7769 | 75.9404
[20 empty] | 2020-12-06 15:00 | 8152 | 12 | 6 | 16 | 5080.724 | 5.0807 | 67.2339 | 588908 | 1.0163 | 3.4678 | 0 | 531258 | 531.258 | 7766.29 | -440143 | 68.153 | 599573 | 1.1152 | 3.805 | 0 | 541923 | 541.923 | 8521.5 | -447293 | 69.5855 | 611605 | 1.2548 | 4.2814 | 0 | 553956 | 553.956 | 9588.47 | -455509 | 62.1532 | 63.0723 | 64.5048
[20 empty] | 2020-12-06 16:00 | 8153 | 12 | 6 | 17 | 0 | 0 | 73.981 | 548302 | 1.038 | 3.5417 | 0 | 515504 | 515.504 | 7931.76 | -427554 | 75.3508 | 562652 | 1.146 | 3.9102 | 0 | 529854 | 529.854 | 8757.02 | -438296 | 77.0974 | 578740 | 1.3003 | 4.4366 | 0 | 545943 | 545.943 | 9936.14 | -450377 | 73.981 | 75.3508 | 77.0974
[20 empty] | 2020-12-06 17:00 | 8154 | 12 | 6 | 18 | 0 | 0 | 14.694 | 32944.3 | 0 | 0 | 0 | 0 | 0 | 0 | 0 | 14.694 | 32944.3 | 0 | 0 | 0 | 0 | 0 | 0 | 0 | 14.694 | 32944.3 | 0 | 0 | 0 | 0 | 0 | 0 | 0 | 14.694 | 14.694 | 14.694
[20 empty] | 2020-12-06 18:00 | 8155 | 12 | 6 | 19 | 0 | 0 | 13.7827 | 33017.7 | 0 | 0 | 0 | 0 | 0 | 0 | 0 | 13.7827 | 33017.7 | 0 | 0 | 0 | 0 | 0 | 0 | 0 | 13.7827 | 33017.7 | 0 | 0 | 0 | 0 | 0 | 0 | 0 | 13.7827 | 13.7827 | 13.7827
[20 empty] | 2020-12-06 19:00 | 8156 | 12 | 6 | 20 | 0 | 0 | 10.3847 | 33017.7 | 0 | 0 | 0 | 0 | 0 | 0 | 0 | 10.3847 | 33017.7 | 0 | 0 | 0 | 0 | 0 | 0 | 0 | 10.3847 | 33017.7 | 0 | 0 | 0 | 0 | 0 | 0 | 0 | 10.3847 | 10.3847 | 10.3847
[20 empty] | 2020-12-06 20:00 | 8157 | 12 | 6 | 21 | 0 | 0 | 8.8655 | 10655.6 | 0 | 0 | 0 | 0 | 0 | 0 | 0 | 8.8655 | 10655.6 | 0 | 0 | 0 | 0 | 0 | 0 | 0 | 8.8655 | 10655.6 | 0 | 0 | 0 | 0 | 0 | 0 | 0 | 8.8655 | 8.8655 | 8.8655
[20 empty] | 2020-12-06 21:00 | 8158 | 12 | 6 | 22 | 0 | 0 | 7.3463 | 10728.9 | 0 | 0 | 0 | 0 | 0 | 0 | 0 | 7.3463 | 10728.9 | 0 | 0 | 0 | 0 | 0 | 0 | 0 | 7.3463 | 10728.9 | 0 | 0 | 0 | 0 | 0 | 0 | 0 | 7.3463 | 7.3463 | 7.3463
[20 empty] | 2020-12-06 22:00 | 8159 | 12 | 6 | 23 | 0 | 0 | 7.3463 | 10728.9 | 0 | 0 | 0 | 0 | 0 | 0 | 0 | 7.3463 | 10728.9 | 0 | 0 | 0 | 0 | 0 | 0 | 0 | 7.3463 | 10728.9 | 0 | 0 | 0 | 0 | 0 | 0 | 0 | 7.3463 | 7.3463 | 7.3463
[20 empty] | 2020-12-06 23:00 | 8160 | 12 | 6 | 24 | 0 | 0 | 7.3463 | 10802.3 | 0 | 0 | 0 | 0 | 0 | 0 | 0 | 7.3463 | 10802.3 | 0 | 0 | 0 | 0 | 0 | 0 | 0 | 7.3463 | 10802.3 | 0 | 0 | 0 | 0 | 0 | 0 | 0 | 7.3463 | 7.3463 | 7.3463
[20 empty] | 2020-12-07 | 8161 | 12 | 7 | 1 | 0 | 0 | 7.3463 | 10875.6 | 0 | 0 | 0 | 0 | 0 | 0 | 0 | 7.3463 | 10875.6 | 0 | 0 | 0 | 0 | 0 | 0 | 0 | 7.3463 | 10875.6 | 0 | 0 | 0 | 0 | 0 | 0 | 0 | 7.3463 | 7.3463 | 7.3463
[20 empty] | 2020-12-07 01:00 | 8162 | 12 | 7 | 2 | 0 | 0 | 7.3463 | 10875.6 | 0 | 0 | 0 | 0 | 0 | 0 | 0 | 7.3463 | 10875.6 | 0 | 0 | 0 | 0 | 0 | 0 | 0 | 7.3463 | 10875.6 | 0 | 0 | 0 | 0 | 0 | 0 | 0 | 7.3463 | 7.3463 | 7.3463
[20 empty] | 2020-12-07 02:00 | 8163 | 12 | 7 | 3 | 0 | 0 | 7.3463 | 11168.9 | 0 | 0 | 0 | 0 | 0 | 0 | 0 | 7.3463 | 11168.9 | 0 | 0 | 0 | 0 | 0 | 0 | 0 | 7.3463 | 11168.9 | 0 | 0 | 0 | 0 | 0 | 0 | 0 | 7.3463 | 7.3463 | 7.3463
[20 empty] | 2020-12-07 03:00 | 8164 | 12 | 7 | 4 | 0 | 0 | 7.3463 | 11242.2 | 0 | 0 | 0 | 0 | 0 | 0 | 0 | 7.3463 | 11242.2 | 0 | 0 | 0 | 0 | 0 | 0 | 0 | 7.3463 | 11242.2 | 0 | 0 | 0 | 0 | 0 | 0 | 0 | 7.3463 | 7.3463 | 7.3463
[20 empty] | 2020-12-07 04:00 | 8165 | 12 | 7 | 5 | 0 | 0 | 40.7718 | 770096 | 20.539 | 70.0791 | 0 | 758854 | 758.854 | 156947 | -576837 | 44.0583 | 808701 | 22.5468 | 76.9297 | 0 | 797458 | 797.458 | 172289 | -605936 | 47.6259 | 850856 | 24.7197 | 84.3436 | 0 | 839614 | 839.614 | 188893 | -637556 | 40.7718 | 44.0583 | 47.6259
[20 empty] | 2020-12-07 05:00 | 8166 | 12 | 7 | 6 | 0 | 0 | 28.356 | 595880 | 12.0594 | 41.1467 | 0 | 584638 | 584.638 | 92150.8 | -491514 | 30.2454 | 621001 | 13.2758 | 45.297 | 0 | 609759 | 609.759 | 101446 | -511988 | 32.359 | 648140 | 14.6381 | 49.9452 | 0 | 636898 | 636.898 | 111855 | -533998 | 28.356 | 30.2454 | 32.359
[20 empty] | 2020-12-07 06:00 | 8167 | 12 | 7 | 7 | 0 | 0 | 36.2303 | 600729 | 15.9149 | 54.3016 | 0 | 567125 | 567.125 | 121612 | -474938 | 38.8066 | 627343 | 17.5966 | 60.0396 | 0 | 593739 | 593.739 | 134462 | -496891 | 41.6753 | 656264 | 19.4704 | 66.433 | 0 | 622660 | 622.66 | 148781 | -520680 | 36.2303 | 38.8066 | 41.6753
[20 empty] | 2020-12-07 07:00 | 8168 | 12 | 7 | 8 | 0 | 0 | 98.1997 | 672207 | 0.90819 | 3.0988 | 0 | 588893 | 588.893 | 6939.88 | -495125 | 99.4102 | 713501 | 1.0125 | 3.4545 | 0 | 630187 | 630.187 | 7736.62 | -530842 | 100.742 | 759043 | 1.1281 | 3.8491 | 0 | 675729 | 675.729 | 8620.33 | -570242 | 98.1997 | 99.4102 | 100.742
[20 empty] | 2020-12-07 08:00 | 8169 | 12 | 7 | 9 | 48123.249 | 48.1232 | 124.653 | 711508 | 1.0591 | 3.6137 | 0 | 628487 | 628.487 | 8093.11 | -538419 | 125.504 | 750903 | 1.1909 | 4.0633 | 0 | 667882 | 667.882 | 9100.01 | -572859 | 126.593 | 794628 | 1.3348 | 4.5543 | 0 | 711607 | 711.607 | 10199.7 | -611087 | 76.5298 | 77.3808 | 78.4698
[20 empty] | 2020-12-07 09:00 | 8170 | 12 | 7 | 10 | 103050.166 | 103.0502 | 128.997 | 595433 | 1.0167 | 3.469 | 0 | 537490 | 537.49 | 7769.12 | -451659 | 129.852 | 628848 | 1.1246 | 3.8371 | 0 | 570905 | 570.905 | 8593.45 | -480249 | 131.12 | 665498 | 1.2594 | 4.2971 | 0 | 607555 | 607.555 | 9623.62 | -511589 | 25.9468 | 26.8018 | 28.0698
[20 empty] | 2020-12-07 10:00 | 8171 | 12 | 7 | 11 | 144176.351 | 144.1764 | 129.921 | 561286 | 1.0099 | 3.4456 | 0 | 503343 | 503.343 | 7716.76 | -415955 | 130.921 | 591538 | 1.1177 | 3.8135 | 0 | 533595 | 533.595 | 8540.54 | -441280 | 132.198 | 624672 | 1.2375 | 4.2222 | 0 | 566729 | 566.729 | 9456.01 | -468982 | -14.2554 | -13.2554 | -11.9784
[20 empty] | 2020-12-07 11:00 | 8172 | 12 | 7 | 12 | 134174.35 | 134.1744 | 110.123 | 602353 | 1.0099 | 3.4456 | 0 | 475694 | 475.694 | 7716.74 | -393504 | 111.191 | 627418 | 1.1177 | 3.8135 | 0 | 500759 | 500.759 | 8540.54 | -414214 | 112.58 | 654751 | 1.2375 | 4.2222 | 0 | 528092 | 528.092 | 9456.01 | -436750 | -24.0513 | -22.9834 | -21.5944
[20 empty] | 2020-12-07 12:00 | 8173 | 12 | 7 | 13 | 170204.58 | 170.2046 | 133.402 | 545783 | 1.0099 | 3.4456 | 0 | 419124 | 419.124 | 7716.75 | -337760 | 134.546 | 569258 | 1.1177 | 3.8135 | 0 | 442599 | 442.599 | 8540.52 | -356766 | 136.013 | 595139 | 1.2375 | 4.2222 | 0 | 468480 | 468.48 | 9455.98 | -377683 | -36.8026 | -35.6586 | -34.1916
[20 empty] | 2020-12-07 13:00 | 8174 | 12 | 7 | 14 | 166832.393 | 166.8324 | 85.4195 | 515796 | 1.0099 | 3.4456 | 0 | 422159 | 422.159 | 7716.71 | -342039 | 86.3635 | 540230 | 1.1177 | 3.8135 | 0 | 446593 | 446.593 | 8540.5 | -362038 | 87.7032 | 566940 | 1.2375 | 4.2222 | 0 | 473303 | 473.303 | 9455.98 | -383853 | -81.4129 | -80.4689 | -79.1292
[20 empty] | 2020-12-07 14:00 | 8175 | 12 | 7 | 15 | 116093.018 | 116.093 | 81.3296 | 490827 | 1.01 | 3.4463 | 0 | 432957 | 432.957 | 7718.13 | -351708 | 82.1616 | 516795 | 1.1179 | 3.8141 | 0 | 458925 | 458.925 | 8542.05 | -373086 | 83.2654 | 545201 | 1.2377 | 4.223 | 0 | 487332 | 487.332 | 9457.71 | -396463 | -34.7634 | -33.9314 | -32.8276
[20 empty] | 2020-12-07 15:00 | 8176 | 12 | 7 | 16 | 48580.777 | 48.5808 | 68.7953 | 523410 | 1.0102 | 3.4469 | 0 | 465540 | 465.54 | 7719.66 | -381240 | 69.2717 | 551745 | 1.1181 | 3.8149 | 0 | 493876 | 493.876 | 8543.73 | -404784 | 70.2736 | 582439 | 1.2379 | 4.2239 | 0 | 524569 | 524.569 | 9459.58 | -430218 | 20.2145 | 20.6909 | 21.6928
[20 empty] | 2020-12-07 16:00 | 8177 | 12 | 7 | 17 | 0 | 0 | 73.6928 | 491167 | 1.0099 | 3.4457 | 0 | 458150 | 458.15 | 7716.81 | -374575 | 75.0766 | 520048 | 1.1177 | 3.8135 | 0 | 487031 | 487.031 | 8540.6 | -398632 | 76.613 | 551762 | 1.2375 | 4.2222 | 0 | 518744 | 518.744 | 9456.04 | -425009 | 73.6928 | 75.0766 | 76.613
[20 empty] | 2020-12-07 17:00 | 8178 | 12 | 7 | 18 | 0 | 0 | 14.694 | 33017.7 | 0 | 0 | 0 | 0 | 0 | 0 | 0 | 14.694 | 33017.7 | 0 | 0 | 0 | 0 | 0 | 0 | 0 | 14.694 | 33017.7 | 0 | 0 | 0 | 0 | 0 | 0 | 0 | 14.694 | 14.694 | 14.694
[20 empty] | 2020-12-07 18:00 | 8179 | 12 | 7 | 19 | 0 | 0 | 13.7827 | 33237.7 | 0 | 0 | 0 | 0 | 0 | 0 | 0 | 13.7827 | 33237.7 | 0 | 0 | 0 | 0 | 0 | 0 | 0 | 13.7827 | 33237.7 | 0 | 0 | 0 | 0 | 0 | 0 | 0 | 13.7827 | 13.7827 | 13.7827
[20 empty] | 2020-12-07 19:00 | 8180 | 12 | 7 | 20 | 0 | 0 | 10.3847 | 33237.7 | 0 | 0 | 0 | 0 | 0 | 0 | 0 | 10.3847 | 33237.7 | 0 | 0 | 0 | 0 | 0 | 0 | 0 | 10.3847 | 33237.7 | 0 | 0 | 0 | 0 | 0 | 0 | 0 | 10.3847 | 10.3847 | 10.3847
[20 empty] | 2020-12-07 20:00 | 8181 | 12 | 7 | 21 | 0 | 0 | 8.8655 | 11022.3 | 0 | 0 | 0 | 0 | 0 | 0 | 0 | 8.8655 | 11022.3 | 0 | 0 | 0 | 0 | 0 | 0 | 0 | 8.8655 | 11022.3 | 0 | 0 | 0 | 0 | 0 | 0 | 0 | 8.8655 | 8.8655 | 8.8655
[20 empty] | 2020-12-07 21:00 | 8182 | 12 | 7 | 22 | 0 | 0 | 7.3463 | 10948.9 | 0 | 0 | 0 | 0 | 0 | 0 | 0 | 7.3463 | 10948.9 | 0 | 0 | 0 | 0 | 0 | 0 | 0 | 7.3463 | 10948.9 | 0 | 0 | 0 | 0 | 0 | 0 | 0 | 7.3463 | 7.3463 | 7.3463
[20 empty] | 2020-12-07 22:00 | 8183 | 12 | 7 | 23 | 0 | 0 | 7.3463 | 10948.9 | 0 | 0 | 0 | 0 | 0 | 0 | 0 | 7.3463 | 10948.9 | 0 | 0 | 0 | 0 | 0 | 0 | 0 | 7.3463 | 10948.9 | 0 | 0 | 0 | 0 | 0 | 0 | 0 | 7.3463 | 7.3463 | 7.3463
[20 empty] | 2020-12-07 23:00 | 8184 | 12 | 7 | 24 | 0 | 0 | 7.3463 | 10948.9 | 0 | 0 | 0 | 0 | 0 | 0 | 0 | 7.3463 | 10948.9 | 0 | 0 | 0 | 0 | 0 | 0 | 0 | 7.3463 | 10948.9 | 0 | 0 | 0 | 0 | 0 | 0 | 0 | 7.3463 | 7.3463 | 7.3463
[20 empty] | 2020-12-08 | 8185 | 12 | 8 | 1 | 0 | 0 | 7.3463 | 10948.9 | 0 | 0 | 0 | 0 | 0 | 0 | 0 | 7.3463 | 10948.9 | 0 | 0 | 0 | 0 | 0 | 0 | 0 | 7.3463 | 10948.9 | 0 | 0 | 0 | 0 | 0 | 0 | 0 | 7.3463 | 7.3463 | 7.3463
[20 empty] | 2020-12-08 01:00 | 8186 | 12 | 8 | 2 | 0 | 0 | 7.3463 | 10948.9 | 0 | 0 | 0 | 0 | 0 | 0 | 0 | 7.3463 | 10948.9 | 0 | 0 | 0 | 0 | 0 | 0 | 0 | 7.3463 | 10948.9 | 0 | 0 | 0 | 0 | 0 | 0 | 0 | 7.3463 | 7.3463 | 7.3463
[20 empty] | 2020-12-08 02:00 | 8187 | 12 | 8 | 3 | 0 | 0 | 7.3463 | 10875.6 | 0 | 0 | 0 | 0 | 0 | 0 | 0 | 7.3463 | 10875.6 | 0 | 0 | 0 | 0 | 0 | 0 | 0 | 7.3463 | 10875.6 | 0 | 0 | 0 | 0 | 0 | 0 | 0 | 7.3463 | 7.3463 | 7.3463
[20 empty] | 2020-12-08 03:00 | 8188 | 12 | 8 | 4 | 0 | 0 | 7.3463 | 10948.9 | 0 | 0 | 0 | 0 | 0 | 0 | 0 | 7.3463 | 10948.9 | 0 | 0 | 0 | 0 | 0 | 0 | 0 | 7.3463 | 10948.9 | 0 | 0 | 0 | 0 | 0 | 0 | 0 | 7.3463 | 7.3463 | 7.3463
[20 empty] | 2020-12-08 04:00 | 8189 | 12 | 8 | 5 | 0 | 0 | 40.6099 | 710497 | 20.8833 | 71.2538 | 0 | 699548 | 699.548 | 159578 | -527801 | 43.8333 | 754456 | 22.8464 | 77.9519 | 0 | 743507 | 743.507 | 174579 | -562663 | 48.3215 | 802155 | 25.5668 | 87.2339 | 0 | 791206 | 791.206 | 195366 | -600280 | 40.6099 | 43.8333 | 48.3215
[20 empty] | 2020-12-08 05:00 | 8190 | 12 | 8 | 6 | 0 | 0 | 27.9319 | 541024 | 11.9338 | 40.7181 | 0 | 530075 | 530.075 | 91190.5 | -440800 | 30.1182 | 572350 | 13.3241 | 45.4618 | 0 | 561402 | 561.402 | 101815 | -467158 | 32.5491 | 606208 | 14.8692 | 50.7337 | 0 | 595259 | 595.259 | 113622 | -495515 | 27.9319 | 30.1182 | 32.5491
[20 empty] | 2020-12-08 06:00 | 8191 | 12 | 8 | 7 | 0 | 0 | 30.1201 | 539101 | 11.9805 | 40.8775 | 0 | 505790 | 505.79 | 91547.7 | -418069 | 32.3083 | 568949 | 13.3737 | 45.6311 | 0 | 535638 | 535.638 | 102194 | -443001 | 34.4213 | 601162 | 14.7294 | 50.2567 | 0 | 567851 | 567.851 | 112553 | -469855 | 30.1201 | 32.3083 | 34.4213
[20 empty] | 2020-12-08 07:00 | 8192 | 12 | 8 | 8 | 1841.162 | 1.8412 | 97.837 | 603875 | 0.81769 | 2.7899 | 0 | 520854 | 520.854 | 6248.27 | -431480 | 99.2496 | 646724 | 0.94191 | 3.2138 | 0 | 563703 | 563.703 | 7197.54 | -468393 | 100.67 | 693974 | 1.0572 | 3.6073 | 0 | 610953 | 610.953 | 8078.73 | -509134 | 95.9958 | 97.4084 | 98.8288
[20 empty] | 2020-12-08 08:00 | 8193 | 12 | 8 | 9 | 55700.351 | 55.7004 | 124.687 | 669752 | 1.0103 | 3.447 | 0 | 586805 | 586.805 | 7719.75 | -494125 | 125.351 | 714694 | 1.1181 | 3.815 | 0 | 631747 | 631.747 | 8543.85 | -533518 | 126.291 | 763849 | 1.238 | 4.2239 | 0 | 680902 | 680.902 | 9459.71 | -576599 | 68.9866 | 69.6506 | 70.5906
[20 empty] | 2020-12-08 09:00 | 8194 | 12 | 8 | 10 | 74602.076 | 74.6021 | 129.115 | 560985 | 1.0064 | 3.4339 | 0 | 502968 | 502.968 | 7690.49 | -417197 | 129.883 | 602425 | 1.1142 | 3.8018 | 0 | 544409 | 544.409 | 8514.38 | -453032 | 130.971 | 647752 | 1.238 | 4.2239 | 0 | 589735 | 589.735 | 9459.77 | -492240 | 54.5129 | 55.2809 | 56.3689
[20 empty] | 2020-12-08 10:00 | 8195 | 12 | 8 | 11 | 34901.653 | 34.9017 | 130.797 | 536904 | 0.98645 | 3.3658 | 0 | 478887 | 478.887 | 7537.84 | -393283 | 131.593 | 577519 | 1.094 | 3.7329 | 0 | 519502 | 519.502 | 8360.11 | -428078 | 132.723 | 622036 | 1.232 | 4.2035 | 0 | 564019 | 564.019 | 9414.06 | -466249 | 95.8953 | 96.6913 | 97.8213
[20 empty] | 2020-12-08 11:00 | 8196 | 12 | 8 | 12 | 32116.729 | 32.1167 | 111.556 | 606692 | 0.98388 | 3.357 | 0 | 480033 | 480.033 | 7518.22 | -394403 | 112.365 | 646871 | 1.094 | 3.7329 | 0 | 520212 | 520.212 | 8360.11 | -428802 | 113.432 | 690819 | 1.2137 | 4.1411 | 0 | 564160 | 564.16 | 9274.25 | -466441 | 79.4393 | 80.2483 | 81.3153
[20 empty] | 2020-12-08 12:00 | 8197 | 12 | 8 | 13 | 66281.942 | 66.2819 | 134.437 | 536253 | 0.98351 | 3.3557 | 0 | 409594 | 409.594 | 7515.41 | -331897 | 135.311 | 573039 | 1.0911 | 3.7227 | 0 | 446380 | 446.38 | 8337.18 | -362985 | 136.413 | 613426 | 1.2132 | 4.1395 | 0 | 486767 | 486.767 | 9270.78 | -397156 | 68.1551 | 69.0291 | 70.1311
[20 empty] | 2020-12-08 13:00 | 8198 | 12 | 8 | 14 | 53532.106 | 53.5321 | 85.4182 | 508609 | 0.95996 | 3.2754 | 0 | 414623 | 414.623 | 7335.45 | -335205 | 86.4469 | 544176 | 1.0915 | 3.724 | 0 | 450191 | 450.191 | 8340.23 | -365173 | 87.6894 | 582971 | 1.2137 | 4.1411 | 0 | 488986 | 488.986 | 9274.19 | -397869 | 31.8861 | 32.9148 | 34.1573
[20 empty] | 2020-12-08 14:00 | 8199 | 12 | 8 | 15 | 42427.392 | 42.4274 | 80.7795 | 476117 | 0.95961 | 3.2742 | 0 | 418247 | 418.247 | 7332.78 | -339887 | 81.7621 | 510223 | 1.0842 | 3.6993 | 0 | 452354 | 452.354 | 8284.71 | -368631 | 82.9871 | 547517 | 1.2115 | 4.1337 | 0 | 489647 | 489.647 | 9257.66 | -400066 | 38.3521 | 39.3347 | 40.5597
[20 empty] | 2020-12-08 15:00 | 8200 | 12 | 8 | 16 | 8040.204 | 8.0402 | 67.2013 | 509428 | 0.97558 | 3.3287 | 0 | 451558 | 451.558 | 7454.8 | -368469 | 68.2159 | 543560 | 1.0898 | 3.7183 | 0 | 485690 | 485.69 | 8327.3 | -397293 | 69.4134 | 580943 | 1.2111 | 4.1322 | 0 | 523073 | 523.073 | 9254.28 | -428817 | 59.1611 | 60.1757 | 61.3732
[20 empty] | 2020-12-08 16:00 | 8201 | 12 | 8 | 17 | 0 | 0 | 73.486 | 477525 | 0.98112 | 3.3476 | 0 | 444508 | 444.508 | 7497.14 | -362182 | 74.8902 | 512309 | 1.0911 | 3.7227 | 0 | 479291 | 479.291 | 8337.31 | -391543 | 76.4489 | 550454 | 1.2133 | 4.1396 | 0 | 517437 | 517.437 | 9270.98 | -423745 | 73.486 | 74.8902 | 76.4489
[20 empty] | 2020-12-08 17:00 | 8202 | 12 | 8 | 18 | 0 | 0 | 14.694 | 32944.3 | 0 | 0 | 0 | 0 | 0 | 0 | 0 | 14.694 | 32944.3 | 0 | 0 | 0 | 0 | 0 | 0 | 0 | 14.694 | 32944.3 | 0 | 0 | 0 | 0 | 0 | 0 | 0 | 14.694 | 14.694 | 14.694
[20 empty] | 2020-12-08 18:00 | 8203 | 12 | 8 | 19 | 0 | 0 | 13.7827 | 33017.7 | 0 | 0 | 0 | 0 | 0 | 0 | 0 | 13.7827 | 33017.7 | 0 | 0 | 0 | 0 | 0 | 0 | 0 | 13.7827 | 33017.7 | 0 | 0 | 0 | 0 | 0 | 0 | 0 | 13.7827 | 13.7827 | 13.7827
[20 empty] | 2020-12-08 19:00 | 8204 | 12 | 8 | 20 | 0 | 0 | 10.3847 | 33017.7 | 0 | 0 | 0 | 0 | 0 | 0 | 0 | 10.3847 | 33017.7 | 0 | 0 | 0 | 0 | 0 | 0 | 0 | 10.3847 | 33017.7 | 0 | 0 | 0 | 0 | 0 | 0 | 0 | 10.3847 | 10.3847 | 10.3847
[20 empty] | 2020-12-08 20:00 | 8205 | 12 | 8 | 21 | 0 | 0 | 8.8655 | 10655.6 | 0 | 0 | 0 | 0 | 0 | 0 | 0 | 8.8655 | 10655.6 | 0 | 0 | 0 | 0 | 0 | 0 | 0 | 8.8655 | 10655.6 | 0 | 0 | 0 | 0 | 0 | 0 | 0 | 8.8655 | 8.8655 | 8.8655
[20 empty] | 2020-12-08 21:00 | 8206 | 12 | 8 | 22 | 0 | 0 | 7.3463 | 10875.6 | 0 | 0 | 0 | 0 | 0 | 0 | 0 | 7.3463 | 10875.6 | 0 | 0 | 0 | 0 | 0 | 0 | 0 | 7.3463 | 10875.6 | 0 | 0 | 0 | 0 | 0 | 0 | 0 | 7.3463 | 7.3463 | 7.3463
[20 empty] | 2020-12-08 22:00 | 8207 | 12 | 8 | 23 | 0 | 0 | 7.3463 | 10875.6 | 0 | 0 | 0 | 0 | 0 | 0 | 0 | 7.3463 | 10875.6 | 0 | 0 | 0 | 0 | 0 | 0 | 0 | 7.3463 | 10875.6 | 0 | 0 | 0 | 0 | 0 | 0 | 0 | 7.3463 | 7.3463 | 7.3463
[20 empty] | 2020-12-08 23:00 | 8208 | 12 | 8 | 24 | 0 | 0 | 7.3463 | 10948.9 | 0 | 0 | 0 | 0 | 0 | 0 | 0 | 7.3463 | 10948.9 | 0 | 0 | 0 | 0 | 0 | 0 | 0 | 7.3463 | 10948.9 | 0 | 0 | 0 | 0 | 0 | 0 | 0 | 7.3463 | 7.3463 | 7.3463
[20 empty] | 2020-12-09 | 8209 | 12 | 9 | 1 | 0 | 0 | 7.3463 | 10948.9 | 0 | 0 | 0 | 0 | 0 | 0 | 0 | 7.3463 | 10948.9 | 0 | 0 | 0 | 0 | 0 | 0 | 0 | 7.3463 | 10948.9 | 0 | 0 | 0 | 0 | 0 | 0 | 0 | 7.3463 | 7.3463 | 7.3463
[20 empty] | 2020-12-09 01:00 | 8210 | 12 | 9 | 2 | 0 | 0 | 7.3463 | 10948.9 | 0 | 0 | 0 | 0 | 0 | 0 | 0 | 7.3463 | 10948.9 | 0 | 0 | 0 | 0 | 0 | 0 | 0 | 7.3463 | 10948.9 | 0 | 0 | 0 | 0 | 0 | 0 | 0 | 7.3463 | 7.3463 | 7.3463
[20 empty] | 2020-12-09 02:00 | 8211 | 12 | 9 | 3 | 0 | 0 | 7.3463 | 11095.6 | 0 | 0 | 0 | 0 | 0 | 0 | 0 | 7.3463 | 11095.6 | 0 | 0 | 0 | 0 | 0 | 0 | 0 | 7.3463 | 11095.6 | 0 | 0 | 0 | 0 | 0 | 0 | 0 | 7.3463 | 7.3463 | 7.3463
[20 empty] | 2020-12-09 03:00 | 8212 | 12 | 9 | 4 | 0 | 0 | 7.3463 | 11168.9 | 0 | 0 | 0 | 0 | 0 | 0 | 0 | 7.3463 | 11168.9 | 0 | 0 | 0 | 0 | 0 | 0 | 0 | 7.3463 | 11168.9 | 0 | 0 | 0 | 0 | 0 | 0 | 0 | 7.3463 | 7.3463 | 7.3463
[20 empty] | 2020-12-09 04:00 | 8213 | 12 | 9 | 5 | 0 | 0 | 40.6624 | 706614 | 21.0174 | 71.7114 | 0 | 695445 | 695.445 | 160603 | -519596 | 43.8759 | 755921 | 22.9516 | 78.3109 | 0 | 744752 | 744.752 | 175382 | -559392 | 47.4102 | 809599 | 25.0624 | 85.5129 | 0 | 798430 | 798.43 | 191511 | -602559 | 40.6624 | 43.8759 | 47.4102
[20 empty] | 2020-12-09 05:00 | 8214 | 12 | 9 | 6 | 0 | 0 | 19.0371 | 517967 | 5.8473 | 19.951 | 0 | 506872 | 506.872 | 44681.6 | -420580 | 19.9033 | 551143 | 6.3678 | 21.7271 | 0 | 540047 | 540.047 | 48659.3 | -448738 | 32.2977 | 604899 | 14.7657 | 50.3806 | 0 | 593803 | 593.803 | 112830 | -495546 | 19.0371 | 19.9033 | 32.2977
[20 empty] | 2020-12-09 06:00 | 8215 | 12 | 9 | 7 | 0 | 0 | 21.2067 | 514176 | 5.8673 | 20.0191 | 0 | 480792 | 480.792 | 44834.1 | -396422 | 22.0735 | 545216 | 6.3897 | 21.8016 | 0 | 511832 | 511.832 | 48826.1 | -422498 | 23.073 | 580258 | 6.9939 | 23.8631 | 0 | 546873 | 546.873 | 53443 | -452142 | 21.2067 | 22.0735 | 23.073
[20 empty] | 2020-12-09 07:00 | 8216 | 12 | 9 | 8 | 0 | 0 | 97.6112 | 598875 | 0.78502 | 2.6785 | 0 | 515780 | 515.78 | 5998.65 | -426619 | 98.9076 | 646014 | 0.89086 | 3.0396 | 0 | 562920 | 562.92 | 6807.44 | -467438 | 100.503 | 698268 | 1.0314 | 3.5193 | 0 | 615174 | 615.174 | 7881.73 | -512754 | 97.6112 | 98.9076 | 100.503
[20 empty] | 2020-12-09 08:00 | 8217 | 12 | 9 | 9 | 29793.392 | 29.7934 | 126.768 | 662282 | 0.98278 | 3.3532 | 0 | 579261 | 579.261 | 7509.79 | -487265 | 126.732 | 712575 | 1.091 | 3.7226 | 0 | 629554 | 629.554 | 8337.02 | -531675 | 127.183 | 767731 | 1.2122 | 4.1361 | 0 | 684710 | 684.71 | 9263.15 | -580459 | 96.9746 | 96.9386 | 97.3896
[20 empty] | 2020-12-09 09:00 | 8218 | 12 | 9 | 10 | 45885.984 | 45.886 | 129.612 | 565691 | 0.9752 | 3.3274 | 0 | 507528 | 507.528 | 7451.89 | -419676 | 130.419 | 613067 | 1.0903 | 3.7201 | 0 | 554904 | 554.904 | 8331.49 | -461008 | 131.413 | 665280 | 1.2106 | 4.1306 | 0 | 607116 | 607.116 | 9250.69 | -506616 | 83.726 | 84.533 | 85.527
[20 empty] | 2020-12-09 10:00 | 8219 | 12 | 9 | 11 | 59100.022 | 59.1 | 130.15 | 542744 | 0.97555 | 3.3286 | 0 | 484581 | 484.581 | 7454.57 | -398383 | 130.939 | 588528 | 1.083 | 3.6953 | 0 | 530365 | 530.365 | 8275.95 | -437960 | 132.075 | 638760 | 1.2026 | 4.1031 | 0 | 580597 | 580.597 | 9189.24 | -481491 | 71.05 | 71.839 | 72.975
[20 empty] | 2020-12-09 11:00 | 8220 | 12 | 9 | 12 | 13314.081 | 13.3141 | 109.787 | 593459 | 0.97057 | 3.3116 | 0 | 466800 | 466.8 | 7416.52 | -385152 | 110.901 | 634461 | 1.082 | 3.6919 | 0 | 507802 | 507.802 | 8268.28 | -420400 | 112.337 | 679464 | 1.2014 | 4.0993 | 0 | 552805 | 552.805 | 9180.75 | -459135 | 96.4729 | 97.5869 | 99.0229
[20 empty] | 2020-12-09 12:00 | 8221 | 12 | 9 | 13 | 165861.487 | 165.8615 | 133.01 | 531416 | 0.95531 | 3.2595 | 0 | 404757 | 404.757 | 7299.91 | -326093 | 134.274 | 568793 | 1.0791 | 3.682 | 0 | 442134 | 442.134 | 8246.15 | -357536 | 135.751 | 609928 | 1.1987 | 4.0899 | 0 | 483269 | 483.269 | 9159.59 | -392276 | -32.8515 | -31.5875 | -30.1105
[20 empty] | 2020-12-09 13:00 | 8222 | 12 | 9 | 14 | 143359.699 | 143.3597 | 84.6426 | 499883 | 0.95265 | 3.2504 | 0 | 405754 | 405.754 | 7279.58 | -327274 | 85.7996 | 534746 | 1.0622 | 3.6242 | 0 | 440617 | 440.617 | 8116.64 | -356518 | 87.3848 | 573280 | 1.1985 | 4.0891 | 0 | 479150 | 479.15 | 9157.88 | -388932 | -58.7171 | -57.5601 | -55.9749
[20 empty] | 2020-12-09 14:00 | 8223 | 12 | 9 | 15 | 2571.639 | 2.5716 | 80.1253 | 464407 | 0.95073 | 3.2439 | 0 | 406463 | 406.463 | 7264.9 | -329343 | 81.1447 | 496669 | 1.0583 | 3.6111 | 0 | 438726 | 438.726 | 8087.26 | -356367 | 82.6354 | 532145 | 1.196 | 4.0809 | 0 | 474202 | 474.202 | 9139.42 | -386116 | 77.5537 | 78.5731 | 80.0638
[20 empty] | 2020-12-09 15:00 | 8224 | 12 | 9 | 16 | 8811.549 | 8.8115 | 66.8101 | 508898 | 0.95264 | 3.2504 | 0 | 450882 | 450.882 | 7279.48 | -366412 | 67.8029 | 543004 | 1.0622 | 3.6242 | 0 | 484988 | 484.988 | 8116.51 | -395143 | 69.1605 | 580635 | 1.1984 | 4.0891 | 0 | 522619 | 522.619 | 9157.74 | -426825 | 57.9986 | 58.9914 | 60.349
[20 empty] | 2020-12-09 16:00 | 8225 | 12 | 9 | 17 | 0 | 0 | 73.4084 | 479228 | 0.97145 | 3.3146 | 0 | 446063 | 446.063 | 7423.21 | -363541 | 74.7961 | 514770 | 1.0789 | 3.6813 | 0 | 481606 | 481.606 | 8244.52 | -393594 | 76.3372 | 554025 | 1.1985 | 4.0891 | 0 | 520861 | 520.861 | 9157.84 | -426802 | 73.4084 | 74.7961 | 76.3372
[20 empty] | 2020-12-09 17:00 | 8226 | 12 | 9 | 18 | 0 | 0 | 14.694 | 33311 | 0 | 0 | 0 | 0 | 0 | 0 | 0 | 14.694 | 33311 | 0 | 0 | 0 | 0 | 0 | 0 | 0 | 14.694 | 33311 | 0 | 0 | 0 | 0 | 0 | 0 | 0 | 14.694 | 14.694 | 14.694
[20 empty] | 2020-12-09 18:00 | 8227 | 12 | 9 | 19 | 0 | 0 | 13.7827 | 33311 | 0 | 0 | 0 | 0 | 0 | 0 | 0 | 13.7827 | 33311 | 0 | 0 | 0 | 0 | 0 | 0 | 0 | 13.7827 | 33311 | 0 | 0 | 0 | 0 | 0 | 0 | 0 | 13.7827 | 13.7827 | 13.7827
[20 empty] | 2020-12-09 19:00 | 8228 | 12 | 9 | 20 | 0 | 0 | 10.3847 | 33311 | 0 | 0 | 0 | 0 | 0 | 0 | 0 | 10.3847 | 33311 | 0 | 0 | 0 | 0 | 0 | 0 | 0 | 10.3847 | 33311 | 0 | 0 | 0 | 0 | 0 | 0 | 0 | 10.3847 | 10.3847 | 10.3847
[20 empty] | 2020-12-09 20:00 | 8229 | 12 | 9 | 21 | 0 | 0 | 8.8655 | 11168.9 | 0 | 0 | 0 | 0 | 0 | 0 | 0 | 8.8655 | 11168.9 | 0 | 0 | 0 | 0 | 0 | 0 | 0 | 8.8655 | 11168.9 | 0 | 0 | 0 | 0 | 0 | 0 | 0 | 8.8655 | 8.8655 | 8.8655
[20 empty] | 2020-12-09 21:00 | 8230 | 12 | 9 | 22 | 0 | 0 | 7.3463 | 11242.2 | 0 | 0 | 0 | 0 | 0 | 0 | 0 | 7.3463 | 11242.2 | 0 | 0 | 0 | 0 | 0 | 0 | 0 | 7.3463 | 11242.2 | 0 | 0 | 0 | 0 | 0 | 0 | 0 | 7.3463 | 7.3463 | 7.3463
[20 empty] | 2020-12-09 22:00 | 8231 | 12 | 9 | 23 | 0 | 0 | 7.3463 | 11242.2 | 0 | 0 | 0 | 0 | 0 | 0 | 0 | 7.3463 | 11242.2 | 0 | 0 | 0 | 0 | 0 | 0 | 0 | 7.3463 | 11242.2 | 0 | 0 | 0 | 0 | 0 | 0 | 0 | 7.3463 | 7.3463 | 7.3463
[20 empty] | 2020-12-09 23:00 | 8232 | 12 | 9 | 24 | 0 | 0 | 7.3463 | 11388.9 | 0 | 0 | 0 | 0 | 0 | 0 | 0 | 7.3463 | 11388.9 | 0 | 0 | 0 | 0 | 0 | 0 | 0 | 7.3463 | 11388.9 | 0 | 0 | 0 | 0 | 0 | 0 | 0 | 7.3463 | 7.3463 | 7.3463
[20 empty] | 2020-12-10 | 8233 | 12 | 10 | 1 | 0 | 0 | 7.3463 | 11462.2 | 0 | 0 | 0 | 0 | 0 | 0 | 0 | 7.3463 | 11462.2 | 0 | 0 | 0 | 0 | 0 | 0 | 0 | 7.3463 | 11462.2 | 0 | 0 | 0 | 0 | 0 | 0 | 0 | 7.3463 | 7.3463 | 7.3463
[20 empty] | 2020-12-10 01:00 | 8234 | 12 | 10 | 2 | 0 | 0 | 7.3463 | 11462.2 | 0 | 0 | 0 | 0 | 0 | 0 | 0 | 7.3463 | 11462.2 | 0 | 0 | 0 | 0 | 0 | 0 | 0 | 7.3463 | 11462.2 | 0 | 0 | 0 | 0 | 0 | 0 | 0 | 7.3463 | 7.3463 | 7.3463
[20 empty] | 2020-12-10 02:00 | 8235 | 12 | 10 | 3 | 0 | 0 | 7.3463 | 11535.5 | 0 | 0 | 0 | 0 | 0 | 0 | 0 | 7.3463 | 11535.5 | 0 | 0 | 0 | 0 | 0 | 0 | 0 | 7.3463 | 11535.5 | 0 | 0 | 0 | 0 | 0 | 0 | 0 | 7.3463 | 7.3463 | 7.3463
[20 empty] | 2020-12-10 03:00 | 8236 | 12 | 10 | 4 | 0 | 0 | 7.3463 | 11608.9 | 0 | 0 | 0 | 0 | 0 | 0 | 0 | 7.3463 | 11608.9 | 0 | 0 | 0 | 0 | 0 | 0 | 0 | 7.3463 | 11608.9 | 0 | 0 | 0 | 0 | 0 | 0 | 0 | 7.3463 | 7.3463 | 7.3463
[20 empty] | 2020-12-10 04:00 | 8237 | 12 | 10 | 5 | 0 | 0 | 40.5935 | 756927 | 20.9575 | 71.507 | 0 | 745318 | 745.318 | 160144 | -562969 | 43.691 | 812434 | 22.7876 | 77.7513 | 0 | 800825 | 800.825 | 174129 | -608816 | 47.0679 | 872986 | 24.7593 | 84.4787 | 0 | 861377 | 861.377 | 189196 | -658711 | 40.5935 | 43.691 | 47.0679
[20 empty] | 2020-12-10 05:00 | 8238 | 12 | 10 | 6 | 0 | 0 | 18.9951 | 565386 | 5.8088 | 19.8197 | 0 | 553777 | 553.777 | 44387.5 | -462480 | 29.8073 | 619203 | 13.1611 | 44.9057 | 0 | 607595 | 607.595 | 100570 | -509885 | 31.8747 | 663679 | 14.469 | 49.3682 | 0 | 652070 | 652.07 | 110564 | -548318 | 18.9951 | 29.8073 | 31.8747
[20 empty] | 2020-12-10 06:00 | 8239 | 12 | 10 | 7 | 0 | 0 | 21.1559 | 565272 | 5.8212 | 19.862 | 0 | 531301 | 531.301 | 44482.2 | -441342 | 22.0146 | 603852 | 6.3321 | 21.6051 | 0 | 569881 | 569.881 | 48386 | -474560 | 34.0607 | 661527 | 14.5095 | 49.5064 | 0 | 627556 | 627.556 | 110872 | -525123 | 21.1559 | 22.0146 | 34.0607
[20 empty] | 2020-12-10 07:00 | 8240 | 12 | 10 | 8 | 0 | 0 | 96.9578 | 684773 | 0.77658 | 2.6497 | 0 | 601092 | 601.092 | 5934.14 | -505745 | 98.2102 | 743299 | 0.89554 | 3.0556 | 0 | 659618 | 659.618 | 6843.19 | -557723 | 99.6385 | 808234 | 1.0319 | 3.521 | 0 | 724553 | 724.553 | 7885.49 | -615764 | 96.9578 | 98.2102 | 99.6385
[20 empty] | 2020-12-10 08:00 | 8241 | 12 | 10 | 9 | 4136.947 | 4.1369 | 126.215 | 742480 | 0.9757 | 3.3291 | 0 | 659019 | 659.019 | 7455.75 | -566280 | 126.161 | 799563 | 1.0849 | 3.7016 | 0 | 716102 | 716.102 | 8290.09 | -617972 | 126.532 | 862407 | 1.2193 | 4.1604 | 0 | 778946 | 778.946 | 9317.47 | -674968 | 122.0781 | 122.0241 | 122.3951
[20 empty] | 2020-12-10 09:00 | 8242 | 12 | 10 | 10 | 26163.182 | 26.1632 | 129.27 | 636313 | 0.97535 | 3.3279 | 0 | 577783 | 577.783 | 7453.06 | -486738 | 130.109 | 690363 | 1.0828 | 3.6946 | 0 | 631833 | 631.833 | 8274.24 | -534774 | 131.208 | 749429 | 1.2023 | 4.1023 | 0 | 690899 | 690.899 | 9187.35 | -587324 | 103.1068 | 103.9458 | 105.0448
[20 empty] | 2020-12-10 10:00 | 8243 | 12 | 10 | 11 | 19869.527 | 19.8695 | 129.822 | 611664 | 0.97145 | 3.3146 | 0 | 553134 | 553.134 | 7423.27 | -461721 | 130.801 | 662480 | 1.083 | 3.6953 | 0 | 603950 | 603.95 | 8275.79 | -506415 | 132.055 | 717860 | 1.2025 | 4.1031 | 0 | 659331 | 659.331 | 9189.1 | -555229 | 109.9525 | 110.9315 | 112.1855
[20 empty] | 2020-12-10 11:00 | 8244 | 12 | 10 | 12 | 41859.697 | 41.8597 | 110.404 | 646076 | 0.96974 | 3.3088 | 0 | 519417 | 519.417 | 7410.18 | -434700 | 111.278 | 689530 | 1.0789 | 3.6813 | 0 | 562871 | 562.871 | 8244.46 | -472515 | 112.536 | 736614 | 1.1984 | 4.0891 | 0 | 609955 | 609.955 | 9157.75 | -513496 | 68.5443 | 69.4183 | 70.6763
[20 empty] | 2020-12-10 12:00 | 8245 | 12 | 10 | 13 | 29168.852 | 29.1689 | 133.364 | 563991 | 0.96939 | 3.3076 | 0 | 437332 | 437.332 | 7407.48 | -358003 | 134.398 | 600055 | 1.0768 | 3.6741 | 0 | 473396 | 473.396 | 8228.49 | -388650 | 135.786 | 639684 | 1.1963 | 4.0818 | 0 | 513025 | 513.025 | 9141.44 | -422352 | 104.1951 | 105.2291 | 106.6171
[20 empty] | 2020-12-10 13:00 | 8246 | 12 | 10 | 14 | 44102.177 | 44.1022 | 85.1067 | 528335 | 0.94282 | 3.2169 | 0 | 433645 | 433.645 | 7204.45 | -352197 | 86.2393 | 560781 | 1.0761 | 3.6717 | 0 | 466091 | 466.091 | 8222.97 | -379368 | 87.5326 | 596369 | 1.1967 | 4.0833 | 0 | 501679 | 501.679 | 9144.78 | -409189 | 41.0045 | 42.1371 | 43.4304
[20 empty] | 2020-12-10 14:00 | 8247 | 12 | 10 | 15 | 34228.558 | 34.2286 | 80.3243 | 519789 | 0.9423 | 3.2151 | 0 | 461479 | 461.479 | 7200.46 | -374496 | 81.4296 | 552204 | 1.0755 | 3.6696 | 0 | 493894 | 493.894 | 8218.42 | -401571 | 82.7351 | 587870 | 1.195 | 4.0772 | 0 | 529560 | 529.56 | 9131.18 | -431337 | 46.0957 | 47.201 | 48.5065
[20 empty] | 2020-12-10 15:00 | 8248 | 12 | 10 | 16 | 8971.251 | 8.9713 | 66.8186 | 564203 | 0.96781 | 3.3022 | 0 | 505819 | 505.819 | 7395.45 | -416530 | 67.8178 | 599108 | 1.0761 | 3.6717 | 0 | 540725 | 540.725 | 8222.96 | -446095 | 69.1286 | 637436 | 1.1967 | 4.0833 | 0 | 579053 | 579.053 | 9144.74 | -478518 | 57.8473 | 58.8465 | 60.1573
[20 empty] | 2020-12-10 16:00 | 8249 | 12 | 10 | 17 | 0 | 0 | 73.4214 | 538735 | 0.96974 | 3.3087 | 0 | 505204 | 505.204 | 7410.16 | -417396 | 74.8091 | 576285 | 1.0772 | 3.6755 | 0 | 542754 | 542.754 | 8231.46 | -449489 | 76.3501 | 617626 | 1.1967 | 4.0833 | 0 | 584095 | 584.095 | 9144.73 | -484824 | 73.4214 | 74.8091 | 76.3501
[20 empty] | 2020-12-10 17:00 | 8250 | 12 | 10 | 18 | 0 | 0 | 14.694 | 33677.8 | 0 | 0 | 0 | 0 | 0 | 0 | 0 | 14.694 | 33677.8 | 0 | 0 | 0 | 0 | 0 | 0 | 0 | 14.694 | 33677.8 | 0 | 0 | 0 | 0 | 0 | 0 | 0 | 14.694 | 14.694 | 14.694
[20 empty] | 2020-12-10 18:00 | 8251 | 12 | 10 | 19 | 0 | 0 | 13.7827 | 33824.4 | 0 | 0 | 0 | 0 | 0 | 0 | 0 | 13.7827 | 33824.4 | 0 | 0 | 0 | 0 | 0 | 0 | 0 | 13.7827 | 33824.4 | 0 | 0 | 0 | 0 | 0 | 0 | 0 | 13.7827 | 13.7827 | 13.7827
[20 empty] | 2020-12-10 19:00 | 8252 | 12 | 10 | 20 | 0 | 0 | 10.3847 | 33824.4 | 0 | 0 | 0 | 0 | 0 | 0 | 0 | 10.3847 | 33824.4 | 0 | 0 | 0 | 0 | 0 | 0 | 0 | 10.3847 | 33824.4 | 0 | 0 | 0 | 0 | 0 | 0 | 0 | 10.3847 | 10.3847 | 10.3847
[20 empty] | 2020-12-10 20:00 | 8253 | 12 | 10 | 21 | 0 | 0 | 8.8655 | 11608.9 | 0 | 0 | 0 | 0 | 0 | 0 | 0 | 8.8655 | 11608.9 | 0 | 0 | 0 | 0 | 0 | 0 | 0 | 8.8655 | 11608.9 | 0 | 0 | 0 | 0 | 0 | 0 | 0 | 8.8655 | 8.8655 | 8.8655
[20 empty] | 2020-12-10 21:00 | 8254 | 12 | 10 | 22 | 0 | 0 | 7.3463 | 11682.2 | 0 | 0 | 0 | 0 | 0 | 0 | 0 | 7.3463 | 11682.2 | 0 | 0 | 0 | 0 | 0 | 0 | 0 | 7.3463 | 11682.2 | 0 | 0 | 0 | 0 | 0 | 0 | 0 | 7.3463 | 7.3463 | 7.3463
[20 empty] | 2020-12-10 22:00 | 8255 | 12 | 10 | 23 | 0 | 0 | 7.3463 | 11682.2 | 0 | 0 | 0 | 0 | 0 | 0 | 0 | 7.3463 | 11682.2 | 0 | 0 | 0 | 0 | 0 | 0 | 0 | 7.3463 | 11682.2 | 0 | 0 | 0 | 0 | 0 | 0 | 0 | 7.3463 | 7.3463 | 7.3463
[20 empty] | 2020-12-10 23:00 | 8256 | 12 | 10 | 24 | 0 | 0 | 7.3463 | 11755.5 | 0 | 0 | 0 | 0 | 0 | 0 | 0 | 7.3463 | 11755.5 | 0 | 0 | 0 | 0 | 0 | 0 | 0 | 7.3463 | 11755.5 | 0 | 0 | 0 | 0 | 0 | 0 | 0 | 7.3463 | 7.3463 | 7.3463
[20 empty] | 2020-12-11 | 8257 | 12 | 11 | 1 | 0 | 0 | 7.7516 | 11755.5 | 0 | 0 | 0 | 0 | 0 | 0 | 0 | 7.7516 | 11755.5 | 0 | 0 | 0 | 0 | 0 | 0 | 0 | 7.7516 | 11755.5 | 0 | 0 | 0 | 0 | 0 | 0 | 0 | 7.7516 | 7.7516 | 7.7516
[20 empty] | 2020-12-11 01:00 | 8258 | 12 | 11 | 2 | 0 | 0 | 8.9057 | 11755.5 | 0 | 0 | 0 | 0 | 0 | 0 | -433.522 | 8.9684 | 11755.5 | 0 | 0 | 0 | 0 | 0 | 0 | -433.526 | 9.038 | 11755.5 | 0 | 0 | 0 | 0 | 0 | 0 | -433.57 | 8.9057 | 8.9684 | 9.038
[20 empty] | 2020-12-11 02:00 | 8259 | 12 | 11 | 3 | 0 | 0 | 8.9057 | 11755.5 | 0 | 0 | 0 | 0 | 0 | 0 | -797.911 | 8.9684 | 11755.5 | 0 | 0 | 0 | 0 | 0 | 0 | -797.911 | 9.038 | 11755.5 | 0 | 0 | 0 | 0 | 0 | 0 | -797.952 | 8.9057 | 8.9684 | 9.038
[20 empty] | 2020-12-11 03:00 | 8260 | 12 | 11 | 4 | 0 | 0 | 8.9057 | 11828.9 | 0 | 0 | 0 | 0 | 0 | 0 | -1161.31 | 8.9684 | 11828.9 | 0 | 0 | 0 | 0 | 0 | 0 | -1161.31 | 9.038 | 11828.9 | 0 | 0 | 0 | 0 | 0 | 0 | -1161.35 | 8.9057 | 8.9684 | 9.038
[20 empty] | 2020-12-11 04:00 | 8261 | 12 | 11 | 5 | 0 | 0 | 8.9057 | 11828.9 | 0 | 0 | 0 | 0 | 0 | 0 | -1442.56 | 8.9684 | 11828.9 | 0 | 0 | 0 | 0 | 0 | 0 | -1442.56 | 9.038 | 11828.9 | 0 | 0 | 0 | 0 | 0 | 0 | -1442.6 | 8.9057 | 8.9684 | 9.038
[20 empty] | 2020-12-11 05:00 | 8262 | 12 | 11 | 6 | 0 | 0 | 8.9057 | 11828.9 | 0 | 0 | 0 | 0 | 0 | 0 | -1691.13 | 8.9684 | 11828.9 | 0 | 0 | 0 | 0 | 0 | 0 | -1691.13 | 9.038 | 11828.9 | 0 | 0 | 0 | 0 | 0 | 0 | -1691.17 | 8.9057 | 8.9684 | 9.038
[20 empty] | 2020-12-11 06:00 | 8263 | 12 | 11 | 7 | 0 | 0 | 8.9057 | 11828.9 | 0 | 0 | 0 | 0 | 0 | 0 | -1930.38 | 8.9684 | 11828.9 | 0 | 0 | 0 | 0 | 0 | 0 | -1930.38 | 9.038 | 11828.9 | 0 | 0 | 0 | 0 | 0 | 0 | -1930.42 | 8.9057 | 8.9684 | 9.038
[20 empty] | 2020-12-11 07:00 | 8264 | 12 | 11 | 8 | 7184.676 | 7.1847 | 8.8625 | 11828.9 | 0 | 0 | 0 | 0 | 0 | 0 | -2148.1 | 8.9149 | 11828.9 | 0 | 0 | 0 | 0 | 0 | 0 | -2148.1 | 8.9748 | 11828.9 | 0 | 0 | 0 | 0 | 0 | 0 | -2148.14 | 1.6778 | 1.7303 | 1.7902
[20 empty] | 2020-12-11 08:00 | 8265 | 12 | 11 | 9 | 81067.963 | 81.068 | 8.6424 | 11682.2 | 0 | 0 | 0 | 0 | 0 | 0 | -2265.18 | 8.6997 | 11682.2 | 0 | 0 | 0 | 0 | 0 | 0 | -2265.18 | 8.7631 | 11682.2 | 0 | 0 | 0 | 0 | 0 | 0 | -2265.22 | -72.4256 | -72.3682 | -72.3049
[20 empty] | 2020-12-11 09:00 | 8266 | 12 | 11 | 10 | 147616.072 | 147.6161 | 8.6278 | 11535.5 | 0 | 0 | 0 | 0 | 0 | 0 | -2344.63 | 8.6846 | 11535.5 | 0 | 0 | 0 | 0 | 0 | 0 | -2344.63 | 8.7542 | 11535.5 | 0 | 0 | 0 | 0 | 0 | 0 | -2344.67 | -138.9883 | -138.9314 | -138.8618
[20 empty] | 2020-12-11 10:00 | 8267 | 12 | 11 | 11 | 191479.109 | 191.4791 | 8.6222 | 11535.5 | 0 | 0 | 0 | 0 | 0 | 0 | -2483.65 | 8.6846 | 11535.5 | 0 | 0 | 0 | 0 | 0 | 0 | -2483.65 | 8.7542 | 11535.5 | 0 | 0 | 0 | 0 | 0 | 0 | -2483.68 | -182.8569 | -182.7945 | -182.7249
[20 empty] | 2020-12-11 11:00 | 8268 | 12 | 11 | 12 | 209738.284 | 209.7383 | 8.6249 | 11242.2 | 0 | 0 | 0 | 0 | 0 | 0 | -2413.67 | 8.6846 | 11242.2 | 0 | 0 | 0 | 0 | 0 | 0 | -2413.67 | 8.7542 | 11242.2 | 0 | 0 | 0 | 0 | 0 | 0 | -2413.69 | -201.1134 | -201.0536 | -200.9841
[20 empty] | 2020-12-11 12:00 | 8269 | 12 | 11 | 13 | 204786.191 | 204.7862 | 8.6353 | 11242.2 | 0 | 0 | 0 | 0 | 0 | 0 | -2470.93 | 8.6902 | 11242.2 | 0 | 0 | 0 | 0 | 0 | 0 | -2470.93 | 8.7542 | 11242.2 | 0 | 0 | 0 | 0 | 0 | 0 | -2470.96 | -196.1509 | -196.096 | -196.032
[20 empty] | 2020-12-11 13:00 | 8270 | 12 | 11 | 14 | 175750.511 | 175.7505 | 8.6621 | 11242.2 | 0 | 0 | 0 | 0 | 0 | 0 | -2509.81 | 8.7031 | 11242.2 | 0 | 0 | 0 | 0 | 0 | 0 | -2509.81 | 8.7671 | 11242.2 | 0 | 0 | 0 | 0 | 0 | 0 | -2509.84 | -167.0884 | -167.0474 | -166.9834
[20 empty] | 2020-12-11 14:00 | 8271 | 12 | 11 | 15 | 121139.817 | 121.1398 | 8.6438 | 11388.9 | 0 | 0 | 0 | 0 | 0 | 0 | -2631.07 | 8.7014 | 11388.9 | 0 | 0 | 0 | 0 | 0 | 0 | -2631.07 | 8.7649 | 11388.9 | 0 | 0 | 0 | 0 | 0 | 0 | -2631.11 | -112.496 | -112.4385 | -112.3749
[20 empty] | 2020-12-11 15:00 | 8272 | 12 | 11 | 16 | 36021.827 | 36.0218 | 8.7496 | 11388.9 | 0 | 0 | 0 | 0 | 0 | 0 | -2665.76 | 8.7896 | 11388.9 | 0 | 0 | 0 | 0 | 0 | 0 | -2665.76 | 8.8408 | 11388.9 | 0 | 0 | 0 | 0 | 0 | 0 | -2665.79 | -27.2722 | -27.2322 | -27.181
[20 empty] | 2020-12-11 16:00 | 8273 | 12 | 11 | 17 | 0 | 0 | 8.9057 | 11388.9 | 0 | 0 | 0 | 0 | 0 | 0 | -2708.8 | 8.9684 | 11388.9 | 0 | 0 | 0 | 0 | 0 | 0 | -2708.8 | 9.038 | 11388.9 | 0 | 0 | 0 | 0 | 0 | 0 | -2708.83 | 8.9057 | 8.9684 | 9.038
[20 empty] | 2020-12-11 17:00 | 8274 | 12 | 11 | 18 | 0 | 0 | 8.9057 | 11535.5 | 0 | 0 | 0 | 0 | 0 | 0 | -2851.09 | 8.9684 | 11535.5 | 0 | 0 | 0 | 0 | 0 | 0 | -2851.09 | 9.038 | 11535.5 | 0 | 0 | 0 | 0 | 0 | 0 | -2851.12 | 8.9057 | 8.9684 | 9.038
[20 empty] | 2020-12-11 18:00 | 8275 | 12 | 11 | 19 | 0 | 0 | 8.9057 | 11462.2 | 0 | 0 | 0 | 0 | 0 | 0 | -2867.31 | 8.9684 | 11462.2 | 0 | 0 | 0 | 0 | 0 | 0 | -2867.31 | 9.038 | 11462.2 | 0 | 0 | 0 | 0 | 0 | 0 | -2867.33 | 8.9057 | 8.9684 | 9.038
[20 empty] | 2020-12-11 19:00 | 8276 | 12 | 11 | 20 | 0 | 0 | 8.9057 | 11462.2 | 0 | 0 | 0 | 0 | 0 | 0 | -2951.25 | 8.9684 | 11462.2 | 0 | 0 | 0 | 0 | 0 | 0 | -2951.26 | 9.038 | 11462.2 | 0 | 0 | 0 | 0 | 0 | 0 | -2951.22 | 8.9057 | 8.9684 | 9.038
[20 empty] | 2020-12-11 20:00 | 8277 | 12 | 11 | 21 | 0 | 0 | 8.9057 | 11682.2 | 0 | 0 | 0 | 0 | 0 | 0 | -3408.88 | 8.9684 | 11682.2 | 0 | 0 | 0 | 0 | 0 | 0 | -3408.89 | 9.038 | 11682.2 | 0 | 0 | 0 | 0 | 0 | 0 | -3408.85 | 8.9057 | 8.9684 | 9.038
[20 empty] | 2020-12-11 21:00 | 8278 | 12 | 11 | 22 | 0 | 0 | 8.9057 | 11608.9 | 0 | 0 | 0 | 0 | 0 | 0 | -3550.47 | 8.9684 | 11608.9 | 0 | 0 | 0 | 0 | 0 | 0 | -3550.48 | 9.038 | 11608.9 | 0 | 0 | 0 | 0 | 0 | 0 | -3550.46 | 8.9057 | 8.9684 | 9.038
[20 empty] | 2020-12-11 22:00 | 8279 | 12 | 11 | 23 | 0 | 0 | 8.9057 | 11608.9 | 0 | 0 | 0 | 0 | 0 | 0 | -3757.7 | 8.9684 | 11608.9 | 0 | 0 | 0 | 0 | 0 | 0 | -3757.71 | 9.038 | 11608.9 | 0 | 0 | 0 | 0 | 0 | 0 | -3757.69 | 8.9057 | 8.9684 | 9.038
[20 empty] | 2020-12-11 23:00 | 8280 | 12 | 11 | 24 | 0 | 0 | 8.9057 | 125176 | 0 | 0 | 0 | 113421 | 113.421 | 0 | -4106.45 | 8.9684 | 11755.5 | 0 | 0 | 0 | 0 | 0 | 0 | -4144.95 | 9.038 | 11755.5 | 0 | 0 | 0 | 0 | 0 | 0 | -4224.39 | 8.9057 | 8.9684 | 9.038
[20 empty] | 2020-12-12 | 8281 | 12 | 12 | 1 | 0 | 0 | 8.9057 | 42056.3 | 0 | 0 | 0 | 30227.5 | 30.2275 | 0 | -4530.29 | 8.9684 | 131571 | 0 | 0 | 0 | 119742 | 119.742 | 0 | -4566.15 | 9.038 | 136612 | 0 | 0 | 0 | 124783 | 124.783 | 0 | -4639.71 | 8.9057 | 8.9684 | 9.038
[20 empty] | 2020-12-12 01:00 | 8282 | 12 | 12 | 2 | 0 | 0 | 8.9057 | 40270.5 | 0 | 0 | 0 | 28441.7 | 28.4417 | 0 | -4844.29 | 8.9684 | 41507.1 | 0 | 0 | 0 | 29678.2 | 29.6782 | 0 | -4878.23 | 9.038 | 42921.4 | 0 | 0 | 0 | 31092.6 | 31.0926 | 0 | -4947.43 | 8.9057 | 8.9684 | 9.038
[20 empty] | 2020-12-12 02:00 | 8283 | 12 | 12 | 3 | 0 | 0 | 8.9057 | 40606.3 | 0 | 0 | 0 | 28777.5 | 28.7775 | 0 | -5121.11 | 8.9684 | 41841.2 | 0 | 0 | 0 | 30012.3 | 30.0123 | 0 | -5153.75 | 9.038 | 43474.9 | 0 | 0 | 0 | 31646 | 31.646 | 0 | -5474.41 | 8.9057 | 8.9684 | 9.038
[20 empty] | 2020-12-12 03:00 | 8284 | 12 | 12 | 4 | 0 | 0 | 8.9057 | 40951.5 | 0 | 0 | 0 | 29122.6 | 29.1226 | 0 | -5421.02 | 8.9684 | 42185.1 | 0 | 0 | 0 | 30356.2 | 30.3562 | 0 | -5452.65 | 9.038 | 44189.5 | 0 | 0 | 0 | 32360.7 | 32.3607 | 0 | -6111.05 | 8.9057 | 8.9684 | 9.038
[20 empty] | 2020-12-12 04:00 | 8285 | 12 | 12 | 5 | 0 | 0 | 8.9057 | 41271.8 | 0 | 0 | 0 | 29443 | 29.443 | 0 | -5684.95 | 8.9684 | 42652.4 | 0 | 0 | 0 | 30823.5 | 30.8235 | 0 | -5884.41 | 9.038 | 45187.4 | 0 | 0 | 0 | 33358.6 | 33.3586 | 0 | -7033.56 | 8.9057 | 8.9684 | 9.038
[20 empty] | 2020-12-12 05:00 | 8286 | 12 | 12 | 6 | 0 | 0 | 8.9057 | 43909.4 | 0 | 0 | 0 | 32007.3 | 32.0073 | 0 | -6026.07 | 8.9684 | 45789.8 | 0 | 0 | 0 | 33887.6 | 33.8876 | 0 | -6603.32 | 9.038 | 49070.2 | 0 | 0 | 0 | 37168 | 37.168 | 0 | -8286.06 | 8.9057 | 8.9684 | 9.038
[20 empty] | 2020-12-12 06:00 | 8287 | 12 | 12 | 7 | 0 | 0 | 8.9057 | 42193.2 | 0 | 0 | 0 | 30291 | 30.291 | 0 | -6447.31 | 8.9684 | 44492.5 | 0 | 0 | 0 | 32590.3 | 32.5903 | 0 | -7509.74 | 9.038 | 48467.1 | 0 | 0 | 0 | 36564.9 | 36.5649 | 0 | -9953.98 | 8.9057 | 8.9684 | 9.038
[20 empty] | 2020-12-12 07:00 | 8288 | 12 | 12 | 8 | 7435.938 | 7.4359 | 8.8633 | 42778.4 | 0 | 0 | 0 | 30876.2 | 30.8762 | 0 | -6972.05 | 8.9159 | 45504.7 | 0 | 0 | 0 | 33602.6 | 33.6026 | 0 | -8357.64 | 8.976 | 50468.9 | 0 | 0 | 0 | 38566.7 | 38.5667 | 0 | -11672.6 | 1.4273 | 1.48 | 1.54
[20 empty] | 2020-12-12 08:00 | 8289 | 12 | 12 | 9 | 50628.007 | 50.628 | 8.6439 | 11682.2 | 0 | 0 | 0 | 0 | 0 | 0 | -7469.33 | 8.7016 | 40742.3 | 0 | 0 | 0 | 29060.1 | 29.0601 | 0 | -8785.47 | 8.7654 | 43078.6 | 0 | 0 | 0 | 31396.4 | 31.3964 | 0 | -11254.4 | -41.9841 | -41.9264 | -41.8626
[20 empty] | 2020-12-12 09:00 | 8290 | 12 | 12 | 10 | 119818.73 | 119.8187 | 8.6284 | 11535.5 | 0 | 0 | 0 | 0 | 0 | 0 | -7474.2 | 8.6846 | 40520.5 | 0 | 0 | 0 | 28984.9 | 28.9849 | 0 | -8529.29 | 8.7542 | 44248 | 0 | 0 | 0 | 32712.4 | 32.7124 | 0 | -10117.5 | -111.1903 | -111.1341 | -111.0645
[20 empty] | 2020-12-12 10:00 | 8291 | 12 | 12 | 11 | 197661.562 | 197.6616 | 8.622 | 119499 | 0 | 0 | 0 | 107963 | 107.963 | 0 | -7909.96 | 8.6846 | 44400 | 0 | 0 | 0 | 32864.5 | 32.8645 | 0 | -8554.59 | 8.7542 | 48346.6 | 0 | 0 | 0 | 36811.1 | 36.8111 | 0 | -9616.44 | -189.0396 | -188.9769 | -188.9073
[20 empty] | 2020-12-12 11:00 | 8292 | 12 | 12 | 12 | 215451.12 | 215.4511 | 8.6224 | 41711.9 | 0 | 0 | 0 | 30249.7 | 30.2497 | 0 | -8256.84 | 8.6846 | 43382 | 0 | 0 | 0 | 31919.8 | 31.9198 | 0 | -8714.78 | 8.7542 | 45533.3 | 0 | 0 | 0 | 34071.1 | 34.0711 | 0 | -9440.67 | -206.8287 | -206.7665 | -206.6969
[20 empty] | 2020-12-12 12:00 | 8293 | 12 | 12 | 13 | 210119.475 | 210.1195 | 8.622 | 41886.3 | 0 | 0 | 0 | 30497.4 | 30.4974 | 0 | -8422.07 | 8.6846 | 43411 | 0 | 0 | 0 | 32022.1 | 32.0221 | 0 | -8777.35 | 8.7542 | 45146.6 | 0 | 0 | 0 | 33757.7 | 33.7577 | 0 | -9142.93 | -201.4975 | -201.4348 | -201.3652
[20 empty] | 2020-12-12 13:00 | 8294 | 12 | 12 | 14 | 182470.96 | 182.471 | 8.622 | 44339.6 | 0 | 0 | 0 | 32950.7 | 32.9507 | 0 | -8670.04 | 8.6846 | 45909.9 | 0 | 0 | 0 | 34521 | 34.521 | 0 | -8976.55 | 8.7542 | 47627.7 | 0 | 0 | 0 | 36238.8 | 36.2388 | 0 | -9293.16 | -173.849 | -173.7863 | -173.7167
[20 empty] | 2020-12-12 14:00 | 8295 | 12 | 12 | 15 | 127584.62 | 127.5846 | 8.6261 | 44488.7 | 0 | 0 | 0 | 33099.8 | 33.0998 | 0 | -8756.33 | 8.6846 | 45993.5 | 0 | 0 | 0 | 34604.6 | 34.6046 | 0 | -9004.69 | 8.7542 | 47646.9 | 0 | 0 | 0 | 36258 | 36.258 | 0 | -9264.35 | -118.9586 | -118.9 | -118.8304
[20 empty] | 2020-12-12 15:00 | 8296 | 12 | 12 | 16 | 53914.305 | 53.9143 | 8.6377 | 47140.5 | 0 | 0 | 0 | 35678.2 | 35.6782 | 0 | -9173.57 | 8.6934 | 48748.8 | 0 | 0 | 0 | 37286.6 | 37.2866 | 0 | -9424.21 | 8.7548 | 50648.3 | 0 | 0 | 0 | 39186.1 | 39.1861 | 0 | -9833.23 | -45.2766 | -45.221 | -45.1595
[20 empty] | 2020-12-12 16:00 | 8297 | 12 | 12 | 17 | 0 | 0 | 8.9057 | 45451 | 0 | 0 | 0 | 33988.8 | 33.9888 | 0 | -9599.67 | 8.9684 | 46995.3 | 0 | 0 | 0 | 35533 | 35.533 | 0 | -9911.74 | 9.038 | 49296.2 | 0 | 0 | 0 | 37833.9 | 37.8339 | 0 | -10878.2 | 8.9057 | 8.9684 | 9.038
[20 empty] | 2020-12-12 17:00 | 8298 | 12 | 12 | 18 | 0 | 0 | 8.9057 | 53349.4 | 0 | 0 | 0 | 41667.2 | 41.6672 | 0 | -10730 | 8.9684 | 55676.9 | 0 | 0 | 0 | 43994.7 | 43.9947 | 0 | -11508.3 | 9.038 | 59610.5 | 0 | 0 | 0 | 47928.3 | 47.9283 | 0 | -13696.5 | 8.9057 | 8.9684 | 9.038
[20 empty] | 2020-12-12 18:00 | 8299 | 12 | 12 | 19 | 0 | 0 | 8.9057 | 47877.9 | 0 | 0 | 0 | 36195.7 | 36.1957 | 0 | -11589.7 | 8.9684 | 50377.1 | 0 | 0 | 0 | 38694.9 | 38.6949 | 0 | -12812.2 | 9.038 | 54833.8 | 0 | 0 | 0 | 43151.6 | 43.1516 | 0 | -15635.2 | 8.9057 | 8.9684 | 9.038
[20 empty] | 2020-12-12 19:00 | 8300 | 12 | 12 | 20 | 0 | 0 | 8.9057 | 51611.8 | 0 | 0 | 0 | 39856.3 | 39.8563 | 0 | -12979.3 | 8.9684 | 54879.5 | 0 | 0 | 0 | 43123.9 | 43.1239 | 0 | -14792.3 | 9.038 | 60070.8 | 0 | 0 | 0 | 48315.3 | 48.3153 | 0 | -18088.2 | 8.9057 | 8.9684 | 9.038
[20 empty] | 2020-12-12 20:00 | 8301 | 12 | 12 | 21 | 0 | 0 | 8.9057 | 45665.4 | 0 | 0 | 0 | 34056.6 | 34.0566 | 0 | -13377.3 | 8.9684 | 48897 | 0 | 0 | 0 | 37288.1 | 37.2881 | 0 | -15356 | 9.038 | 53844.5 | 0 | 0 | 0 | 42235.6 | 42.2356 | 0 | -18665.2 | 8.9057 | 8.9684 | 9.038
[20 empty] | 2020-12-12 21:00 | 8302 | 12 | 12 | 22 | 0 | 0 | 8.9057 | 50925.1 | 0 | 0 | 0 | 39316.3 | 39.3163 | 0 | -14252.9 | 8.9684 | 54793.3 | 0 | 0 | 0 | 43184.4 | 43.1844 | 0 | -16630.5 | 9.038 | 60169 | 0 | 0 | 0 | 48560.1 | 48.5601 | 0 | -20122.7 | 8.9057 | 8.9684 | 9.038
[20 empty] | 2020-12-12 22:00 | 8303 | 12 | 12 | 23 | 0 | 0 | 8.9057 | 52215.2 | 0 | 0 | 0 | 40606.3 | 40.6063 | 0 | -15427.8 | 8.9684 | 56399.3 | 0 | 0 | 0 | 44790.4 | 44.7904 | 0 | -18030.9 | 9.038 | 61915.6 | 0 | 0 | 0 | 50306.8 | 50.3068 | 0 | -21621.7 | 8.9057 | 8.9684 | 9.038
[20 empty] | 2020-12-12 23:00 | 8304 | 12 | 12 | 24 | 0 | 0 | 8.9057 | 50733.9 | 0 | 0 | 0 | 39198.4 | 39.1984 | 0 | -15919 | 8.9684 | 54929 | 0 | 0 | 0 | 43393.5 | 43.3935 | 0 | -18593.9 | 9.038 | 60392.8 | 0 | 0 | 0 | 48857.3 | 48.8573 | 0 | -22241.8 | 8.9057 | 8.9684 | 9.038
[20 empty] | 2020-12-13 | 8305 | 12 | 13 | 1 | 0 | 0 | 8.5004 | 40318.9 | 0 | 0 | 0 | 29296.7 | 29.2967 | 0 | -14097 | 8.5631 | 42214.1 | 0 | 0 | 0 | 31191.8 | 31.1918 | 0 | -16051.7 | 8.6326 | 44529.7 | 0 | 0 | 0 | 33507.4 | 33.5074 | 0 | -18930.1 | 8.5004 | 8.5631 | 8.6326
[20 empty] | 2020-12-13 01:00 | 8306 | 12 | 13 | 2 | 0 | 0 | 8.5004 | 46191.5 | 0 | 0 | 0 | 35169.3 | 35.1693 | 0 | -14608.8 | 8.5631 | 50707.8 | 0 | 0 | 0 | 39685.6 | 39.6856 | 0 | -16619.9 | 8.6326 | 57152 | 0 | 0 | 0 | 46129.8 | 46.1298 | 0 | -19539 | 8.5004 | 8.5631 | 8.6326
[20 empty] | 2020-12-13 02:00 | 8307 | 12 | 13 | 3 | 0 | 0 | 8.5004 | 43744.6 | 0 | 0 | 0 | 32942.3 | 32.9423 | 0 | -14049.9 | 8.5631 | 46695.7 | 0 | 0 | 0 | 35893.4 | 35.8934 | 0 | -15777.4 | 8.6326 | 50786.7 | 0 | 0 | 0 | 39984.4 | 39.9844 | 0 | -18387.9 | 8.5004 | 8.5631 | 8.6326
[20 empty] | 2020-12-13 03:00 | 8308 | 12 | 13 | 4 | 0 | 0 | 8.5004 | 50442.3 | 0 | 0 | 0 | 39640 | 39.64 | 0 | -14394.9 | 8.5631 | 53713.3 | 0 | 0 | 0 | 42911 | 42.911 | 0 | -16176.8 | 8.6326 | 58188.7 | 0 | 0 | 0 | 47386.4 | 47.3864 | 0 | -18878.7 | 8.5004 | 8.5631 | 8.6326
[20 empty] | 2020-12-13 04:00 | 8309 | 12 | 13 | 5 | 0 | 0 | 31.8015 | 859052 | 11.398 | 38.89 | 0 | 848250 | 848.25 | 87097 | -772936 | 33.8215 | 922124 | 12.1084 | 41.3139 | 0 | 911322 | 911.322 | 92525.1 | -832645 | 35.9811 | 990820 | 12.7662 | 43.5583 | 0 | 980017 | 980.017 | 97551.8 | -897473 | 31.8015 | 33.8215 | 35.9811
[20 empty] | 2020-12-13 05:00 | 8310 | 12 | 13 | 6 | 0 | 0 | 37.6541 | 867258 | 15.3685 | 52.4373 | 0 | 856456 | 856.456 | 117436 | -758985 | 40.7632 | 928956 | 17.103 | 58.3554 | 0 | 918154 | 918.154 | 130691 | -816159 | 44.169 | 996336 | 19.0452 | 64.9822 | 0 | 985533 | 985.533 | 145532 | -878509 | 37.6541 | 40.7632 | 44.169
[20 empty] | 2020-12-13 06:00 | 8311 | 12 | 13 | 7 | 0 | 0 | 41.0288 | 883197 | 16.4968 | 56.2871 | 0 | 850180 | 850.18 | 126059 | -756483 | 44.3863 | 944157 | 18.4609 | 62.9886 | 0 | 911139 | 911.139 | 141067 | -813231 | 47.9843 | 1010170 | 20.6065 | 70.3094 | 0 | 977153 | 977.153 | 157463 | -874593 | 41.0288 | 44.3863 | 47.9843
[20 empty] | 2020-12-13 07:00 | 8312 | 12 | 13 | 8 | 1691.382 | 1.6914 | 99.6637 | 953023 | 0.93875 | 3.203 | 0 | 870296 | 870.296 | 7173.32 | -775394 | 101.078 | 1016060 | 1.0431 | 3.5592 | 0 | 933330 | 933.33 | 7970.95 | -834360 | 102.745 | 1083320 | 1.1744 | 4.007 | 0 | 1000600 | 1000.6 | 8973.92 | -897047 | 97.9723 | 99.3866 | 101.0536
[20 empty] | 2020-12-13 08:00 | 8313 | 12 | 13 | 9 | 45023.574 | 45.0236 | 132.51 | 1055150 | 1.114 | 3.801 | 0 | 972281 | 972.281 | 8512.51 | -881529 | 133.477 | 1118040 | 1.2353 | 4.2149 | 0 | 1035170 | 1035.17 | 9439.54 | -940702 | 134.593 | 1184740 | 1.3671 | 4.6644 | 0 | 1101870 | 1101.87 | 10446.2 | -1003130 | 87.4864 | 88.4534 | 89.5694
[20 empty] | 2020-12-13 09:00 | 8314 | 12 | 13 | 10 | 67743.946 | 67.7439 | 136.124 | 1007180 | 1.1091 | 3.7841 | 0 | 949233 | 949.233 | 8474.7 | -860874 | 136.515 | 1063380 | 1.2245 | 4.1779 | 0 | 1005440 | 1005.44 | 9356.59 | -913012 | 137.148 | 1124290 | 1.358 | 4.6336 | 0 | 1066350 | 1066.35 | 10377.2 | -969268 | 68.3801 | 68.7711 | 69.4041
[20 empty] | 2020-12-13 10:00 | 8315 | 12 | 13 | 11 | 127185.643 | 127.1856 | 132.93 | 984631 | 1.108 | 3.7805 | 0 | 926688 | 926.688 | 8466.67 | -835459 | 133.77 | 1040040 | 1.2199 | 4.1623 | 0 | 982096 | 982.096 | 9321.69 | -886610 | 134.859 | 1099840 | 1.3501 | 4.6064 | 0 | 1041890 | 1041.89 | 10316.3 | -941412 | 5.7444 | 6.5844 | 7.6734
[20 empty] | 2020-12-13 11:00 | 8316 | 12 | 13 | 12 | 204342.034 | 204.342 | 112.068 | 1038510 | 1.108 | 3.7805 | 0 | 911855 | 911.855 | 8466.67 | -819577 | 112.941 | 1092460 | 1.2199 | 4.1623 | 0 | 965800 | 965.8 | 9321.69 | -869005 | 114.188 | 1149980 | 1.3458 | 4.5918 | 0 | 1023320 | 1023.32 | 10283.7 | -921360 | -92.274 | -91.401 | -90.154
[20 empty] | 2020-12-13 12:00 | 8317 | 12 | 13 | 13 | 198610.331 | 198.6103 | 135.218 | 989144 | 1.108 | 3.7805 | 0 | 862485 | 862.485 | 8466.67 | -767568 | 136.151 | 1039400 | 1.2199 | 4.1623 | 0 | 912742 | 912.742 | 9321.69 | -813078 | 137.477 | 1092070 | 1.3412 | 4.5762 | 0 | 965409 | 965.409 | 10248.6 | -860260 | -63.3923 | -62.4593 | -61.1333
[20 empty] | 2020-12-13 13:00 | 8318 | 12 | 13 | 14 | 171484.45 | 171.4845 | 87.4002 | 936183 | 1.108 | 3.7805 | 0 | 842340 | 842.34 | 8466.62 | -748132 | 88.3276 | 982261 | 1.2183 | 4.1567 | 0 | 888417 | 888.417 | 9309.24 | -789231 | 89.4293 | 1031970 | 1.3412 | 4.5761 | 0 | 938125 | 938.125 | 10248.5 | -833403 | -84.0843 | -83.1569 | -82.0552
[20 empty] | 2020-12-13 14:00 | 8319 | 12 | 13 | 15 | 117772.34 | 117.7723 | 84.0447 | 874527 | 1.1072 | 3.7777 | 0 | 816804 | 816.804 | 8460.41 | -723433 | 84.4336 | 917757 | 1.2174 | 4.1537 | 0 | 860035 | 860.035 | 9302.44 | -761773 | 85.4851 | 964562 | 1.3402 | 4.5728 | 0 | 906839 | 906.839 | 10241.1 | -803128 | -33.7276 | -33.3387 | -32.2872
[20 empty] | 2020-12-13 15:00 | 8320 | 12 | 13 | 16 | 48143.29 | 48.1433 | 73.0111 | 878427 | 1.1076 | 3.7791 | 0 | 820704 | 820.704 | 8463.45 | -724093 | 73.8008 | 921417 | 1.2178 | 4.1552 | 0 | 863694 | 863.694 | 9305.75 | -761981 | 74.8642 | 967633 | 1.3407 | 4.5744 | 0 | 909910 | 909.91 | 10244.7 | -802502 | 24.8678 | 25.6575 | 26.7209
[20 empty] | 2020-12-13 16:00 | 8321 | 12 | 13 | 17 | 0 | 0 | 74.8587 | 831734 | 1.108 | 3.7804 | 0 | 798863 | 798.863 | 8466.49 | -701871 | 76.2732 | 872975 | 1.2182 | 4.1566 | 0 | 840104 | 840.104 | 9309.09 | -738042 | 77.8464 | 917726 | 1.3412 | 4.576 | 0 | 884855 | 884.855 | 10248.4 | -777048 | 74.8587 | 76.2732 | 77.8464
[20 empty] | 2020-12-13 17:00 | 8322 | 12 | 13 | 18 | 0 | 0 | 14.694 | 33164.4 | 0 | 0 | 0 | 0 | 0 | 0 | 0 | 14.694 | 33164.4 | 0 | 0 | 0 | 0 | 0 | 0 | 0 | 14.694 | 33164.4 | 0 | 0 | 0 | 0 | 0 | 0 | 0 | 14.694 | 14.694 | 14.694
[20 empty] | 2020-12-13 18:00 | 8323 | 12 | 13 | 19 | 0 | 0 | 13.7827 | 33091 | 0 | 0 | 0 | 0 | 0 | 0 | 0 | 13.7827 | 33091 | 0 | 0 | 0 | 0 | 0 | 0 | 0 | 13.7827 | 33091 | 0 | 0 | 0 | 0 | 0 | 0 | 0 | 13.7827 | 13.7827 | 13.7827
[20 empty] | 2020-12-13 19:00 | 8324 | 12 | 13 | 20 | 0 | 0 | 10.3847 | 33091 | 0 | 0 | 0 | 0 | 0 | 0 | 0 | 10.3847 | 33091 | 0 | 0 | 0 | 0 | 0 | 0 | 0 | 10.3847 | 33091 | 0 | 0 | 0 | 0 | 0 | 0 | 0 | 10.3847 | 10.3847 | 10.3847
[20 empty] | 2020-12-13 20:00 | 8325 | 12 | 13 | 21 | 0 | 0 | 8.8655 | 11022.3 | 0 | 0 | 0 | 0 | 0 | 0 | 0 | 8.8655 | 11022.3 | 0 | 0 | 0 | 0 | 0 | 0 | 0 | 8.8655 | 11022.3 | 0 | 0 | 0 | 0 | 0 | 0 | 0 | 8.8655 | 8.8655 | 8.8655
[20 empty] | 2020-12-13 21:00 | 8326 | 12 | 13 | 22 | 0 | 0 | 7.3463 | 10875.6 | 0 | 0 | 0 | 0 | 0 | 0 | 0 | 7.3463 | 10875.6 | 0 | 0 | 0 | 0 | 0 | 0 | 0 | 7.3463 | 10875.6 | 0 | 0 | 0 | 0 | 0 | 0 | 0 | 7.3463 | 7.3463 | 7.3463
[20 empty] | 2020-12-13 22:00 | 8327 | 12 | 13 | 23 | 0 | 0 | 7.3463 | 10875.6 | 0 | 0 | 0 | 0 | 0 | 0 | 0 | 7.3463 | 10875.6 | 0 | 0 | 0 | 0 | 0 | 0 | 0 | 7.3463 | 10875.6 | 0 | 0 | 0 | 0 | 0 | 0 | 0 | 7.3463 | 7.3463 | 7.3463
[20 empty] | 2020-12-13 23:00 | 8328 | 12 | 13 | 24 | 0 | 0 | 7.3463 | 11095.6 | 0 | 0 | 0 | 0 | 0 | 0 | 0 | 7.3463 | 11095.6 | 0 | 0 | 0 | 0 | 0 | 0 | 0 | 7.3463 | 11095.6 | 0 | 0 | 0 | 0 | 0 | 0 | 0 | 7.3463 | 7.3463 | 7.3463
[20 empty] | 2020-12-14 | 8329 | 12 | 14 | 1 | 0 | 0 | 7.3463 | 11095.6 | 0 | 0 | 0 | 0 | 0 | 0 | 0 | 7.3463 | 11095.6 | 0 | 0 | 0 | 0 | 0 | 0 | 0 | 7.3463 | 11095.6 | 0 | 0 | 0 | 0 | 0 | 0 | 0 | 7.3463 | 7.3463 | 7.3463
[20 empty] | 2020-12-14 01:00 | 8330 | 12 | 14 | 2 | 0 | 0 | 7.3463 | 11095.6 | 0 | 0 | 0 | 0 | 0 | 0 | 0 | 7.3463 | 11095.6 | 0 | 0 | 0 | 0 | 0 | 0 | 0 | 7.3463 | 11095.6 | 0 | 0 | 0 | 0 | 0 | 0 | 0 | 7.3463 | 7.3463 | 7.3463
[20 empty] | 2020-12-14 02:00 | 8331 | 12 | 14 | 3 | 0 | 0 | 7.3463 | 11095.6 | 0 | 0 | 0 | 0 | 0 | 0 | 0 | 7.3463 | 11095.6 | 0 | 0 | 0 | 0 | 0 | 0 | 0 | 7.3463 | 11095.6 | 0 | 0 | 0 | 0 | 0 | 0 | 0 | 7.3463 | 7.3463 | 7.3463
[20 empty] | 2020-12-14 03:00 | 8332 | 12 | 14 | 4 | 0 | 0 | 8.5004 | 11168.9 | 0 | 0 | 0 | 0 | 0 | 0 | -101.259 | 8.5631 | 11168.9 | 0 | 0 | 0 | 0 | 0 | 0 | -101.256 | 8.6326 | 11168.9 | 0 | 0 | 0 | 0 | 0 | 0 | -101.256 | 8.5004 | 8.5631 | 8.6326
[20 empty] | 2020-12-14 04:00 | 8333 | 12 | 14 | 5 | 0 | 0 | 37.8716 | 911344 | 17.3858 | 59.3203 | 0 | 900175 | 900.175 | 132852 | -730513 | 40.7264 | 969471 | 18.9332 | 64.6001 | 0 | 958302 | 958.302 | 144676 | -780338 | 43.9517 | 1032090 | 20.6712 | 70.5301 | 0 | 1020920 | 1020.92 | 157957 | -833659 | 37.8716 | 40.7264 | 43.9517
[20 empty] | 2020-12-14 05:00 | 8334 | 12 | 14 | 6 | 0 | 0 | 42.8251 | 801224 | 20.8517 | 71.146 | 0 | 789982 | 789.982 | 159336 | -689957 | 46.5837 | 852176 | 23.2367 | 79.2836 | 0 | 840934 | 840.934 | 177561 | -735707 | 50.6485 | 906178 | 25.8264 | 88.1197 | 0 | 894936 | 894.936 | 197350 | -783914 | 42.8251 | 46.5837 | 50.6485
[20 empty] | 2020-12-14 06:00 | 8335 | 12 | 14 | 7 | 0 | 0 | 45.527 | 793051 | 21.3943 | 72.9974 | 0 | 759446 | 759.446 | 163482 | -661612 | 49.2581 | 838987 | 23.785 | 81.1544 | 0 | 805382 | 805.382 | 181751 | -702493 | 53.3512 | 886980 | 26.4125 | 90.1195 | 0 | 853376 | 853.376 | 201828 | -744862 | 45.527 | 49.2581 | 53.3512
[20 empty] | 2020-12-14 07:00 | 8336 | 12 | 14 | 8 | 0 | 0 | 98.3937 | 842005 | 0.91153 | 3.1101 | 0 | 758691 | 758.691 | 6965.37 | -660417 | 99.7152 | 895880 | 1.0326 | 3.5232 | 0 | 812566 | 812.566 | 7890.33 | -709118 | 101.134 | 954445 | 1.1588 | 3.9539 | 0 | 871131 | 871.131 | 8854.95 | -761939 | 98.3937 | 99.7152 | 101.134
[20 empty] | 2020-12-14 08:00 | 8337 | 12 | 14 | 9 | 19175.568 | 19.1756 | 128.151 | 888828 | 1.1102 | 3.7881 | 0 | 805660 | 805.66 | 8483.6 | -711859 | 128.223 | 942122 | 1.2212 | 4.1666 | 0 | 858954 | 858.954 | 9331.42 | -760442 | 128.666 | 1000140 | 1.3595 | 4.6385 | 0 | 916972 | 916.972 | 10388.2 | -813236 | 108.9754 | 109.0474 | 109.4904
[20 empty] | 2020-12-14 09:00 | 8338 | 12 | 14 | 10 | 46769.372 | 46.7694 | 132.015 | 822643 | 1.1077 | 3.7796 | 0 | 764406 | 764.406 | 8464.66 | -667941 | 131.933 | 872512 | 1.2196 | 4.1613 | 0 | 814276 | 814.276 | 9319.47 | -712832 | 132.954 | 927115 | 1.3409 | 4.5751 | 0 | 868879 | 868.879 | 10246.2 | -761880 | 85.2456 | 85.1636 | 86.1846
[20 empty] | 2020-12-14 10:00 | 8339 | 12 | 14 | 11 | 50378.752 | 50.3788 | 131.518 | 782976 | 1.1079 | 3.7803 | 0 | 724739 | 724.739 | 8466.24 | -627217 | 132.359 | 829957 | 1.2182 | 4.1565 | 0 | 771721 | 771.721 | 9308.82 | -668964 | 133.556 | 880899 | 1.3411 | 4.5759 | 0 | 822663 | 822.663 | 10248.1 | -714139 | 81.1392 | 81.9802 | 83.1772
[20 empty] | 2020-12-14 11:00 | 8340 | 12 | 14 | 12 | 46802.543 | 46.8025 | 111.719 | 820919 | 1.1066 | 3.7757 | 0 | 694260 | 694.26 | 8455.89 | -599799 | 112.584 | 861328 | 1.2165 | 4.1506 | 0 | 734669 | 734.669 | 9295.62 | -635195 | 113.828 | 904855 | 1.3404 | 4.5734 | 0 | 778196 | 778.196 | 10242.5 | -673194 | 64.9165 | 65.7815 | 67.0255
[20 empty] | 2020-12-14 12:00 | 8341 | 12 | 14 | 13 | 45808.216 | 45.8082 | 134.498 | 749348 | 1.1076 | 3.7791 | 0 | 622689 | 622.689 | 8463.61 | -529649 | 135.553 | 783543 | 1.2176 | 4.1544 | 0 | 656884 | 656.884 | 9304.07 | -558920 | 136.974 | 820944 | 1.3416 | 4.5776 | 0 | 694285 | 694.285 | 10251.8 | -590833 | 88.6898 | 89.7448 | 91.1658
[20 empty] | 2020-12-14 13:00 | 8342 | 12 | 14 | 14 | 50523.566 | 50.5236 | 86.174 | 703674 | 1.086 | 3.7054 | 0 | 609476 | 609.476 | 8298.53 | -515174 | 87.2992 | 734403 | 1.2171 | 4.1529 | 0 | 640205 | 640.205 | 9300.75 | -540957 | 88.6324 | 767762 | 1.3395 | 4.5704 | 0 | 673564 | 673.564 | 10235.7 | -568850 | 35.6504 | 36.7756 | 38.1088
[20 empty] | 2020-12-14 14:00 | 8343 | 12 | 14 | 15 | 28013.702 | 28.0137 | 81.6486 | 653106 | 1.107 | 3.777 | 0 | 594942 | 594.942 | 8458.98 | -498255 | 82.5885 | 682877 | 1.2162 | 4.1496 | 0 | 624714 | 624.714 | 9293.29 | -522999 | 83.8968 | 715447 | 1.3393 | 4.5696 | 0 | 657284 | 657.284 | 10233.8 | -550013 | 53.6349 | 54.5748 | 55.8831
[20 empty] | 2020-12-14 15:00 | 8344 | 12 | 14 | 16 | 7435.915 | 7.4359 | 67.8639 | 676707 | 1.1074 | 3.7784 | 0 | 618471 | 618.471 | 8462.04 | -522261 | 68.8764 | 708378 | 1.2174 | 4.1537 | 0 | 650141 | 650.141 | 9302.39 | -548888 | 70.2092 | 742989 | 1.3397 | 4.5712 | 0 | 684752 | 684.752 | 10237.5 | -577930 | 60.428 | 61.4405 | 62.7733
[20 empty] | 2020-12-14 16:00 | 8345 | 12 | 14 | 17 | 0 | 0 | 74.4847 | 635527 | 1.1076 | 3.7792 | 0 | 602216 | 602.216 | 8463.67 | -509700 | 75.8854 | 669184 | 1.2176 | 4.1545 | 0 | 635873 | 635.873 | 9304.17 | -538342 | 77.4519 | 705942 | 1.3416 | 4.5776 | 0 | 672631 | 672.631 | 10251.9 | -569565 | 74.4847 | 75.8854 | 77.4519
[20 empty] | 2020-12-14 17:00 | 8346 | 12 | 14 | 18 | 0 | 0 | 14.694 | 33311 | 0 | 0 | 0 | 0 | 0 | 0 | 0 | 14.694 | 33311 | 0 | 0 | 0 | 0 | 0 | 0 | 0 | 14.694 | 33311 | 0 | 0 | 0 | 0 | 0 | 0 | 0 | 14.694 | 14.694 | 14.694
[20 empty] | 2020-12-14 18:00 | 8347 | 12 | 14 | 19 | 0 | 0 | 13.7827 | 33311 | 0 | 0 | 0 | 0 | 0 | 0 | 0 | 13.7827 | 33311 | 0 | 0 | 0 | 0 | 0 | 0 | 0 | 13.7827 | 33311 | 0 | 0 | 0 | 0 | 0 | 0 | 0 | 13.7827 | 13.7827 | 13.7827
[20 empty] | 2020-12-14 19:00 | 8348 | 12 | 14 | 20 | 0 | 0 | 10.3847 | 33237.7 | 0 | 0 | 0 | 0 | 0 | 0 | 0 | 10.3847 | 33237.7 | 0 | 0 | 0 | 0 | 0 | 0 | 0 | 10.3847 | 33237.7 | 0 | 0 | 0 | 0 | 0 | 0 | 0 | 10.3847 | 10.3847 | 10.3847
[20 empty] | 2020-12-14 20:00 | 8349 | 12 | 14 | 21 | 0 | 0 | 8.8655 | 10948.9 | 0 | 0 | 0 | 0 | 0 | 0 | 0 | 8.8655 | 10948.9 | 0 | 0 | 0 | 0 | 0 | 0 | 0 | 8.8655 | 10948.9 | 0 | 0 | 0 | 0 | 0 | 0 | 0 | 8.8655 | 8.8655 | 8.8655
[20 empty] | 2020-12-14 21:00 | 8350 | 12 | 14 | 22 | 0 | 0 | 7.3463 | 10948.9 | 0 | 0 | 0 | 0 | 0 | 0 | 0 | 7.3463 | 10948.9 | 0 | 0 | 0 | 0 | 0 | 0 | 0 | 7.3463 | 10948.9 | 0 | 0 | 0 | 0 | 0 | 0 | 0 | 7.3463 | 7.3463 | 7.3463
[20 empty] | 2020-12-14 22:00 | 8351 | 12 | 14 | 23 | 0 | 0 | 7.3463 | 10948.9 | 0 | 0 | 0 | 0 | 0 | 0 | 0 | 7.3463 | 10948.9 | 0 | 0 | 0 | 0 | 0 | 0 | 0 | 7.3463 | 10948.9 | 0 | 0 | 0 | 0 | 0 | 0 | 0 | 7.3463 | 7.3463 | 7.3463
[20 empty] | 2020-12-14 23:00 | 8352 | 12 | 14 | 24 | 0 | 0 | 7.3463 | 10948.9 | 0 | 0 | 0 | 0 | 0 | 0 | 0 | 7.3463 | 10948.9 | 0 | 0 | 0 | 0 | 0 | 0 | 0 | 7.3463 | 10948.9 | 0 | 0 | 0 | 0 | 0 | 0 | 0 | 7.3463 | 7.3463 | 7.3463
[20 empty] | 2020-12-15 | 8353 | 12 | 15 | 1 | 0 | 0 | 7.3463 | 10948.9 | 0 | 0 | 0 | 0 | 0 | 0 | 0 | 7.3463 | 10948.9 | 0 | 0 | 0 | 0 | 0 | 0 | 0 | 7.3463 | 10948.9 | 0 | 0 | 0 | 0 | 0 | 0 | 0 | 7.3463 | 7.3463 | 7.3463
[20 empty] | 2020-12-15 01:00 | 8354 | 12 | 15 | 2 | 0 | 0 | 7.3463 | 10948.9 | 0 | 0 | 0 | 0 | 0 | 0 | 0 | 7.3463 | 10948.9 | 0 | 0 | 0 | 0 | 0 | 0 | 0 | 7.3463 | 10948.9 | 0 | 0 | 0 | 0 | 0 | 0 | 0 | 7.3463 | 7.3463 | 7.3463
[20 empty] | 2020-12-15 02:00 | 8355 | 12 | 15 | 3 | 0 | 0 | 7.3463 | 11168.9 | 0 | 0 | 0 | 0 | 0 | 0 | 0 | 7.3463 | 11168.9 | 0 | 0 | 0 | 0 | 0 | 0 | 0 | 7.3463 | 11168.9 | 0 | 0 | 0 | 0 | 0 | 0 | 0 | 7.3463 | 7.3463 | 7.3463
[20 empty] | 2020-12-15 03:00 | 8356 | 12 | 15 | 4 | 0 | 0 | 7.3463 | 11095.6 | 0 | 0 | 0 | 0 | 0 | 0 | 0 | 7.3463 | 11095.6 | 0 | 0 | 0 | 0 | 0 | 0 | 0 | 7.3463 | 11095.6 | 0 | 0 | 0 | 0 | 0 | 0 | 0 | 7.3463 | 7.3463 | 7.3463
[20 empty] | 2020-12-15 04:00 | 8357 | 12 | 15 | 5 | 0 | 0 | 40.3184 | 792708 | 19.9886 | 68.2011 | 0 | 781612 | 781.612 | 152741 | -613096 | 43.4254 | 838840 | 21.8223 | 74.4577 | 0 | 827744 | 827.744 | 166753 | -650515 | 46.8472 | 888832 | 23.8304 | 81.3093 | 0 | 877737 | 877.737 | 182098 | -690790 | 40.3184 | 43.4254 | 46.8472
[20 empty] | 2020-12-15 05:00 | 8358 | 12 | 15 | 6 | 0 | 0 | 43.5086 | 658746 | 21.9981 | 75.0575 | 0 | 647577 | 647.577 | 168096 | -549968 | 47.15 | 696789 | 24.3615 | 83.1214 | 0 | 685620 | 685.62 | 186156 | -582689 | 51.1554 | 738096 | 26.9662 | 92.0087 | 0 | 726927 | 726.927 | 206060 | -618095 | 43.5086 | 47.15 | 51.1554
[20 empty] | 2020-12-15 06:00 | 8359 | 12 | 15 | 7 | 0 | 0 | 45.7981 | 653025 | 22.164 | 75.6236 | 0 | 619420 | 619.42 | 169364 | -523315 | 49.4453 | 690147 | 24.5346 | 83.7121 | 0 | 656543 | 656.543 | 187478 | -555149 | 53.4543 | 730294 | 27.1447 | 92.6177 | 0 | 696689 | 696.689 | 207423 | -589478 | 45.7981 | 49.4453 | 53.4543
[20 empty] | 2020-12-15 07:00 | 8360 | 12 | 15 | 8 | 104.895 | 0.1049 | 98.397 | 702040 | 0.90887 | 3.1011 | 0 | 618726 | 618.726 | 6945.07 | -523510 | 99.6674 | 750279 | 1.0158 | 3.466 | 0 | 666965 | 666.965 | 7762.25 | -565930 | 101.043 | 803264 | 1.1315 | 3.8606 | 0 | 719950 | 719.95 | 8646.05 | -612532 | 98.2921 | 99.5625 | 100.9381
[20 empty] | 2020-12-15 08:00 | 8361 | 12 | 15 | 9 | 66512.551 | 66.5126 | 127.045 | 756695 | 1.1064 | 3.775 | 0 | 673527 | 673.527 | 8454.39 | -579364 | 126.968 | 805412 | 1.2163 | 4.1499 | 0 | 722245 | 722.245 | 9293.98 | -622825 | 127.397 | 859021 | 1.3401 | 4.5726 | 0 | 775854 | 775.854 | 10240.6 | -670643 | 60.5324 | 60.4554 | 60.8844
[20 empty] | 2020-12-15 09:00 | 8362 | 12 | 15 | 10 | 76505.556 | 76.5056 | 132.277 | 682457 | 1.081 | 3.6884 | 0 | 624294 | 624.294 | 8260.39 | -531658 | 132.504 | 727348 | 1.2171 | 4.1529 | 0 | 669185 | 669.185 | 9300.73 | -571245 | 132.957 | 776219 | 1.3395 | 4.5704 | 0 | 718056 | 718.056 | 10235.7 | -614295 | 55.7714 | 55.9984 | 56.4514
[20 empty] | 2020-12-15 10:00 | 8363 | 12 | 15 | 11 | 175349.076 | 175.3491 | 132.859 | 645568 | 1.038 | 3.5416 | 0 | 587405 | 587.405 | 7931.61 | -494148 | 133.139 | 687098 | 1.19 | 4.0602 | 0 | 628935 | 628.935 | 9093.19 | -530232 | 133.901 | 732506 | 1.3384 | 4.5667 | 0 | 674343 | 674.343 | 10227.5 | -569660 | -42.4901 | -42.2101 | -41.4481
[20 empty] | 2020-12-15 11:00 | 8364 | 12 | 15 | 12 | 146613.214 | 146.6132 | 112.47 | 682722 | 1.0165 | 3.4683 | 0 | 556063 | 556.063 | 7767.56 | -467548 | 112.835 | 719195 | 1.1668 | 3.9813 | 0 | 592536 | 592.536 | 8916.35 | -498900 | 114.2 | 757802 | 1.3379 | 4.5651 | 0 | 631143 | 631.143 | 10223.8 | -531930 | -34.1432 | -33.7782 | -32.4132
[20 empty] | 2020-12-15 12:00 | 8365 | 12 | 15 | 13 | 104986.143 | 104.9861 | 134.647 | 607693 | 1.0165 | 3.4683 | 0 | 481034 | 481.034 | 7767.52 | -396693 | 135.529 | 635983 | 1.1244 | 3.8363 | 0 | 509325 | 509.325 | 8591.72 | -420159 | 136.698 | 666469 | 1.2442 | 4.2452 | 0 | 539810 | 539.81 | 9507.5 | -445436 | 29.6609 | 30.5429 | 31.7119
[20 empty] | 2020-12-15 13:00 | 8366 | 12 | 15 | 14 | 168795.537 | 168.7955 | 85.7441 | 566062 | 1.0098 | 3.4456 | 0 | 472077 | 472.077 | 7716.62 | -387377 | 86.7722 | 590135 | 1.1248 | 3.8377 | 0 | 496150 | 496.15 | 8594.85 | -407071 | 87.9905 | 616263 | 1.2447 | 4.2468 | 0 | 522278 | 522.278 | 9510.96 | -428376 | -83.0514 | -82.0233 | -80.805
[20 empty] | 2020-12-15 14:00 | 8367 | 12 | 15 | 15 | 29585.462 | 29.5855 | 80.9119 | 510647 | 1.0087 | 3.4418 | 0 | 452630 | 452.63 | 7708.02 | -368060 | 81.8522 | 532397 | 1.1164 | 3.8092 | 0 | 474381 | 474.381 | 8530.86 | -385507 | 83.1512 | 556067 | 1.2433 | 4.2421 | 0 | 498050 | 498.05 | 9500.38 | -404436 | 51.3264 | 52.2667 | 53.5657
[20 empty] | 2020-12-15 15:00 | 8368 | 12 | 15 | 16 | 46416.857 | 46.4169 | 67.1599 | 555571 | 1.0165 | 3.4683 | 0 | 497408 | 497.408 | 7767.43 | -407400 | 68.1577 | 581080 | 1.1243 | 3.8363 | 0 | 522916 | 522.916 | 8591.57 | -428215 | 69.6038 | 609340 | 1.2666 | 4.3215 | 0 | 551177 | 551.177 | 9678.3 | -451276 | 20.743 | 21.7408 | 23.1869
[20 empty] | 2020-12-15 16:00 | 8369 | 12 | 15 | 17 | 0 | 0 | 73.7524 | 525166 | 1.0169 | 3.4695 | 0 | 491855 | 491.855 | 7770.26 | -405452 | 75.2789 | 554275 | 1.1461 | 3.9103 | 0 | 520964 | 520.964 | 8757.45 | -429787 | 77.1072 | 586427 | 1.3111 | 4.4733 | 0 | 553116 | 553.116 | 10018.3 | -456605 | 73.7524 | 75.2789 | 77.1072
[20 empty] | 2020-12-15 17:00 | 8370 | 12 | 15 | 18 | 0 | 0 | 14.694 | 33531.1 | 0 | 0 | 0 | 0 | 0 | 0 | 0 | 14.694 | 33531.1 | 0 | 0 | 0 | 0 | 0 | 0 | 0 | 14.694 | 33531.1 | 0 | 0 | 0 | 0 | 0 | 0 | 0 | 14.694 | 14.694 | 14.694
[20 empty] | 2020-12-15 18:00 | 8371 | 12 | 15 | 19 | 0 | 0 | 13.7827 | 33531.1 | 0 | 0 | 0 | 0 | 0 | 0 | 0 | 13.7827 | 33531.1 | 0 | 0 | 0 | 0 | 0 | 0 | 0 | 13.7827 | 33531.1 | 0 | 0 | 0 | 0 | 0 | 0 | 0 | 13.7827 | 13.7827 | 13.7827
[20 empty] | 2020-12-15 19:00 | 8372 | 12 | 15 | 20 | 0 | 0 | 10.3847 | 33531.1 | 0 | 0 | 0 | 0 | 0 | 0 | 0 | 10.3847 | 33531.1 | 0 | 0 | 0 | 0 | 0 | 0 | 0 | 10.3847 | 33531.1 | 0 | 0 | 0 | 0 | 0 | 0 | 0 | 10.3847 | 10.3847 | 10.3847
[20 empty] | 2020-12-15 20:00 | 8373 | 12 | 15 | 21 | 0 | 0 | 8.8655 | 11315.6 | 0 | 0 | 0 | 0 | 0 | 0 | 0 | 8.8655 | 11315.6 | 0 | 0 | 0 | 0 | 0 | 0 | 0 | 8.8655 | 11315.6 | 0 | 0 | 0 | 0 | 0 | 0 | 0 | 8.8655 | 8.8655 | 8.8655
[20 empty] | 2020-12-15 21:00 | 8374 | 12 | 15 | 22 | 0 | 0 | 7.3463 | 11388.9 | 0 | 0 | 0 | 0 | 0 | 0 | 0 | 7.3463 | 11388.9 | 0 | 0 | 0 | 0 | 0 | 0 | 0 | 7.3463 | 11388.9 | 0 | 0 | 0 | 0 | 0 | 0 | 0 | 7.3463 | 7.3463 | 7.3463
[20 empty] | 2020-12-15 22:00 | 8375 | 12 | 15 | 23 | 0 | 0 | 7.3463 | 11388.9 | 0 | 0 | 0 | 0 | 0 | 0 | 0 | 7.3463 | 11388.9 | 0 | 0 | 0 | 0 | 0 | 0 | 0 | 7.3463 | 11388.9 | 0 | 0 | 0 | 0 | 0 | 0 | 0 | 7.3463 | 7.3463 | 7.3463
[20 empty] | 2020-12-15 23:00 | 8376 | 12 | 15 | 24 | 0 | 0 | 7.3463 | 11388.9 | 0 | 0 | 0 | 0 | 0 | 0 | 0 | 7.3463 | 11388.9 | 0 | 0 | 0 | 0 | 0 | 0 | 0 | 7.3463 | 11388.9 | 0 | 0 | 0 | 0 | 0 | 0 | 0 | 7.3463 | 7.3463 | 7.3463
[20 empty] | 2020-12-16 | 8377 | 12 | 16 | 1 | 0 | 0 | 7.3463 | 11388.9 | 0 | 0 | 0 | 0 | 0 | 0 | 0 | 7.3463 | 11388.9 | 0 | 0 | 0 | 0 | 0 | 0 | 0 | 7.3463 | 11388.9 | 0 | 0 | 0 | 0 | 0 | 0 | 0 | 7.3463 | 7.3463 | 7.3463
[20 empty] | 2020-12-16 01:00 | 8378 | 12 | 16 | 2 | 0 | 0 | 7.3463 | 11388.9 | 0 | 0 | 0 | 0 | 0 | 0 | 0 | 7.3463 | 11388.9 | 0 | 0 | 0 | 0 | 0 | 0 | 0 | 7.3463 | 11388.9 | 0 | 0 | 0 | 0 | 0 | 0 | 0 | 7.3463 | 7.3463 | 7.3463
[20 empty] | 2020-12-16 02:00 | 8379 | 12 | 16 | 3 | 0 | 0 | 7.3463 | 11462.2 | 0 | 0 | 0 | 0 | 0 | 0 | 0 | 7.3463 | 11462.2 | 0 | 0 | 0 | 0 | 0 | 0 | 0 | 7.3463 | 11462.2 | 0 | 0 | 0 | 0 | 0 | 0 | 0 | 7.3463 | 7.3463 | 7.3463
[20 empty] | 2020-12-16 03:00 | 8380 | 12 | 16 | 4 | 0 | 0 | 7.3463 | 11535.5 | 0 | 0 | 0 | 0 | 0 | 0 | 0 | 7.3463 | 11535.5 | 0 | 0 | 0 | 0 | 0 | 0 | 0 | 7.3463 | 11535.5 | 0 | 0 | 0 | 0 | 0 | 0 | 0 | 7.3463 | 7.3463 | 7.3463
[20 empty] | 2020-12-16 04:00 | 8381 | 12 | 16 | 5 | 0 | 0 | 40.6609 | 777473 | 20.4613 | 69.814 | 0 | 765938 | 765.938 | 156353 | -588151 | 43.7975 | 826031 | 22.31 | 76.1217 | 0 | 814495 | 814.495 | 170480 | -627517 | 47.1898 | 878834 | 24.2941 | 82.8915 | 0 | 867299 | 867.299 | 185641 | -670093 | 40.6609 | 43.7975 | 47.1898
[20 empty] | 2020-12-16 05:00 | 8382 | 12 | 16 | 6 | 0 | 0 | 28.2958 | 619614 | 12.0425 | 41.089 | 0 | 607859 | 607.859 | 92021.7 | -509195 | 30.1502 | 657529 | 13.2142 | 45.0869 | 0 | 645773 | 645.773 | 100975 | -541555 | 32.237 | 698628 | 14.535 | 49.5934 | 0 | 686872 | 686.872 | 111068 | -576502 | 28.2958 | 30.1502 | 32.237
[20 empty] | 2020-12-16 06:00 | 8383 | 12 | 16 | 7 | 0 | 0 | 30.1598 | 617663 | 11.8999 | 40.6025 | 0 | 583398 | 583.398 | 90932.3 | -487377 | 38.665 | 664551 | 17.4986 | 59.7052 | 0 | 630286 | 630.286 | 133714 | -528159 | 41.5094 | 706140 | 19.3298 | 65.9533 | 0 | 671876 | 671.876 | 147707 | -563729 | 30.1598 | 38.665 | 41.5094
[20 empty] | 2020-12-16 07:00 | 8384 | 12 | 16 | 8 | 2669.577 | 2.6696 | 98.1792 | 728994 | 0.88534 | 3.0208 | 0 | 645019 | 645.019 | 6765.26 | -547687 | 99.5858 | 787803 | 1.0122 | 3.4535 | 0 | 703829 | 703.829 | 7734.38 | -600482 | 100.997 | 851597 | 1.1296 | 3.8542 | 0 | 767623 | 767.623 | 8631.8 | -657679 | 95.5096 | 96.9162 | 98.3274
[20 empty] | 2020-12-16 08:00 | 8385 | 12 | 16 | 9 | 65071.37 | 65.0714 | 124.977 | 830428 | 1.0808 | 3.6876 | 0 | 746380 | 746.38 | 8258.64 | -646549 | 125.82 | 893536 | 1.2161 | 4.1495 | 0 | 809488 | 809.488 | 9293.01 | -704483 | 126.781 | 962527 | 1.3381 | 4.5658 | 0 | 878479 | 878.479 | 10225.3 | -767888 | 59.9056 | 60.7486 | 61.7096
[20 empty] | 2020-12-16 09:00 | 8386 | 12 | 16 | 10 | 78685.679 | 78.6857 | 130.411 | 781925 | 1.1985 | 4.0892 | 0 | 722735 | 722.735 | 9158.01 | -624252 | 131.523 | 843499 | 1.3512 | 4.6104 | 0 | 784309 | 784.309 | 10325.4 | -680511 | 132.891 | 910840 | 1.4997 | 5.1169 | 0 | 851650 | 851.65 | 11459.6 | -742128 | 51.7253 | 52.8373 | 54.2053
[20 empty] | 2020-12-16 10:00 | 8387 | 12 | 16 | 11 | 185468.596 | 185.4686 | 131.506 | 757720 | 1.1985 | 4.0892 | 0 | 698530 | 698.53 | 9158.01 | -600679 | 132.463 | 817020 | 1.3073 | 4.4606 | 0 | 757830 | 757.83 | 9989.79 | -654495 | 134.186 | 881637 | 1.4989 | 5.1143 | 0 | 822447 | 822.447 | 11453.9 | -713202 | -53.9626 | -53.0056 | -51.2826
[20 empty] | 2020-12-16 11:00 | 8388 | 12 | 16 | 12 | 204224.32 | 204.2243 | 110.495 | 841367 | 1.0364 | 3.5363 | 0 | 714708 | 714.708 | 7919.75 | -612174 | 111.531 | 901168 | 1.1452 | 3.9074 | 0 | 774509 | 774.509 | 8750.9 | -666332 | 113.358 | 966401 | 1.3367 | 4.5607 | 0 | 839742 | 839.742 | 10213.9 | -725464 | -93.7293 | -92.6933 | -90.8663
[20 empty] | 2020-12-16 12:00 | 8389 | 12 | 16 | 13 | 200549.992 | 200.55 | 134.17 | 782519 | 1.0374 | 3.5395 | 0 | 655860 | 655.86 | 7926.99 | -560521 | 135.106 | 837177 | 1.1462 | 3.911 | 0 | 710518 | 710.518 | 8758.92 | -609632 | 136.589 | 897091 | 1.2885 | 4.3964 | 0 | 770432 | 770.432 | 9846.08 | -663464 | -66.38 | -65.444 | -63.961
[20 empty] | 2020-12-16 13:00 | 8390 | 12 | 16 | 14 | 174253.076 | 174.2531 | 85.6751 | 763758 | 1.0372 | 3.5389 | 0 | 665739 | 665.739 | 7925.56 | -568467 | 86.6846 | 816687 | 1.146 | 3.9103 | 0 | 718667 | 718.667 | 8757.33 | -615746 | 88.0338 | 874681 | 1.267 | 4.323 | 0 | 776662 | 776.662 | 9681.67 | -667627 | -88.578 | -87.5685 | -86.2193
[20 empty] | 2020-12-16 14:00 | 8391 | 12 | 16 | 15 | 121844.377 | 121.8444 | 81.0046 | 747068 | 1.037 | 3.5382 | 0 | 687584 | 687.584 | 7924.09 | -586922 | 81.9594 | 801620 | 1.1458 | 3.9095 | 0 | 742137 | 742.137 | 8755.7 | -635806 | 83.4219 | 861451 | 1.288 | 4.3948 | 0 | 801967 | 801.967 | 9842.49 | -689461 | -40.8398 | -39.885 | -38.4225
[20 empty] | 2020-12-16 15:00 | 8392 | 12 | 16 | 16 | 52514.106 | 52.5141 | 69.0909 | 794523 | 1.2196 | 4.1612 | 0 | 734966 | 734.966 | 9319.2 | -634749 | 70.2632 | 852567 | 1.355 | 4.6232 | 0 | 793010 | 793.01 | 10353.8 | -687394 | 71.621 | 916320 | 1.4997 | 5.1169 | 0 | 856763 | 856.763 | 11459.6 | -745279 | 16.5768 | 17.7491 | 19.1069
[20 empty] | 2020-12-16 16:00 | 8393 | 12 | 16 | 17 | 0 | 0 | 75.447 | 782410 | 1.2459 | 4.2512 | 0 | 747706 | 747.706 | 9520.79 | -648984 | 77.0118 | 842108 | 1.3784 | 4.7031 | 0 | 807403 | 807.403 | 10532.8 | -703482 | 78.5856 | 907692 | 1.5007 | 5.1205 | 0 | 872988 | 872.988 | 11467.7 | -763434 | 75.447 | 77.0118 | 78.5856
[20 empty] | 2020-12-16 17:00 | 8394 | 12 | 16 | 18 | 0 | 0 | 14.694 | 34704.6 | 0 | 0 | 0 | 0 | 0 | 0 | 0 | 14.694 | 34704.6 | 0 | 0 | 0 | 0 | 0 | 0 | 0 | 14.694 | 34704.6 | 0 | 0 | 0 | 0 | 0 | 0 | 0 | 14.694 | 14.694 | 14.694
[20 empty] | 2020-12-16 18:00 | 8395 | 12 | 16 | 19 | 0 | 0 | 13.7827 | 34704.6 | 0 | 0 | 0 | 0 | 0 | 0 | 0 | 13.7827 | 34704.6 | 0 | 0 | 0 | 0 | 0 | 0 | 0 | 13.7827 | 34704.6 | 0 | 0 | 0 | 0 | 0 | 0 | 0 | 13.7827 | 13.7827 | 13.7827
[20 empty] | 2020-12-16 19:00 | 8396 | 12 | 16 | 20 | 0 | 0 | 10.3847 | 34704.6 | 0 | 0 | 0 | 0 | 0 | 0 | 0 | 10.3847 | 34704.6 | 0 | 0 | 0 | 0 | 0 | 0 | 0 | 10.3847 | 34704.6 | 0 | 0 | 0 | 0 | 0 | 0 | 0 | 10.3847 | 10.3847 | 10.3847
[20 empty] | 2020-12-16 20:00 | 8397 | 12 | 16 | 21 | 0 | 0 | 10.0196 | 12415.5 | 0 | 0 | 0 | 0 | 0 | 0 | -226.475 | 10.0823 | 12415.5 | 0 | 0 | 0 | 0 | 0 | 0 | -226.44 | 10.1519 | 12415.5 | 0 | 0 | 0 | 0 | 0 | 0 | -226.462 | 10.0196 | 10.0823 | 10.1519
[20 empty] | 2020-12-16 21:00 | 8398 | 12 | 16 | 22 | 0 | 0 | 8.5004 | 12415.5 | 0 | 0 | 0 | 0 | 0 | 0 | -869.546 | 8.5631 | 12415.5 | 0 | 0 | 0 | 0 | 0 | 0 | -869.518 | 8.6326 | 12415.5 | 0 | 0 | 0 | 0 | 0 | 0 | -869.538 | 8.5004 | 8.5631 | 8.6326
[20 empty] | 2020-12-16 22:00 | 8399 | 12 | 16 | 23 | 0 | 0 | 8.5004 | 12415.5 | 0 | 0 | 0 | 0 | 0 | 0 | -1354.34 | 8.5631 | 12415.5 | 0 | 0 | 0 | 0 | 0 | 0 | -1354.32 | 8.6326 | 12415.5 | 0 | 0 | 0 | 0 | 0 | 0 | -1354.33 | 8.5004 | 8.5631 | 8.6326
[20 empty] | 2020-12-16 23:00 | 8400 | 12 | 16 | 24 | 0 | 0 | 8.5004 | 12488.8 | 0 | 0 | 0 | 0 | 0 | 0 | -1811.12 | 8.5631 | 12488.8 | 0 | 0 | 0 | 0 | 0 | 0 | -1811.1 | 8.6326 | 12488.8 | 0 | 0 | 0 | 0 | 0 | 0 | -1811.11 | 8.5004 | 8.5631 | 8.6326
[20 empty] | 2020-12-17 | 8401 | 12 | 17 | 1 | 0 | 0 | 8.5004 | 12562.1 | 0 | 0 | 0 | 0 | 0 | 0 | -2218.92 | 8.5631 | 12562.1 | 0 | 0 | 0 | 0 | 0 | 0 | -2218.9 | 8.6326 | 12562.1 | 0 | 0 | 0 | 0 | 0 | 0 | -2218.91 | 8.5004 | 8.5631 | 8.6326
[20 empty] | 2020-12-17 01:00 | 8402 | 12 | 17 | 2 | 0 | 0 | 8.5004 | 12562.1 | 0 | 0 | 0 | 0 | 0 | 0 | -2549.59 | 8.5631 | 12562.1 | 0 | 0 | 0 | 0 | 0 | 0 | -2549.57 | 8.6326 | 12562.1 | 0 | 0 | 0 | 0 | 0 | 0 | -2549.58 | 8.5004 | 8.5631 | 8.6326
[20 empty] | 2020-12-17 02:00 | 8403 | 12 | 17 | 3 | 0 | 0 | 8.5004 | 12562.1 | 0 | 0 | 0 | 0 | 0 | 0 | -2860.64 | 8.5631 | 12562.1 | 0 | 0 | 0 | 0 | 0 | 0 | -2860.62 | 8.6326 | 12562.1 | 0 | 0 | 0 | 0 | 0 | 0 | -2860.62 | 8.5004 | 8.5631 | 8.6326
[20 empty] | 2020-12-17 03:00 | 8404 | 12 | 17 | 4 | 0 | 0 | 8.5004 | 12635.5 | 0 | 0 | 0 | 0 | 0 | 0 | -3187.54 | 8.5631 | 12635.5 | 0 | 0 | 0 | 0 | 0 | 0 | -3187.51 | 8.6326 | 12635.5 | 0 | 0 | 0 | 0 | 0 | 0 | -3187.53 | 8.5004 | 8.5631 | 8.6326
[20 empty] | 2020-12-17 04:00 | 8405 | 12 | 17 | 5 | 0 | 0 | 39.1843 | 918999 | 18.9183 | 64.5492 | 0 | 906364 | 906.364 | 144562 | -757361 | 41.7095 | 981287 | 20.165 | 68.803 | 0 | 968651 | 968.651 | 154089 | -813843 | 44.6709 | 1048360 | 21.6998 | 74.0397 | 0 | 1035730 | 1035.73 | 165817 | -874414 | 39.1843 | 41.7095 | 44.6709
[20 empty] | 2020-12-17 05:00 | 8406 | 12 | 17 | 6 | 0 | 0 | 43.6592 | 821377 | 21.8973 | 74.7136 | 0 | 808741 | 808.741 | 167326 | -709714 | 47.1619 | 877138 | 24.1236 | 82.3097 | 0 | 864503 | 864.503 | 184338 | -760483 | 51.0745 | 937651 | 26.611 | 90.7967 | 0 | 925016 | 925.016 | 203345 | -815436 | 43.6592 | 47.1619 | 51.0745
[20 empty] | 2020-12-17 06:00 | 8407 | 12 | 17 | 7 | 0 | 0 | 30.8332 | 791743 | 12.0774 | 41.2081 | 0 | 756745 | 756.745 | 92288.4 | -658694 | 32.6522 | 841172 | 13.2034 | 45.05 | 0 | 806174 | 806.174 | 100893 | -703020 | 34.7108 | 894630 | 14.4792 | 49.403 | 0 | 859632 | 859.632 | 110641 | -750820 | 30.8332 | 32.6522 | 34.7108
[20 empty] | 2020-12-17 07:00 | 8408 | 12 | 17 | 8 | 0 | 0 | 98.6658 | 923559 | 0.90885 | 3.101 | 0 | 838851 | 838.851 | 6944.9 | -740169 | 99.9831 | 994467 | 1.0142 | 3.4603 | 0 | 909759 | 909.759 | 7749.69 | -806654 | 101.45 | 1071220 | 1.1314 | 3.8605 | 0 | 986515 | 986.515 | 8645.8 | -878687 | 98.6658 | 99.9831 | 101.45
[20 empty] | 2020-12-17 08:00 | 8409 | 12 | 17 | 9 | 6955.84 | 6.9558 | 126.47 | 1016840 | 1.2694 | 4.3313 | 0 | 932282 | 932.282 | 9700.23 | -842202 | 127.174 | 1090560 | 1.3797 | 4.7076 | 0 | 1006000 | 1006 | 10543 | -913086 | 128.155 | 1171150 | 1.5027 | 5.127 | 0 | 1086590 | 1086.59 | 11482.4 | -990662 | 119.5142 | 120.2182 | 121.1992
[20 empty] | 2020-12-17 09:00 | 8410 | 12 | 17 | 10 | 3282.429 | 3.2824 | 131.035 | 968572 | 1.2692 | 4.3305 | 0 | 908869 | 908.869 | 9698.47 | -814969 | 131.849 | 1042200 | 1.3784 | 4.7031 | 0 | 982493 | 982.493 | 10532.9 | -885380 | 133.062 | 1121960 | 1.5024 | 5.1261 | 0 | 1062260 | 1062.26 | 11480.3 | -961704 | 127.7526 | 128.5666 | 129.7796
[20 empty] | 2020-12-17 10:00 | 8411 | 12 | 17 | 11 | 34558.935 | 34.5589 | 132.208 | 940574 | 1.2685 | 4.328 | 0 | 880870 | 880.87 | 9692.77 | -785612 | 133.162 | 1011350 | 1.3784 | 4.7031 | 0 | 951645 | 951.645 | 10532.9 | -852736 | 134.441 | 1089000 | 1.5024 | 5.1261 | 0 | 1029290 | 1029.29 | 11480.3 | -926477 | 97.6491 | 98.6031 | 99.8821
[20 empty] | 2020-12-17 11:00 | 8412 | 12 | 17 | 12 | 4770.512 | 4.7705 | 113.122 | 944152 | 1.2685 | 4.328 | 0 | 817494 | 817.494 | 9692.74 | -726673 | 113.992 | 1006590 | 1.3784 | 4.7031 | 0 | 879931 | 879.931 | 10532.9 | -784979 | 115.147 | 1074890 | 1.5024 | 5.1261 | 0 | 948226 | 948.226 | 11480.2 | -848777 | 108.3515 | 109.2215 | 110.3765
[20 empty] | 2020-12-17 12:00 | 8413 | 12 | 17 | 13 | 62314.506 | 62.3145 | 134.63 | 883400 | 1.0585 | 3.6116 | 0 | 756741 | 756.741 | 8088.35 | -660205 | 135.782 | 938951 | 1.1946 | 4.076 | 0 | 812292 | 812.292 | 9128.59 | -710790 | 137.165 | 1000270 | 1.3397 | 4.5711 | 0 | 873610 | 873.61 | 10237.3 | -766648 | 72.3155 | 73.4675 | 74.8505
[20 empty] | 2020-12-17 13:00 | 8414 | 12 | 17 | 14 | 11699.719 | 11.6997 | 85.8587 | 852247 | 1.0372 | 3.5389 | 0 | 754440 | 754.44 | 7925.66 | -655843 | 87.0039 | 904278 | 1.171 | 3.9954 | 0 | 806471 | 806.471 | 8947.92 | -702750 | 88.4964 | 961801 | 1.3156 | 4.489 | 0 | 863994 | 863.994 | 10053.4 | -754619 | 74.159 | 75.3042 | 76.7967
[20 empty] | 2020-12-17 14:00 | 8415 | 12 | 17 | 15 | 22745.121 | 22.7451 | 81.0306 | 808819 | 1.0372 | 3.5389 | 0 | 749556 | 749.556 | 7925.66 | -651161 | 82.3341 | 859015 | 1.1937 | 4.0727 | 0 | 799751 | 799.751 | 9121.17 | -696188 | 83.8243 | 914578 | 1.3384 | 4.5667 | 0 | 855314 | 855.314 | 10227.3 | -746042 | 58.2855 | 59.589 | 61.0792
[20 empty] | 2020-12-17 15:00 | 8416 | 12 | 17 | 16 | 2214.047 | 2.214 | 68.7504 | 835376 | 1.2233 | 4.1738 | 0 | 776113 | 776.113 | 9347.55 | -677399 | 70.0635 | 886535 | 1.3784 | 4.7031 | 0 | 827272 | 827.272 | 10533 | -723473 | 71.4093 | 943057 | 1.5008 | 5.1206 | 0 | 883794 | 883.794 | 11467.9 | -774381 | 66.5364 | 67.8495 | 69.1953
[20 empty] | 2020-12-17 16:00 | 8417 | 12 | 17 | 17 | 0 | 0 | 75.668 | 816155 | 1.2685 | 4.328 | 0 | 781743 | 781.743 | 9692.8 | -683352 | 77.081 | 869871 | 1.3784 | 4.7031 | 0 | 835460 | 835.46 | 10533 | -732014 | 78.6618 | 928945 | 1.5024 | 5.1261 | 0 | 894534 | 894.534 | 11480.3 | -785519 | 75.668 | 77.081 | 78.6618
[20 empty] | 2020-12-17 17:00 | 8418 | 12 | 17 | 18 | 0 | 0 | 14.694 | 34411.2 | 0 | 0 | 0 | 0 | 0 | 0 | 0 | 14.694 | 34411.2 | 0 | 0 | 0 | 0 | 0 | 0 | 0 | 14.694 | 34411.2 | 0 | 0 | 0 | 0 | 0 | 0 | 0 | 14.694 | 14.694 | 14.694
[20 empty] | 2020-12-17 18:00 | 8419 | 12 | 17 | 19 | 0 | 0 | 13.7827 | 34411.2 | 0 | 0 | 0 | 0 | 0 | 0 | 0 | 13.7827 | 34411.2 | 0 | 0 | 0 | 0 | 0 | 0 | 0 | 13.7827 | 34411.2 | 0 | 0 | 0 | 0 | 0 | 0 | 0 | 13.7827 | 13.7827 | 13.7827
[20 empty] | 2020-12-17 19:00 | 8420 | 12 | 17 | 20 | 0 | 0 | 11.5388 | 34411.2 | 0 | 0 | 0 | 0 | 0 | 0 | -78.5271 | 11.6015 | 34411.2 | 0 | 0 | 0 | 0 | 0 | 0 | -78.5601 | 11.6711 | 34411.2 | 0 | 0 | 0 | 0 | 0 | 0 | -78.5283 | 11.5388 | 11.6015 | 11.6711
[20 empty] | 2020-12-17 20:00 | 8421 | 12 | 17 | 21 | 0 | 0 | 10.0196 | 11975.5 | 0 | 0 | 0 | 0 | 0 | 0 | -715.389 | 10.0823 | 11975.5 | 0 | 0 | 0 | 0 | 0 | 0 | -715.409 | 10.1519 | 11975.5 | 0 | 0 | 0 | 0 | 0 | 0 | -715.389 | 10.0196 | 10.0823 | 10.1519
[20 empty] | 2020-12-17 21:00 | 8422 | 12 | 17 | 22 | 0 | 0 | 8.5004 | 11975.5 | 0 | 0 | 0 | 0 | 0 | 0 | -1190.09 | 8.5631 | 11975.5 | 0 | 0 | 0 | 0 | 0 | 0 | -1190.11 | 8.6326 | 11975.5 | 0 | 0 | 0 | 0 | 0 | 0 | -1190.09 | 8.5004 | 8.5631 | 8.6326
[20 empty] | 2020-12-17 22:00 | 8423 | 12 | 17 | 23 | 0 | 0 | 8.5004 | 11975.5 | 0 | 0 | 0 | 0 | 0 | 0 | -1551.8 | 8.5631 | 11975.5 | 0 | 0 | 0 | 0 | 0 | 0 | -1551.82 | 8.6326 | 11975.5 | 0 | 0 | 0 | 0 | 0 | 0 | -1551.8 | 8.5004 | 8.5631 | 8.6326
[20 empty] | 2020-12-17 23:00 | 8424 | 12 | 17 | 24 | 0 | 0 | 8.5004 | 11975.5 | 0 | 0 | 0 | 0 | 0 | 0 | -1848.22 | 8.5631 | 11975.5 | 0 | 0 | 0 | 0 | 0 | 0 | -1848.25 | 8.6326 | 11975.5 | 0 | 0 | 0 | 0 | 0 | 0 | -1848.22 | 8.5004 | 8.5631 | 8.6326
[20 empty] | 2020-12-18 | 8425 | 12 | 18 | 1 | 0 | 0 | 8.9057 | 11902.2 | 0 | 0 | 0 | 0 | 0 | 0 | -2078.04 | 8.9684 | 11902.2 | 0 | 0 | 0 | 0 | 0 | 0 | -2078.07 | 9.038 | 11902.2 | 0 | 0 | 0 | 0 | 0 | 0 | -2078.04 | 8.9057 | 8.9684 | 9.038
[20 empty] | 2020-12-18 01:00 | 8426 | 12 | 18 | 2 | 0 | 0 | 8.9057 | 11902.2 | 0 | 0 | 0 | 0 | 0 | 0 | -2316.63 | 8.9684 | 11902.2 | 0 | 0 | 0 | 0 | 0 | 0 | -2316.65 | 9.038 | 11902.2 | 0 | 0 | 0 | 0 | 0 | 0 | -2316.63 | 8.9057 | 8.9684 | 9.038
[20 empty] | 2020-12-18 02:00 | 8427 | 12 | 18 | 3 | 0 | 0 | 8.9057 | 11828.9 | 0 | 0 | 0 | 0 | 0 | 0 | -2519.82 | 8.9684 | 11828.9 | 0 | 0 | 0 | 0 | 0 | 0 | -2519.85 | 9.038 | 11828.9 | 0 | 0 | 0 | 0 | 0 | 0 | -2519.82 | 8.9057 | 8.9684 | 9.038
[20 empty] | 2020-12-18 03:00 | 8428 | 12 | 18 | 4 | 0 | 0 | 8.9057 | 11828.9 | 0 | 0 | 0 | 0 | 0 | 0 | -2679.58 | 8.9684 | 11828.9 | 0 | 0 | 0 | 0 | 0 | 0 | -2679.6 | 9.038 | 11828.9 | 0 | 0 | 0 | 0 | 0 | 0 | -2679.58 | 8.9057 | 8.9684 | 9.038
[20 empty] | 2020-12-18 04:00 | 8429 | 12 | 18 | 5 | 0 | 0 | 8.9057 | 12048.8 | 0 | 0 | 0 | 0 | 0 | 0 | -2987.27 | 8.9684 | 12048.8 | 0 | 0 | 0 | 0 | 0 | 0 | -2987.29 | 9.038 | 12048.8 | 0 | 0 | 0 | 0 | 0 | 0 | -2987.27 | 8.9057 | 8.9684 | 9.038
[20 empty] | 2020-12-18 05:00 | 8430 | 12 | 18 | 6 | 0 | 0 | 8.9057 | 12048.8 | 0 | 0 | 0 | 0 | 0 | 0 | -3149.15 | 8.9684 | 12048.8 | 0 | 0 | 0 | 0 | 0 | 0 | -3149.17 | 9.038 | 12048.8 | 0 | 0 | 0 | 0 | 0 | 0 | -3149.15 | 8.9057 | 8.9684 | 9.038
[20 empty] | 2020-12-18 06:00 | 8431 | 12 | 18 | 7 | 0 | 0 | 8.9057 | 11975.5 | 0 | 0 | 0 | 0 | 0 | 0 | -3268.79 | 8.9684 | 11975.5 | 0 | 0 | 0 | 0 | 0 | 0 | -3268.82 | 9.038 | 11975.5 | 0 | 0 | 0 | 0 | 0 | 0 | -3268.79 | 8.9057 | 8.9684 | 9.038
[20 empty] | 2020-12-18 07:00 | 8432 | 12 | 18 | 8 | 3005.686 | 3.0057 | 8.9057 | 11975.5 | 0 | 0 | 0 | 0 | 0 | 0 | -3410.68 | 8.9684 | 11975.5 | 0 | 0 | 0 | 0 | 0 | 0 | -3410.7 | 9.038 | 11975.5 | 0 | 0 | 0 | 0 | 0 | 0 | -3410.68 | 5.9 | 5.9627 | 6.0323
[20 empty] | 2020-12-18 08:00 | 8433 | 12 | 18 | 9 | 67647.407 | 67.6474 | 8.8536 | 11755.5 | 0 | 0 | 0 | 0 | 0 | 0 | -3401.21 | 8.9043 | 11755.5 | 0 | 0 | 0 | 0 | 0 | 0 | -3401.24 | 8.9626 | 11755.5 | 0 | 0 | 0 | 0 | 0 | 0 | -3401.21 | -58.7938 | -58.7431 | -58.6848
[20 empty] | 2020-12-18 09:00 | 8434 | 12 | 18 | 10 | 131508.973 | 131.509 | 8.8124 | 11682.2 | 0 | 0 | 0 | 0 | 0 | 0 | -3485.4 | 8.8548 | 11682.2 | 0 | 0 | 0 | 0 | 0 | 0 | -3485.46 | 8.9059 | 11682.2 | 0 | 0 | 0 | 0 | 0 | 0 | -3485.45 | -122.6966 | -122.6542 | -122.6031
[20 empty] | 2020-12-18 10:00 | 8435 | 12 | 18 | 11 | 177174.296 | 177.1743 | 8.744 | 11608.9 | 0 | 0 | 0 | 0 | 0 | 0 | -3731.57 | 8.774 | 11608.9 | 0 | 0 | 0 | 0 | 0 | 0 | -3731.63 | 8.8146 | 11608.9 | 0 | 0 | 0 | 0 | 0 | 0 | -3731.63 | -168.4303 | -168.4003 | -168.3597
[20 empty] | 2020-12-18 11:00 | 8436 | 12 | 18 | 12 | 197007.652 | 197.0077 | 8.6801 | 11535.5 | 0 | 0 | 0 | 0 | 0 | 0 | -3941.8 | 8.7056 | 11535.5 | 0 | 0 | 0 | 0 | 0 | 0 | -3941.85 | 8.7702 | 11535.5 | 0 | 0 | 0 | 0 | 0 | 0 | -3941.84 | -188.3275 | -188.302 | -188.2374
[20 empty] | 2020-12-18 12:00 | 8437 | 12 | 18 | 13 | 194695.306 | 194.6953 | 8.6376 | 11315.6 | 0 | 0 | 0 | 0 | 0 | 0 | -3956.99 | 8.6932 | 11315.6 | 0 | 0 | 0 | 0 | 0 | 0 | -3957.03 | 8.7544 | 11315.6 | 0 | 0 | 0 | 0 | 0 | 0 | -3957.03 | -186.0577 | -186.0021 | -185.9409
[20 empty] | 2020-12-18 13:00 | 8438 | 12 | 18 | 14 | 168077.502 | 168.0775 | 8.6369 | 11315.6 | 0 | 0 | 0 | 0 | 0 | 0 | -4108.35 | 8.6923 | 11315.6 | 0 | 0 | 0 | 0 | 0 | 0 | -4108.39 | 8.7542 | 11315.6 | 0 | 0 | 0 | 0 | 0 | 0 | -4108.39 | -159.4406 | -159.3852 | -159.3233
[20 empty] | 2020-12-18 14:00 | 8439 | 12 | 18 | 15 | 30685.845 | 30.6858 | 8.6338 | 11242.2 | 0 | 0 | 0 | 0 | 0 | 0 | -4099.6 | 8.6883 | 11242.2 | 0 | 0 | 0 | 0 | 0 | 0 | -4099.62 | 8.7542 | 11242.2 | 0 | 0 | 0 | 0 | 0 | 0 | -4099.63 | -22.052 | -21.9975 | -21.9316
[20 empty] | 2020-12-18 15:00 | 8440 | 12 | 18 | 16 | 11729.078 | 11.7291 | 8.6423 | 11315.6 | 0 | 0 | 0 | 0 | 0 | 0 | -4300.85 | 8.6994 | 11315.6 | 0 | 0 | 0 | 0 | 0 | 0 | -4331.39 | 8.7625 | 11315.6 | 0 | 0 | 0 | 0 | 0 | 0 | -4362.54 | -3.0867 | -3.0297 | -2.9666
[20 empty] | 2020-12-18 16:00 | 8441 | 12 | 18 | 17 | 0 | 0 | 8.9057 | 11315.6 | 0 | 0 | 0 | 0 | 0 | 0 | -4462.55 | 8.9684 | 11315.6 | 0 | 0 | 0 | 0 | 0 | 0 | -4490.51 | 9.038 | 11315.6 | 0 | 0 | 0 | 0 | 0 | 0 | -4519.03 | 8.9057 | 8.9684 | 9.038
[20 empty] | 2020-12-18 17:00 | 8442 | 12 | 18 | 18 | 0 | 0 | 8.9057 | 11242.2 | 0 | 0 | 0 | 0 | 0 | 0 | -4524.87 | 8.9684 | 11242.2 | 0 | 0 | 0 | 0 | 0 | 0 | -4551.26 | 9.038 | 11242.2 | 0 | 0 | 0 | 0 | 0 | 0 | -4578.14 | 8.9057 | 8.9684 | 9.038
[20 empty] | 2020-12-18 18:00 | 8443 | 12 | 18 | 19 | 0 | 0 | 8.9057 | 11242.2 | 0 | 0 | 0 | 0 | 0 | 0 | -4653.48 | 8.9684 | 11242.2 | 0 | 0 | 0 | 0 | 0 | 0 | -4678.7 | 9.038 | 11242.2 | 0 | 0 | 0 | 0 | 0 | 0 | -4704.36 | 8.9057 | 8.9684 | 9.038
[20 empty] | 2020-12-18 19:00 | 8444 | 12 | 18 | 20 | 0 | 0 | 8.9057 | 11242.2 | 0 | 0 | 0 | 0 | 0 | 0 | -4780.07 | 8.9684 | 11242.2 | 0 | 0 | 0 | 0 | 0 | 0 | -4804.39 | 9.038 | 11242.2 | 0 | 0 | 0 | 0 | 0 | 0 | -4939.98 | 8.9057 | 8.9684 | 9.038
[20 empty] | 2020-12-18 20:00 | 8445 | 12 | 18 | 21 | 0 | 0 | 8.9057 | 11168.9 | 0 | 0 | 0 | 0 | 0 | 0 | -4826.85 | 8.9684 | 11168.9 | 0 | 0 | 0 | 0 | 0 | 0 | -4850.44 | 9.038 | 11168.9 | 0 | 0 | 0 | 0 | 0 | 0 | -5180.83 | 8.9057 | 8.9684 | 9.038
[20 empty] | 2020-12-18 21:00 | 8446 | 12 | 18 | 22 | 0 | 0 | 8.9057 | 11168.9 | 0 | 0 | 0 | 0 | 0 | 0 | -4924.66 | 8.9684 | 11168.9 | 0 | 0 | 0 | 0 | 0 | 0 | -4947.51 | 9.038 | 11168.9 | 0 | 0 | 0 | 0 | 0 | 0 | -5493.04 | 8.9057 | 8.9684 | 9.038
[20 empty] | 2020-12-18 22:00 | 8447 | 12 | 18 | 23 | 0 | 0 | 8.9057 | 11095.6 | 0 | 0 | 0 | 0 | 0 | 0 | -4937.29 | 8.9684 | 11095.6 | 0 | 0 | 0 | 0 | 0 | 0 | -5055.23 | 9.038 | 11095.6 | 0 | 0 | 0 | 0 | 0 | 0 | -5639.9 | 8.9057 | 8.9684 | 9.038
[20 empty] | 2020-12-18 23:00 | 8448 | 12 | 18 | 24 | 0 | 0 | 8.9057 | 11168.9 | 0 | 0 | 0 | 0 | 0 | 0 | -5135.28 | 8.9684 | 11168.9 | 0 | 0 | 0 | 0 | 0 | 0 | -5534.51 | 9.038 | 11168.9 | 0 | 0 | 0 | 0 | 0 | 0 | -6093.34 | 8.9057 | 8.9684 | 9.038
[20 empty] | 2020-12-19 | 8449 | 12 | 19 | 1 | 0 | 0 | 8.9057 | 11095.6 | 0 | 0 | 0 | 0 | 0 | 0 | -5121.86 | 8.9684 | 11095.6 | 0 | 0 | 0 | 0 | 0 | 0 | -5656.78 | 9.038 | 11095.6 | 0 | 0 | 0 | 0 | 0 | 0 | -6281.35 | 8.9057 | 8.9684 | 9.038
[20 empty] | 2020-12-19 01:00 | 8450 | 12 | 19 | 2 | 0 | 0 | 8.9057 | 11168.9 | 0 | 0 | 0 | 0 | 0 | 0 | -5544.79 | 8.9684 | 11168.9 | 0 | 0 | 0 | 0 | 0 | 0 | -6082.84 | 9.038 | 11168.9 | 0 | 0 | 0 | 0 | 0 | 0 | -7103.19 | 8.9057 | 8.9684 | 9.038
[20 empty] | 2020-12-19 02:00 | 8451 | 12 | 19 | 3 | 0 | 0 | 8.9057 | 10728.9 | 0 | 0 | 0 | 0 | 0 | 0 | -4931.24 | 8.9684 | 10728.9 | 0 | 0 | 0 | 0 | 0 | 0 | -5389.67 | 9.038 | 10728.9 | 0 | 0 | 0 | 0 | 0 | 0 | -5825.5 | 8.9057 | 8.9684 | 9.038
[20 empty] | 2020-12-19 03:00 | 8452 | 12 | 19 | 4 | 0 | 0 | 8.9057 | 10655.6 | 0 | 0 | 0 | 0 | 0 | 0 | -5061.56 | 8.9684 | 10655.6 | 0 | 0 | 0 | 0 | 0 | 0 | -5482.5 | 9.038 | 10655.6 | 0 | 0 | 0 | 0 | 0 | 0 | -5884.33 | 8.9057 | 8.9684 | 9.038
[20 empty] | 2020-12-19 04:00 | 8453 | 12 | 19 | 5 | 0 | 0 | 8.9057 | 10582.3 | 0 | 0 | 0 | 0 | 0 | 0 | -5123.65 | 8.9684 | 10582.3 | 0 | 0 | 0 | 0 | 0 | 0 | -5514.11 | 9.038 | 10582.3 | 0 | 0 | 0 | 0 | 0 | 0 | -5887.5 | 8.9057 | 8.9684 | 9.038
[20 empty] | 2020-12-19 05:00 | 8454 | 12 | 19 | 6 | 0 | 0 | 8.9057 | 10435.6 | 0 | 0 | 0 | 0 | 0 | 0 | -4888.92 | 8.9684 | 10435.6 | 0 | 0 | 0 | 0 | 0 | 0 | -5239.91 | 9.038 | 10435.6 | 0 | 0 | 0 | 0 | 0 | 0 | -5573.92 | 8.9057 | 8.9684 | 9.038
[20 empty] | 2020-12-19 06:00 | 8455 | 12 | 19 | 7 | 0 | 0 | 8.9057 | 10362.3 | 0 | 0 | 0 | 0 | 0 | 0 | -4790.6 | 8.9684 | 10362.3 | 0 | 0 | 0 | 0 | 0 | 0 | -5114.86 | 9.038 | 10362.3 | 0 | 0 | 0 | 0 | 0 | 0 | -5422.85 | 8.9057 | 8.9684 | 9.038
[20 empty] | 2020-12-19 07:00 | 8456 | 12 | 19 | 8 | 2849.586 | 2.8496 | 8.9057 | 10362.3 | 0 | 0 | 0 | 0 | 0 | 0 | -4768.77 | 8.9684 | 10362.3 | 0 | 0 | 0 | 0 | 0 | 0 | -5074.73 | 9.038 | 10362.3 | 0 | 0 | 0 | 0 | 0 | 0 | -5365.83 | 6.0561 | 6.1188 | 6.1884
[20 empty] | 2020-12-19 08:00 | 8457 | 12 | 19 | 9 | 65595.712 | 65.5957 | 8.8015 | 9995.67 | 0 | 0 | 0 | 0 | 0 | 0 | -3952.48 | 8.8402 | 9995.67 | 0 | 0 | 0 | 0 | 0 | 0 | -4199.66 | 8.8872 | 9995.67 | 0 | 0 | 0 | 0 | 0 | 0 | -4428.78 | -56.7942 | -56.7555 | -56.7085
[20 empty] | 2020-12-19 09:00 | 8458 | 12 | 19 | 10 | 93911.917 | 93.9119 | 8.6722 | 9922.34 | 0 | 0 | 0 | 0 | 0 | 0 | -3599.71 | 8.7067 | 9922.34 | 0 | 0 | 0 | 0 | 0 | 0 | -3810.42 | 8.7716 | 9922.34 | 0 | 0 | 0 | 0 | 0 | 0 | -4001.61 | -85.2398 | -85.2052 | -85.1404
[20 empty] | 2020-12-19 10:00 | 8459 | 12 | 19 | 11 | 170301.969 | 170.302 | 8.6424 | 9922.34 | 0 | 0 | 0 | 0 | 0 | 0 | -3426 | 8.6993 | 9922.34 | 0 | 0 | 0 | 0 | 0 | 0 | -3568.48 | 8.7621 | 9922.34 | 0 | 0 | 0 | 0 | 0 | 0 | -3731.8 | -161.6596 | -161.6026 | -161.5398
[20 empty] | 2020-12-19 11:00 | 8460 | 12 | 19 | 12 | 141823.383 | 141.8234 | 8.7362 | 9849.01 | 0 | 0 | 0 | 0 | 0 | 0 | -3146.19 | 8.7679 | 9849.01 | 0 | 0 | 0 | 0 | 0 | 0 | -3255.97 | 8.8109 | 9849.01 | 0 | 0 | 0 | 0 | 0 | 0 | -3405.62 | -133.0872 | -133.0555 | -133.0125
[20 empty] | 2020-12-19 12:00 | 8461 | 12 | 19 | 13 | 136178.761 | 136.1788 | 8.6371 | 9702.36 | 0 | 0 | 0 | 0 | 0 | 0 | -2615.64 | 8.6925 | 9702.36 | 0 | 0 | 0 | 0 | 0 | 0 | -2630.68 | 8.7542 | 9702.36 | 0 | 0 | 0 | 0 | 0 | 0 | -2645.7 | -127.5417 | -127.4863 | -127.4245
[20 empty] | 2020-12-19 13:00 | 8462 | 12 | 19 | 14 | 145659.115 | 145.6591 | 8.7395 | 9702.36 | 0 | 0 | 0 | 0 | 0 | 0 | -2342.67 | 8.7754 | 9702.36 | 0 | 0 | 0 | 0 | 0 | 0 | -2356.66 | 8.8227 | 9702.36 | 0 | 0 | 0 | 0 | 0 | 0 | -2370.62 | -136.9196 | -136.8837 | -136.8365
[20 empty] | 2020-12-19 14:00 | 8463 | 12 | 19 | 15 | 77871.727 | 77.8717 | 8.7982 | 9995.67 | 0 | 0 | 0 | 0 | 0 | 0 | -2587.28 | 8.8444 | 9995.67 | 0 | 0 | 0 | 0 | 0 | 0 | -2600.79 | 8.9004 | 9995.67 | 0 | 0 | 0 | 0 | 0 | 0 | -2725.39 | -69.0735 | -69.0273 | -68.9713
[20 empty] | 2020-12-19 15:00 | 8464 | 12 | 19 | 16 | 23939.272 | 23.9393 | 8.8278 | 10215.6 | 0 | 0 | 0 | 0 | 0 | 0 | -2707.32 | 8.8791 | 10215.6 | 0 | 0 | 0 | 0 | 0 | 0 | -2872.12 | 8.9395 | 10215.6 | 0 | 0 | 0 | 0 | 0 | 0 | -3024.06 | -15.1115 | -15.0602 | -14.9998
[20 empty] | 2020-12-19 16:00 | 8465 | 12 | 19 | 17 | 0 | 0 | 8.9057 | 10582.3 | 0 | 0 | 0 | 0 | 0 | 0 | -3532.93 | 8.9684 | 10582.3 | 0 | 0 | 0 | 0 | 0 | 0 | -3759.69 | 9.038 | 10582.3 | 0 | 0 | 0 | 0 | 0 | 0 | -3964.65 | 8.9057 | 8.9684 | 9.038
[20 empty] | 2020-12-19 17:00 | 8466 | 12 | 19 | 18 | 0 | 0 | 8.9057 | 10875.6 | 0 | 0 | 0 | 0 | 0 | 0 | -4364.02 | 8.9684 | 10875.6 | 0 | 0 | 0 | 0 | 0 | 0 | -4627.31 | 9.038 | 10875.6 | 0 | 0 | 0 | 0 | 0 | 0 | -4878.64 | 8.9057 | 8.9684 | 9.038
[20 empty] | 2020-12-19 18:00 | 8467 | 12 | 19 | 19 | 0 | 0 | 8.9057 | 11022.3 | 0 | 0 | 0 | 0 | 0 | 0 | -4964.16 | 8.9684 | 11022.3 | 0 | 0 | 0 | 0 | 0 | 0 | -5246.91 | 9.038 | 11022.3 | 0 | 0 | 0 | 0 | 0 | 0 | -5523.2 | 8.9057 | 8.9684 | 9.038
[20 empty] | 2020-12-19 19:00 | 8468 | 12 | 19 | 20 | 0 | 0 | 8.9057 | 11022.3 | 0 | 0 | 0 | 0 | 0 | 0 | -5320.09 | 8.9684 | 11022.3 | 0 | 0 | 0 | 0 | 0 | 0 | -5605.16 | 9.038 | 11022.3 | 0 | 0 | 0 | 0 | 0 | 0 | -5886.4 | 8.9057 | 8.9684 | 9.038
[20 empty] | 2020-12-19 20:00 | 8469 | 12 | 19 | 21 | 0 | 0 | 8.9057 | 125865 | 0 | 0 | 0 | 114623 | 114.623 | 0 | -6328.56 | 8.9684 | 131950 | 0 | 0 | 0 | 120708 | 120.708 | 0 | -6639.75 | 9.038 | 138531 | 0 | 0 | 0 | 127289 | 127.289 | 0 | -6951.73 | 8.9057 | 8.9684 | 9.038
[20 empty] | 2020-12-19 21:00 | 8470 | 12 | 19 | 22 | 0 | 0 | 8.9057 | 46831.8 | 0 | 0 | 0 | 35442.9 | 35.4429 | 0 | -7232.3 | 8.9684 | 48646.6 | 0 | 0 | 0 | 37257.7 | 37.2577 | 0 | -7561.65 | 9.038 | 50892.7 | 0 | 0 | 0 | 39503.8 | 39.5038 | 0 | -8197.84 | 8.9057 | 8.9684 | 9.038
[20 empty] | 2020-12-19 22:00 | 8471 | 12 | 19 | 23 | 0 | 0 | 8.9057 | 43202.9 | 0 | 0 | 0 | 31814 | 31.814 | 0 | -7775.99 | 8.9684 | 44787.1 | 0 | 0 | 0 | 33398.2 | 33.3982 | 0 | -8107.22 | 9.038 | 47261.4 | 0 | 0 | 0 | 35872.5 | 35.8725 | 0 | -9194.58 | 8.9057 | 8.9684 | 9.038
[20 empty] | 2020-12-19 23:00 | 8472 | 12 | 19 | 24 | 0 | 0 | 8.9057 | 51118.5 | 0 | 0 | 0 | 39509.7 | 39.5097 | 0 | -8886.51 | 8.9684 | 53438.8 | 0 | 0 | 0 | 41829.9 | 41.8299 | 0 | -9649.84 | 9.038 | 57372.8 | 0 | 0 | 0 | 45764 | 45.764 | 0 | -11797.9 | 8.9057 | 8.9684 | 9.038
[20 empty] | 2020-12-20 | 8473 | 12 | 20 | 1 | 0 | 0 | 8.5004 | 45423.6 | 0 | 0 | 0 | 33814.8 | 33.8148 | 0 | -9498.12 | 8.5631 | 47903.8 | 0 | 0 | 0 | 36294.9 | 36.2949 | 0 | -10704 | 8.6326 | 52640 | 0 | 0 | 0 | 41031.1 | 41.0311 | 0 | -13859.2 | 8.5004 | 8.5631 | 8.6326
[20 empty] | 2020-12-20 01:00 | 8474 | 12 | 20 | 2 | 0 | 0 | 8.5004 | 46431.6 | 0 | 0 | 0 | 34822.7 | 34.8227 | 0 | -10440.6 | 8.5631 | 49271.4 | 0 | 0 | 0 | 37662.6 | 37.6626 | 0 | -11907 | 8.6326 | 54936.6 | 0 | 0 | 0 | 43327.7 | 43.3277 | 0 | -15781 | 8.5004 | 8.5631 | 8.6326
[20 empty] | 2020-12-20 02:00 | 8475 | 12 | 20 | 3 | 0 | 0 | 8.5004 | 52706.1 | 0 | 0 | 0 | 40950.6 | 40.9506 | 0 | -12121.9 | 8.5631 | 56490.9 | 0 | 0 | 0 | 44735.3 | 44.7353 | 0 | -14306.7 | 8.6326 | 63356.6 | 0 | 0 | 0 | 51601 | 51.601 | 0 | -19005.9 | 8.5004 | 8.5631 | 8.6326
[20 empty] | 2020-12-20 03:00 | 8476 | 12 | 20 | 4 | 0 | 0 | 8.5004 | 52307.6 | 0 | 0 | 0 | 40478.8 | 40.4788 | 0 | -13509.2 | 8.5631 | 57222.2 | 0 | 0 | 0 | 45393.3 | 45.3933 | 0 | -16874.5 | 8.6326 | 64714.4 | 0 | 0 | 0 | 52885.6 | 52.8856 | 0 | -22159.7 | 8.5004 | 8.5631 | 8.6326
[20 empty] | 2020-12-20 04:00 | 8477 | 12 | 20 | 5 | 0 | 0 | 31.0018 | 853318 | 10.6941 | 36.4883 | 0 | 841489 | 841.489 | 81717.7 | -773435 | 32.7394 | 915876 | 11.1734 | 38.1236 | 0 | 904047 | 904.047 | 85380.1 | -832597 | 34.5936 | 984689 | 11.6915 | 39.8914 | 0 | 972860 | 972.86 | 89339.8 | -897320 | 31.0018 | 32.7394 | 34.5936
[20 empty] | 2020-12-20 05:00 | 8478 | 12 | 20 | 6 | 0 | 0 | 36.7502 | 872527 | 14.6467 | 49.9745 | 0 | 860551 | 860.551 | 111921 | -759889 | 39.4706 | 933725 | 16.0851 | 54.8824 | 0 | 921750 | 921.75 | 122913 | -816377 | 42.5758 | 1001140 | 17.767 | 60.621 | 0 | 989169 | 989.169 | 135765 | -878617 | 36.7502 | 39.4706 | 42.5758
[20 empty] | 2020-12-20 06:00 | 8479 | 12 | 20 | 7 | 0 | 0 | 39.8436 | 890862 | 15.5744 | 53.1399 | 0 | 856451 | 856.451 | 119011 | -758203 | 42.7261 | 951819 | 17.1748 | 58.6004 | 0 | 917408 | 917.408 | 131239 | -814651 | 46.0159 | 1019370 | 19.0409 | 64.9676 | 0 | 984962 | 984.962 | 145499 | -877282 | 39.8436 | 42.7261 | 46.0159
[20 empty] | 2020-12-20 07:00 | 8480 | 12 | 20 | 8 | 269.147 | 0.26915 | 98.876 | 963380 | 0.95414 | 3.2555 | 0 | 879259 | 879.259 | 7290.98 | -783208 | 100.368 | 1027770 | 1.0901 | 3.7193 | 0 | 943648 | 943.648 | 8329.62 | -843540 | 101.809 | 1097930 | 1.2101 | 4.129 | 0 | 1013810 | 1013.81 | 9247.11 | -909239 | 98.6069 | 100.0989 | 101.5399
[20 empty] | 2020-12-20 08:00 | 8481 | 12 | 20 | 9 | 40531.398 | 40.5314 | 128.967 | 1079200 | 1.153 | 3.934 | 0 | 995008 | 995.008 | 8810.44 | -907301 | 129.12 | 1144450 | 1.2623 | 4.307 | 0 | 1060250 | 1060.25 | 9645.76 | -969288 | 129.547 | 1216020 | 1.3837 | 4.7211 | 0 | 1131820 | 1131.82 | 10573.3 | -1037200 | 88.4356 | 88.5886 | 89.0156
[20 empty] | 2020-12-20 09:00 | 8482 | 12 | 20 | 10 | 103694.877 | 103.6949 | 136.615 | 1051130 | 1.3142 | 4.4842 | 0 | 991866 | 991.866 | 10042.6 | -905638 | 136.962 | 1116620 | 1.4236 | 4.8572 | 0 | 1057360 | 1057.36 | 10878 | -967967 | 137.661 | 1188130 | 1.5449 | 5.2713 | 0 | 1128860 | 1128.86 | 11805.5 | -1035880 | 32.9201 | 33.2671 | 33.9661
[20 empty] | 2020-12-20 10:00 | 8483 | 12 | 20 | 11 | 121422.924 | 121.4229 | 137.107 | 1051710 | 1.3145 | 4.485 | 0 | 992450 | 992.45 | 10044.5 | -905119 | 137.364 | 1117320 | 1.4238 | 4.8581 | 0 | 1058060 | 1058.06 | 10880 | -967506 | 137.923 | 1188610 | 1.5452 | 5.2723 | 0 | 1129350 | 1129.35 | 11807.7 | -1035100 | 15.6841 | 15.9411 | 16.5001
[20 empty] | 2020-12-20 11:00 | 8484 | 12 | 20 | 12 | 120303.123 | 120.3031 | 112.459 | 1095740 | 1.153 | 3.934 | 0 | 969084 | 969.084 | 8810.38 | -883640 | 113.323 | 1159520 | 1.2623 | 4.3069 | 0 | 1032860 | 1032.86 | 9645.69 | -944109 | 114.487 | 1228550 | 1.3837 | 4.7211 | 0 | 1101890 | 1101.89 | 10573.2 | -1009350 | -7.8441 | -6.9801 | -5.8161
[20 empty] | 2020-12-20 12:00 | 8485 | 12 | 20 | 13 | 145688.29 | 145.6883 | 135.998 | 1078670 | 1.153 | 3.934 | 0 | 952016 | 952.016 | 8810.41 | -862844 | 136.909 | 1138810 | 1.2623 | 4.307 | 0 | 1012150 | 1012.15 | 9645.75 | -919143 | 138.107 | 1203270 | 1.3837 | 4.7211 | 0 | 1076610 | 1076.61 | 10573.3 | -979166 | -9.6903 | -8.7793 | -7.5813
[20 empty] | 2020-12-20 13:00 | 8486 | 12 | 20 | 14 | 93326.084 | 93.3261 | 86.9254 | 1038360 | 1.1532 | 3.9347 | 0 | 941400 | 941.4 | 8812.03 | -850020 | 87.9122 | 1096410 | 1.2625 | 4.3078 | 0 | 999455 | 999.455 | 9647.51 | -903930 | 89.2463 | 1157530 | 1.3839 | 4.722 | 0 | 1060570 | 1060.57 | 10575.2 | -960201 | -6.4007 | -5.4139 | -4.0798
[20 empty] | 2020-12-20 14:00 | 8487 | 12 | 20 | 15 | 44946.389 | 44.9464 | 82.1981 | 998869 | 1.1532 | 3.9347 | 0 | 939826 | 939.826 | 8811.99 | -847137 | 83.1595 | 1055210 | 1.2625 | 4.3078 | 0 | 996170 | 996.17 | 9647.46 | -899127 | 84.4792 | 1115240 | 1.3839 | 4.722 | 0 | 1056200 | 1056.2 | 10575.1 | -954095 | 37.2517 | 38.2131 | 39.5328
[20 empty] | 2020-12-20 15:00 | 8488 | 12 | 20 | 16 | 24104.328 | 24.1043 | 69.6178 | 1008190 | 1.3145 | 4.485 | 0 | 949075 | 949.075 | 10044.5 | -856825 | 70.642 | 1066540 | 1.4238 | 4.858 | 0 | 1007430 | 1007.43 | 10879.9 | -910975 | 71.9604 | 1128200 | 1.5452 | 5.2723 | 0 | 1069080 | 1069.08 | 11807.6 | -967719 | 45.5135 | 46.5377 | 47.8561
[20 empty] | 2020-12-20 16:00 | 8489 | 12 | 20 | 17 | 0 | 0 | 76.1793 | 980884 | 1.3145 | 4.485 | 0 | 946619 | 946.619 | 10044.5 | -855677 | 77.5974 | 1040020 | 1.4238 | 4.8581 | 0 | 1005750 | 1005.75 | 10879.9 | -910763 | 79.1685 | 1103220 | 1.5452 | 5.2723 | 0 | 1068960 | 1068.96 | 11807.6 | -969265 | 76.1793 | 77.5974 | 79.1685
[20 empty] | 2020-12-20 17:00 | 8490 | 12 | 20 | 18 | 0 | 0 | 14.694 | 34337.8 | 0 | 0 | 0 | 0 | 0 | 0 | 0 | 14.694 | 34337.8 | 0 | 0 | 0 | 0 | 0 | 0 | 0 | 14.694 | 34337.8 | 0 | 0 | 0 | 0 | 0 | 0 | 0 | 14.694 | 14.694 | 14.694
[20 empty] | 2020-12-20 18:00 | 8491 | 12 | 20 | 19 | 0 | 0 | 13.7827 | 34337.8 | 0 | 0 | 0 | 0 | 0 | 0 | 0 | 13.7827 | 34337.8 | 0 | 0 | 0 | 0 | 0 | 0 | 0 | 13.7827 | 34337.8 | 0 | 0 | 0 | 0 | 0 | 0 | 0 | 13.7827 | 13.7827 | 13.7827
[20 empty] | 2020-12-20 19:00 | 8492 | 12 | 20 | 20 | 0 | 0 | 10.3847 | 34337.8 | 0 | 0 | 0 | 0 | 0 | 0 | 0 | 10.3847 | 34337.8 | 0 | 0 | 0 | 0 | 0 | 0 | 0 | 10.3847 | 34337.8 | 0 | 0 | 0 | 0 | 0 | 0 | 0 | 10.3847 | 10.3847 | 10.3847
[20 empty] | 2020-12-20 20:00 | 8493 | 12 | 20 | 21 | 0 | 0 | 10.0196 | 12048.8 | 0 | 0 | 0 | 0 | 0 | 0 | -214.082 | 10.0823 | 12048.8 | 0 | 0 | 0 | 0 | 0 | 0 | -214.084 | 10.1519 | 12048.8 | 0 | 0 | 0 | 0 | 0 | 0 | -214.082 | 10.0196 | 10.0823 | 10.1519
[20 empty] | 2020-12-20 21:00 | 8494 | 12 | 20 | 22 | 0 | 0 | 8.5004 | 12048.8 | 0 | 0 | 0 | 0 | 0 | 0 | -771.754 | 8.5631 | 12048.8 | 0 | 0 | 0 | 0 | 0 | 0 | -771.754 | 8.6326 | 12048.8 | 0 | 0 | 0 | 0 | 0 | 0 | -771.754 | 8.5004 | 8.5631 | 8.6326
[20 empty] | 2020-12-20 22:00 | 8495 | 12 | 20 | 23 | 0 | 0 | 8.5004 | 12048.8 | 0 | 0 | 0 | 0 | 0 | 0 | -1185.27 | 8.5631 | 12048.8 | 0 | 0 | 0 | 0 | 0 | 0 | -1185.27 | 8.6326 | 12048.8 | 0 | 0 | 0 | 0 | 0 | 0 | -1185.27 | 8.5004 | 8.5631 | 8.6326
[20 empty] | 2020-12-20 23:00 | 8496 | 12 | 20 | 24 | 0 | 0 | 8.5004 | 12122.2 | 0 | 0 | 0 | 0 | 0 | 0 | -1582.58 | 8.5631 | 12122.2 | 0 | 0 | 0 | 0 | 0 | 0 | -1582.58 | 8.6326 | 12122.2 | 0 | 0 | 0 | 0 | 0 | 0 | -1582.59 | 8.5004 | 8.5631 | 8.6326
[20 empty] | 2020-12-21 | 8497 | 12 | 21 | 1 | 0 | 0 | 8.5004 | 12195.5 | 0 | 0 | 0 | 0 | 0 | 0 | -1932.42 | 8.5631 | 12195.5 | 0 | 0 | 0 | 0 | 0 | 0 | -1932.42 | 8.6326 | 12195.5 | 0 | 0 | 0 | 0 | 0 | 0 | -1932.43 | 8.5004 | 8.5631 | 8.6326
[20 empty] | 2020-12-21 01:00 | 8498 | 12 | 21 | 2 | 0 | 0 | 8.5004 | 12195.5 | 0 | 0 | 0 | 0 | 0 | 0 | -2215.53 | 8.5631 | 12195.5 | 0 | 0 | 0 | 0 | 0 | 0 | -2215.54 | 8.6326 | 12195.5 | 0 | 0 | 0 | 0 | 0 | 0 | -2215.55 | 8.5004 | 8.5631 | 8.6326
[20 empty] | 2020-12-21 02:00 | 8499 | 12 | 21 | 3 | 0 | 0 | 8.5004 | 12342.2 | 0 | 0 | 0 | 0 | 0 | 0 | -2599.27 | 8.5631 | 12342.2 | 0 | 0 | 0 | 0 | 0 | 0 | -2599.27 | 8.6326 | 12342.2 | 0 | 0 | 0 | 0 | 0 | 0 | -2599.28 | 8.5004 | 8.5631 | 8.6326
[20 empty] | 2020-12-21 03:00 | 8500 | 12 | 21 | 4 | 0 | 0 | 8.5004 | 12488.8 | 0 | 0 | 0 | 0 | 0 | 0 | -2926.87 | 8.5631 | 12488.8 | 0 | 0 | 0 | 0 | 0 | 0 | -2926.88 | 8.6326 | 12488.8 | 0 | 0 | 0 | 0 | 0 | 0 | -2926.89 | 8.5004 | 8.5631 | 8.6326
[20 empty] | 2020-12-21 04:00 | 8501 | 12 | 21 | 5 | 0 | 0 | 34.774 | 936829 | 14.2541 | 48.635 | 0 | 924340 | 924.34 | 108921 | -773209 | 37.1446 | 1001970 | 15.3471 | 52.3643 | 0 | 989483 | 989.483 | 117273 | -832401 | 39.7479 | 1072910 | 16.5342 | 56.4147 | 0 | 1060420 | 1060.42 | 126344 | -896680 | 34.774 | 37.1446 | 39.7479
[20 empty] | 2020-12-21 05:00 | 8502 | 12 | 21 | 6 | 0 | 0 | 40.1774 | 867808 | 18.1124 | 61.7995 | 0 | 855392 | 855.392 | 138404 | -758412 | 43.4631 | 927814 | 20.1191 | 68.6464 | 0 | 915398 | 915.398 | 153738 | -813857 | 47.1442 | 990998 | 22.3848 | 76.3769 | 0 | 978583 | 978.583 | 171051 | -871903 | 40.1774 | 43.4631 | 47.1442
[20 empty] | 2020-12-21 06:00 | 8503 | 12 | 21 | 7 | 0 | 0 | 43.1211 | 883222 | 18.8873 | 64.4435 | 0 | 848444 | 848.444 | 144326 | -751272 | 46.4897 | 939045 | 20.9814 | 71.5885 | 0 | 904267 | 904.267 | 160327 | -802477 | 50.2576 | 999988 | 23.336 | 79.6224 | 0 | 965210 | 965.21 | 178320 | -858224 | 43.1211 | 46.4897 | 50.2576
[20 empty] | 2020-12-21 07:00 | 8504 | 12 | 21 | 8 | 438.99 | 0.43899 | 98.8495 | 961013 | 0.95414 | 3.2555 | 0 | 876525 | 876.525 | 7290.96 | -780219 | 100.119 | 1025810 | 1.0585 | 3.6117 | 0 | 941321 | 941.321 | 8088.65 | -840869 | 101.532 | 1096190 | 1.1743 | 4.0067 | 0 | 1011700 | 1011.7 | 8973.22 | -906694 | 98.4105 | 99.68 | 101.093
[20 empty] | 2020-12-21 08:00 | 8505 | 12 | 21 | 9 | 42547.732 | 42.5477 | 129.043 | 1063140 | 1.3145 | 4.485 | 0 | 979015 | 979.015 | 10044.5 | -898114 | 129.004 | 1128430 | 1.4238 | 4.8581 | 0 | 1044310 | 1044.31 | 10880 | -960482 | 129.334 | 1199840 | 1.5452 | 5.2723 | 0 | 1115720 | 1115.72 | 11807.7 | -1028600 | 86.4953 | 86.4563 | 86.7863
[20 empty] | 2020-12-21 09:00 | 8506 | 12 | 21 | 10 | 75470.955 | 75.471 | 132.531 | 1024000 | 1.3142 | 4.4842 | 0 | 964810 | 964.81 | 10042.7 | -876452 | 133.086 | 1088550 | 1.4236 | 4.8572 | 0 | 1029360 | 1029.36 | 10878 | -937605 | 134.17 | 1158770 | 1.5449 | 5.2713 | 0 | 1099580 | 1099.58 | 11805.5 | -1003970 | 57.06 | 57.615 | 58.699
[20 empty] | 2020-12-21 10:00 | 8507 | 12 | 21 | 11 | 100107.539 | 100.1075 | 133.556 | 1004820 | 1.3145 | 4.485 | 0 | 945629 | 945.629 | 10044.5 | -854587 | 134.166 | 1067860 | 1.4238 | 4.8581 | 0 | 1008670 | 1008.67 | 10880 | -913917 | 135.337 | 1135490 | 1.5452 | 5.2723 | 0 | 1076300 | 1076.3 | 11807.7 | -977289 | 33.4485 | 34.0585 | 35.2295
[20 empty] | 2020-12-21 11:00 | 8508 | 12 | 21 | 12 | 138848.325 | 138.8483 | 113.18 | 1024610 | 1.153 | 3.934 | 0 | 897953 | 897.953 | 8810.41 | -809103 | 113.583 | 1080940 | 1.2623 | 4.307 | 0 | 954280 | 954.28 | 9645.75 | -861358 | 114.69 | 1141940 | 1.3837 | 4.7211 | 0 | 1015280 | 1015.28 | 10573.3 | -917723 | -25.6683 | -25.2653 | -24.1583
[20 empty] | 2020-12-21 12:00 | 8509 | 12 | 21 | 13 | 142336.816 | 142.3368 | 136.424 | 989460 | 1.1532 | 3.9347 | 0 | 862801 | 862.801 | 8812.02 | -765713 | 136.905 | 1040440 | 1.2625 | 4.3078 | 0 | 913785 | 913.785 | 9647.51 | -811869 | 138.071 | 1096220 | 1.3839 | 4.722 | 0 | 969566 | 969.566 | 10575.2 | -862217 | -5.9128 | -5.4318 | -4.2658
[20 empty] | 2020-12-21 13:00 | 8510 | 12 | 21 | 14 | 149309.192 | 149.3092 | 87.1944 | 945516 | 1.1532 | 3.9347 | 0 | 848695 | 848.695 | 8812 | -752082 | 88.1944 | 991629 | 1.2625 | 4.3078 | 0 | 894808 | 894.808 | 9647.47 | -793200 | 89.3655 | 1041360 | 1.3839 | 4.722 | 0 | 944543 | 944.543 | 10575.1 | -837329 | -62.1148 | -61.1148 | -59.9437
[20 empty] | 2020-12-21 14:00 | 8511 | 12 | 21 | 15 | 103313.727 | 103.3137 | 82.2391 | 885425 | 1.1538 | 3.9369 | 0 | 826529 | 826.529 | 8816.9 | -730848 | 83.2096 | 926407 | 1.2632 | 4.3101 | 0 | 867510 | 867.51 | 9652.85 | -766713 | 84.4446 | 970957 | 1.3847 | 4.7246 | 0 | 912060 | 912.06 | 10581 | -805537 | -21.0746 | -20.1041 | -18.8691
[20 empty] | 2020-12-21 15:00 | 8512 | 12 | 21 | 16 | 42982.865 | 42.9829 | 69.462 | 899018 | 1.3142 | 4.4842 | 0 | 840122 | 840.122 | 10042.6 | -743132 | 70.4858 | 940794 | 1.4236 | 4.8572 | 0 | 881897 | 881.897 | 10878 | -779735 | 71.813 | 986486 | 1.5449 | 5.2713 | 0 | 927589 | 927.589 | 11805.5 | -819649 | 26.4791 | 27.5029 | 28.8301
[20 empty] | 2020-12-21 16:00 | 8513 | 12 | 21 | 17 | 0 | 0 | 76.094 | 874563 | 1.3145 | 4.485 | 0 | 840518 | 840.518 | 10044.5 | -743704 | 77.4951 | 919090 | 1.4238 | 4.858 | 0 | 885046 | 885.046 | 10879.9 | -783119 | 79.0508 | 968004 | 1.5452 | 5.2723 | 0 | 933960 | 933.96 | 11807.6 | -826333 | 76.094 | 77.4951 | 79.0508
[20 empty] | 2020-12-21 17:00 | 8514 | 12 | 21 | 18 | 0 | 0 | 14.694 | 34191.2 | 0 | 0 | 0 | 0 | 0 | 0 | 0 | 14.694 | 34191.2 | 0 | 0 | 0 | 0 | 0 | 0 | 0 | 14.694 | 34191.2 | 0 | 0 | 0 | 0 | 0 | 0 | 0 | 14.694 | 14.694 | 14.694
[20 empty] | 2020-12-21 18:00 | 8515 | 12 | 21 | 19 | 0 | 0 | 13.7827 | 34191.2 | 0 | 0 | 0 | 0 | 0 | 0 | 0 | 13.7827 | 34191.2 | 0 | 0 | 0 | 0 | 0 | 0 | 0 | 13.7827 | 34191.2 | 0 | 0 | 0 | 0 | 0 | 0 | 0 | 13.7827 | 13.7827 | 13.7827
[20 empty] | 2020-12-21 19:00 | 8516 | 12 | 21 | 20 | 0 | 0 | 10.3847 | 34191.2 | 0 | 0 | 0 | 0 | 0 | 0 | 0 | 10.3847 | 34191.2 | 0 | 0 | 0 | 0 | 0 | 0 | 0 | 10.3847 | 34191.2 | 0 | 0 | 0 | 0 | 0 | 0 | 0 | 10.3847 | 10.3847 | 10.3847
[20 empty] | 2020-12-21 20:00 | 8517 | 12 | 21 | 21 | 0 | 0 | 8.8655 | 11535.5 | 0 | 0 | 0 | 0 | 0 | 0 | 0 | 8.8655 | 11535.5 | 0 | 0 | 0 | 0 | 0 | 0 | 0 | 8.8655 | 11535.5 | 0 | 0 | 0 | 0 | 0 | 0 | 0 | 8.8655 | 8.8655 | 8.8655
[20 empty] | 2020-12-21 21:00 | 8518 | 12 | 21 | 22 | 0 | 0 | 8.5004 | 11535.5 | 0 | 0 | 0 | 0 | 0 | 0 | -78.8642 | 8.5631 | 11535.5 | 0 | 0 | 0 | 0 | 0 | 0 | -78.8608 | 8.6326 | 11535.5 | 0 | 0 | 0 | 0 | 0 | 0 | -78.8857 | 8.5004 | 8.5631 | 8.6326
[20 empty] | 2020-12-21 22:00 | 8519 | 12 | 21 | 23 | 0 | 0 | 8.5004 | 11535.5 | 0 | 0 | 0 | 0 | 0 | 0 | -512.001 | 8.5631 | 11535.5 | 0 | 0 | 0 | 0 | 0 | 0 | -512.001 | 8.6326 | 11535.5 | 0 | 0 | 0 | 0 | 0 | 0 | -512.013 | 8.5004 | 8.5631 | 8.6326
[20 empty] | 2020-12-21 23:00 | 8520 | 12 | 21 | 24 | 0 | 0 | 8.5004 | 11535.5 | 0 | 0 | 0 | 0 | 0 | 0 | -836.653 | 8.5631 | 11535.5 | 0 | 0 | 0 | 0 | 0 | 0 | -836.653 | 8.6326 | 11535.5 | 0 | 0 | 0 | 0 | 0 | 0 | -836.669 | 8.5004 | 8.5631 | 8.6326
[20 empty] | 2020-12-22 | 8521 | 12 | 22 | 1 | 0 | 0 | 8.5004 | 11608.9 | 0 | 0 | 0 | 0 | 0 | 0 | -1162.51 | 8.5631 | 11608.9 | 0 | 0 | 0 | 0 | 0 | 0 | -1162.51 | 8.6326 | 11608.9 | 0 | 0 | 0 | 0 | 0 | 0 | -1162.53 | 8.5004 | 8.5631 | 8.6326
[20 empty] | 2020-12-22 01:00 | 8522 | 12 | 22 | 2 | 0 | 0 | 8.5004 | 11608.9 | 0 | 0 | 0 | 0 | 0 | 0 | -1407.41 | 8.5631 | 11608.9 | 0 | 0 | 0 | 0 | 0 | 0 | -1407.41 | 8.6326 | 11608.9 | 0 | 0 | 0 | 0 | 0 | 0 | -1407.43 | 8.5004 | 8.5631 | 8.6326
[20 empty] | 2020-12-22 02:00 | 8523 | 12 | 22 | 3 | 0 | 0 | 8.5004 | 11682.2 | 0 | 0 | 0 | 0 | 0 | 0 | -1680 | 8.5631 | 11682.2 | 0 | 0 | 0 | 0 | 0 | 0 | -1680 | 8.6326 | 11682.2 | 0 | 0 | 0 | 0 | 0 | 0 | -1680.02 | 8.5004 | 8.5631 | 8.6326
[20 empty] | 2020-12-22 03:00 | 8524 | 12 | 22 | 4 | 0 | 0 | 8.5004 | 11755.5 | 0 | 0 | 0 | 0 | 0 | 0 | -1956.78 | 8.5631 | 11755.5 | 0 | 0 | 0 | 0 | 0 | 0 | -1956.78 | 8.6326 | 11755.5 | 0 | 0 | 0 | 0 | 0 | 0 | -1956.8 | 8.5004 | 8.5631 | 8.6326
[20 empty] | 2020-12-22 04:00 | 8525 | 12 | 22 | 5 | 0 | 0 | 37.7126 | 905801 | 17.0879 | 58.3039 | 0 | 894046 | 894.046 | 130575 | -750922 | 40.5259 | 962272 | 18.6252 | 63.5492 | 0 | 950516 | 950.516 | 142323 | -800846 | 43.6104 | 1022070 | 20.2978 | 69.2561 | 0 | 1010320 | 1010.32 | 155104 | -853260 | 37.7126 | 40.5259 | 43.6104
[20 empty] | 2020-12-22 05:00 | 8526 | 12 | 22 | 6 | 0 | 0 | 42.7374 | 823630 | 20.6046 | 70.3029 | 0 | 811874 | 811.874 | 157448 | -713157 | 46.2764 | 871435 | 22.8726 | 78.0413 | 0 | 859680 | 859.68 | 174778 | -755857 | 50.2213 | 923199 | 25.4085 | 86.6938 | 0 | 911444 | 911.444 | 194156 | -801861 | 42.7374 | 46.2764 | 50.2213
[20 empty] | 2020-12-22 06:00 | 8527 | 12 | 22 | 7 | 0 | 0 | 45.3678 | 818133 | 21.0954 | 71.9775 | 0 | 784015 | 784.015 | 161198 | -686057 | 48.9355 | 863667 | 23.3942 | 79.821 | 0 | 829550 | 829.55 | 178765 | -726472 | 52.8878 | 909405 | 25.9455 | 88.526 | 0 | 875287 | 875.287 | 198260 | -766548 | 45.3678 | 48.9355 | 52.8878
[20 empty] | 2020-12-22 07:00 | 8528 | 12 | 22 | 8 | 0 | 0 | 99.0682 | 890401 | 0.95415 | 3.2556 | 0 | 806573 | 806.573 | 7291.08 | -708321 | 100.379 | 948156 | 1.0585 | 3.6117 | 0 | 864328 | 864.328 | 8088.76 | -761127 | 101.835 | 1011060 | 1.1743 | 4.0067 | 0 | 927232 | 927.232 | 8973.38 | -818496 | 99.0682 | 100.379 | 101.835
[20 empty] | 2020-12-22 08:00 | 8529 | 12 | 22 | 9 | 14735.134 | 14.7351 | 127.511 | 956230 | 1.1534 | 3.9355 | 0 | 872622 | 872.622 | 8813.77 | -782245 | 127.414 | 1012380 | 1.2628 | 4.3086 | 0 | 928772 | 928.772 | 9649.41 | -834197 | 127.978 | 1073980 | 1.3842 | 4.7229 | 0 | 990375 | 990.375 | 10577.3 | -891094 | 112.7759 | 112.6789 | 113.2429
[20 empty] | 2020-12-22 09:00 | 8530 | 12 | 22 | 10 | 31963.546 | 31.9635 | 132.033 | 888902 | 1.3145 | 4.4851 | 0 | 830299 | 830.299 | 10044.6 | -736082 | 132.858 | 941241 | 1.4238 | 4.8581 | 0 | 882638 | 882.638 | 10880.1 | -783766 | 133.961 | 998843 | 1.5452 | 5.2724 | 0 | 940240 | 940.24 | 11807.8 | -836179 | 100.0695 | 100.8945 | 101.9975
[20 empty] | 2020-12-22 10:00 | 8531 | 12 | 22 | 11 | 10233.457 | 10.2335 | 132.871 | 855097 | 1.3145 | 4.4851 | 0 | 796494 | 796.494 | 10044.6 | -698952 | 133.73 | 904249 | 1.4238 | 4.8581 | 0 | 845645 | 845.645 | 10880.1 | -743105 | 134.935 | 958085 | 1.5452 | 5.2724 | 0 | 899482 | 899.482 | 11807.8 | -791392 | 122.6375 | 123.4965 | 124.7015
[20 empty] | 2020-12-22 11:00 | 8532 | 12 | 22 | 12 | 74550.196 | 74.5502 | 111.759 | 882134 | 1.153 | 3.9341 | 0 | 755475 | 755.475 | 8810.58 | -661554 | 112.653 | 925564 | 1.2623 | 4.307 | 0 | 798905 | 798.905 | 9645.93 | -700089 | 113.94 | 973347 | 1.3837 | 4.7212 | 0 | 846688 | 846.688 | 10573.5 | -742412 | 37.2088 | 38.1028 | 39.3898
[20 empty] | 2020-12-22 12:00 | 8533 | 12 | 22 | 13 | 108520.865 | 108.5209 | 134.85 | 821797 | 1.1299 | 3.8553 | 0 | 695138 | 695.138 | 8634.2 | -599467 | 135.97 | 861481 | 1.2626 | 4.3078 | 0 | 734822 | 734.822 | 9647.62 | -634034 | 137.331 | 905071 | 1.384 | 4.722 | 0 | 778412 | 778.412 | 10575.3 | -671956 | 26.3291 | 27.4491 | 28.8101
[20 empty] | 2020-12-22 13:00 | 8534 | 12 | 22 | 14 | 6252.711 | 6.2527 | 86.1327 | 784883 | 1.1299 | 3.8553 | 0 | 689836 | 689.836 | 8634.2 | -592399 | 87.2813 | 822070 | 1.2392 | 4.2283 | 0 | 727024 | 727.024 | 9469.43 | -624444 | 88.8987 | 863106 | 1.384 | 4.722 | 0 | 768059 | 768.059 | 10575.3 | -659753 | 79.88 | 81.0286 | 82.646
[20 empty] | 2020-12-22 14:00 | 8535 | 12 | 22 | 15 | 20309.711 | 20.3097 | 81.5007 | 736084 | 1.1308 | 3.8582 | 0 | 677700 | 677.7 | 8640.58 | -579317 | 82.5589 | 772689 | 1.2401 | 4.2314 | 0 | 714306 | 714.306 | 9476.42 | -610689 | 84.1056 | 813032 | 1.385 | 4.7255 | 0 | 754649 | 754.649 | 10583.1 | -645236 | 61.191 | 62.2492 | 63.7959
[20 empty] | 2020-12-22 15:00 | 8536 | 12 | 22 | 16 | 7566.017 | 7.566 | 69.3379 | 747744 | 1.2912 | 4.4056 | 0 | 689434 | 689.434 | 9866.72 | -593256 | 70.4014 | 784370 | 1.411 | 4.8145 | 0 | 726060 | 726.06 | 10782.3 | -624826 | 71.766 | 824599 | 1.5452 | 5.2724 | 0 | 766289 | 766.289 | 11807.8 | -659446 | 61.7719 | 62.8354 | 64.2
[20 empty] | 2020-12-22 16:00 | 8537 | 12 | 22 | 17 | 0 | 0 | 75.9335 | 721810 | 1.3017 | 4.4414 | 0 | 688352 | 688.352 | 9946.88 | -591092 | 77.4131 | 759442 | 1.4238 | 4.8581 | 0 | 725984 | 725.984 | 10880.1 | -623596 | 78.9644 | 800799 | 1.5452 | 5.2724 | 0 | 767341 | 767.341 | 11807.8 | -659254 | 75.9335 | 77.4131 | 78.9644
[20 empty] | 2020-12-22 17:00 | 8538 | 12 | 22 | 18 | 0 | 0 | 14.694 | 33531.1 | 0 | 0 | 0 | 0 | 0 | 0 | 0 | 14.694 | 33531.1 | 0 | 0 | 0 | 0 | 0 | 0 | 0 | 14.694 | 33531.1 | 0 | 0 | 0 | 0 | 0 | 0 | 0 | 14.694 | 14.694 | 14.694
[20 empty] | 2020-12-22 18:00 | 8539 | 12 | 22 | 19 | 0 | 0 | 13.7827 | 33531.1 | 0 | 0 | 0 | 0 | 0 | 0 | 0 | 13.7827 | 33531.1 | 0 | 0 | 0 | 0 | 0 | 0 | 0 | 13.7827 | 33531.1 | 0 | 0 | 0 | 0 | 0 | 0 | 0 | 13.7827 | 13.7827 | 13.7827
[20 empty] | 2020-12-22 19:00 | 8540 | 12 | 22 | 20 | 0 | 0 | 10.3847 | 33531.1 | 0 | 0 | 0 | 0 | 0 | 0 | 0 | 10.3847 | 33531.1 | 0 | 0 | 0 | 0 | 0 | 0 | 0 | 10.3847 | 33531.1 | 0 | 0 | 0 | 0 | 0 | 0 | 0 | 10.3847 | 10.3847 | 10.3847
[20 empty] | 2020-12-22 20:00 | 8541 | 12 | 22 | 21 | 0 | 0 | 8.8655 | 11242.2 | 0 | 0 | 0 | 0 | 0 | 0 | 0 | 8.8655 | 11242.2 | 0 | 0 | 0 | 0 | 0 | 0 | 0 | 8.8655 | 11242.2 | 0 | 0 | 0 | 0 | 0 | 0 | 0 | 8.8655 | 8.8655 | 8.8655
[20 empty] | 2020-12-22 21:00 | 8542 | 12 | 22 | 22 | 0 | 0 | 7.3463 | 11242.2 | 0 | 0 | 0 | 0 | 0 | 0 | 0 | 7.3463 | 11242.2 | 0 | 0 | 0 | 0 | 0 | 0 | 0 | 7.3463 | 11242.2 | 0 | 0 | 0 | 0 | 0 | 0 | 0 | 7.3463 | 7.3463 | 7.3463
[20 empty] | 2020-12-22 22:00 | 8543 | 12 | 22 | 23 | 0 | 0 | 7.3463 | 11242.2 | 0 | 0 | 0 | 0 | 0 | 0 | 0 | 7.3463 | 11242.2 | 0 | 0 | 0 | 0 | 0 | 0 | 0 | 7.3463 | 11242.2 | 0 | 0 | 0 | 0 | 0 | 0 | 0 | 7.3463 | 7.3463 | 7.3463
[20 empty] | 2020-12-22 23:00 | 8544 | 12 | 22 | 24 | 0 | 0 | 7.3463 | 11315.6 | 0 | 0 | 0 | 0 | 0 | 0 | 0 | 7.3463 | 11315.6 | 0 | 0 | 0 | 0 | 0 | 0 | 0 | 7.3463 | 11315.6 | 0 | 0 | 0 | 0 | 0 | 0 | 0 | 7.3463 | 7.3463 | 7.3463
[20 empty] | 2020-12-23 | 8545 | 12 | 23 | 1 | 0 | 0 | 8.5004 | 11388.9 | 0 | 0 | 0 | 0 | 0 | 0 | -10.3004 | 8.5631 | 11388.9 | 0 | 0 | 0 | 0 | 0 | 0 | -10.3004 | 8.6326 | 11388.9 | 0 | 0 | 0 | 0 | 0 | 0 | -10.2965 | 8.5004 | 8.5631 | 8.6326
[20 empty] | 2020-12-23 01:00 | 8546 | 12 | 23 | 2 | 0 | 0 | 8.5004 | 11388.9 | 0 | 0 | 0 | 0 | 0 | 0 | -368.545 | 8.5631 | 11388.9 | 0 | 0 | 0 | 0 | 0 | 0 | -368.541 | 8.6326 | 11388.9 | 0 | 0 | 0 | 0 | 0 | 0 | -368.541 | 8.5004 | 8.5631 | 8.6326
[20 empty] | 2020-12-23 02:00 | 8547 | 12 | 23 | 3 | 0 | 0 | 8.5004 | 11462.2 | 0 | 0 | 0 | 0 | 0 | 0 | -697.042 | 8.5631 | 11462.2 | 0 | 0 | 0 | 0 | 0 | 0 | -697.034 | 8.6326 | 11462.2 | 0 | 0 | 0 | 0 | 0 | 0 | -697.034 | 8.5004 | 8.5631 | 8.6326
[20 empty] | 2020-12-23 03:00 | 8548 | 12 | 23 | 4 | 0 | 0 | 8.5004 | 11535.5 | 0 | 0 | 0 | 0 | 0 | 0 | -1084.94 | 8.5631 | 11535.5 | 0 | 0 | 0 | 0 | 0 | 0 | -1084.92 | 8.6326 | 11535.5 | 0 | 0 | 0 | 0 | 0 | 0 | -1084.92 | 8.5004 | 8.5631 | 8.6326
[20 empty] | 2020-12-23 04:00 | 8549 | 12 | 23 | 5 | 0 | 0 | 39.6464 | 859476 | 19.05 | 64.9986 | 0 | 847941 | 847.941 | 145569 | -688886 | 42.6086 | 908817 | 20.7447 | 70.7809 | 0 | 897282 | 897.282 | 158519 | -730205 | 45.8633 | 962748 | 22.5935 | 77.089 | 0 | 951212 | 951.212 | 172646 | -775161 | 39.6464 | 42.6086 | 45.8633
[20 empty] | 2020-12-23 05:00 | 8550 | 12 | 23 | 6 | 0 | 0 | 44.2185 | 714332 | 22.0762 | 75.324 | 0 | 703310 | 703.31 | 168693 | -614832 | 47.8015 | 753556 | 24.3932 | 83.2296 | 0 | 742534 | 742.534 | 186398 | -649330 | 51.7888 | 795826 | 26.977 | 92.0455 | 0 | 784804 | 784.804 | 206142 | -686377 | 44.2185 | 47.8015 | 51.7888
[20 empty] | 2020-12-23 06:00 | 8551 | 12 | 23 | 7 | 0 | 0 | 45.8621 | 708484 | 21.864 | 74.6 | 0 | 675100 | 675.1 | 167071 | -578674 | 49.4623 | 745638 | 24.2014 | 82.5752 | 0 | 712253 | 712.253 | 184933 | -610694 | 53.4656 | 785946 | 26.8039 | 91.4549 | 0 | 752561 | 752.561 | 204819 | -645310 | 45.8621 | 49.4623 | 53.4656
[20 empty] | 2020-12-23 07:00 | 8552 | 12 | 23 | 8 | 0 | 0 | 99.0044 | 743232 | 0.95418 | 3.2557 | 0 | 660138 | 660.138 | 7291.3 | -563713 | 100.307 | 789241 | 1.0586 | 3.6119 | 0 | 706147 | 706.147 | 8089 | -604182 | 101.755 | 839632 | 1.1743 | 4.0068 | 0 | 756537 | 756.537 | 8973.59 | -648483 | 99.0044 | 100.307 | 101.755
[20 empty] | 2020-12-23 08:00 | 8553 | 12 | 23 | 9 | 76.155 | 0.076155 | 126.264 | 761059 | 1.1302 | 3.8561 | 0 | 678405 | 678.405 | 8636 | -590542 | 126.518 | 803447 | 1.25 | 4.265 | 0 | 720793 | 720.793 | 9551.82 | -628147 | 127.527 | 849832 | 1.3842 | 4.723 | 0 | 767178 | 767.178 | 10577.5 | -669234 | 126.1878 | 126.4418 | 127.4508
[20 empty] | 2020-12-23 09:00 | 8554 | 12 | 23 | 10 | 3021.829 | 3.0218 | 129.911 | 696270 | 1.111 | 3.7908 | 0 | 638547 | 638.547 | 8489.75 | -544795 | 130.751 | 735079 | 1.2249 | 4.1792 | 0 | 677356 | 677.356 | 9359.66 | -578476 | 132.017 | 777539 | 1.3611 | 4.6442 | 0 | 719816 | 719.816 | 10401 | -615283 | 126.8892 | 127.7292 | 128.9952
[20 empty] | 2020-12-23 10:00 | 8555 | 12 | 23 | 11 | 54640.64 | 54.6406 | 131.279 | 659888 | 1.1106 | 3.7894 | 0 | 602165 | 602.165 | 8486.71 | -508384 | 132.084 | 696322 | 1.2198 | 4.1621 | 0 | 638599 | 638.599 | 9321.32 | -539654 | 133.272 | 735226 | 1.3457 | 4.5917 | 0 | 677503 | 677.503 | 10283.3 | -572826 | 76.6384 | 77.4434 | 78.6314
[20 empty] | 2020-12-23 11:00 | 8556 | 12 | 23 | 12 | 5081.573 | 5.0816 | 111.053 | 741070 | 1.1094 | 3.7853 | 0 | 614411 | 614.411 | 8477.37 | -515070 | 112.082 | 776829 | 1.2185 | 4.1575 | 0 | 650170 | 650.17 | 9311.07 | -545451 | 113.449 | 815464 | 1.3397 | 4.571 | 0 | 688805 | 688.805 | 10237 | -578304 | 105.9714 | 107.0004 | 108.3674
[20 empty] | 2020-12-23 12:00 | 8557 | 12 | 23 | 13 | 9917.529 | 9.9175 | 134.615 | 665021 | 1.1045 | 3.7687 | 0 | 538362 | 538.362 | 8440.29 | -449741 | 135.593 | 695076 | 1.2191 | 4.1597 | 0 | 568417 | 568.417 | 9316.02 | -475012 | 136.934 | 728092 | 1.3404 | 4.5734 | 0 | 601433 | 601.433 | 10242.4 | -502669 | 124.6975 | 125.6755 | 127.0165
[20 empty] | 2020-12-23 13:00 | 8558 | 12 | 23 | 14 | 16398.552 | 16.3986 | 86.3746 | 619233 | 1.0767 | 3.6737 | 0 | 525460 | 525.46 | 8227.52 | -436267 | 87.5717 | 644479 | 1.216 | 4.1489 | 0 | 550706 | 550.706 | 9291.6 | -456940 | 88.7831 | 672300 | 1.3411 | 4.5759 | 0 | 578527 | 578.527 | 10248.1 | -479677 | 69.976 | 71.1731 | 72.3845
[20 empty] | 2020-12-23 14:00 | 8559 | 12 | 23 | 15 | 20443.052 | 20.4431 | 80.9534 | 517621 | 1.01 | 3.446 | 0 | 460045 | 460.045 | 7717.59 | -382358 | 82.4784 | 533779 | 1.2061 | 4.1151 | 0 | 476203 | 476.203 | 9216.01 | -395103 | 83.7546 | 551476 | 1.3288 | 4.5339 | 0 | 493899 | 493.899 | 10154 | -409040 | 60.5103 | 62.0353 | 63.3115
[20 empty] | 2020-12-23 15:00 | 8560 | 12 | 23 | 16 | 2358.689 | 2.3587 | 67.2505 | 550983 | 1.0324 | 3.5224 | 0 | 493333 | 493.333 | 7888.6 | -405256 | 68.6916 | 569843 | 1.2065 | 4.1166 | 0 | 512193 | 512.193 | 9219.39 | -420059 | 70.1087 | 590304 | 1.3409 | 4.575 | 0 | 532654 | 532.654 | 10246.1 | -436062 | 64.8918 | 66.3329 | 67.75
[20 empty] | 2020-12-23 16:00 | 8561 | 12 | 23 | 17 | 0 | 0 | 74.3988 | 514299 | 1.1052 | 3.7708 | 0 | 481501 | 481.501 | 8444.9 | -395462 | 75.7952 | 535952 | 1.216 | 4.1488 | 0 | 503154 | 503.154 | 9291.53 | -412974 | 77.3602 | 559535 | 1.3411 | 4.5759 | 0 | 526738 | 526.738 | 10248 | -431958 | 74.3988 | 75.7952 | 77.3602
[20 empty] | 2020-12-23 17:00 | 8562 | 12 | 23 | 18 | 0 | 0 | 14.694 | 33091 | 0 | 0 | 0 | 0 | 0 | 0 | 0 | 14.694 | 33091 | 0 | 0 | 0 | 0 | 0 | 0 | 0 | 14.694 | 33091 | 0 | 0 | 0 | 0 | 0 | 0 | 0 | 14.694 | 14.694 | 14.694
[20 empty] | 2020-12-23 18:00 | 8563 | 12 | 23 | 19 | 0 | 0 | 13.7827 | 33164.4 | 0 | 0 | 0 | 0 | 0 | 0 | 0 | 13.7827 | 33164.4 | 0 | 0 | 0 | 0 | 0 | 0 | 0 | 13.7827 | 33164.4 | 0 | 0 | 0 | 0 | 0 | 0 | 0 | 13.7827 | 13.7827 | 13.7827
[20 empty] | 2020-12-23 19:00 | 8564 | 12 | 23 | 20 | 0 | 0 | 10.3847 | 33164.4 | 0 | 0 | 0 | 0 | 0 | 0 | 0 | 10.3847 | 33164.4 | 0 | 0 | 0 | 0 | 0 | 0 | 0 | 10.3847 | 33164.4 | 0 | 0 | 0 | 0 | 0 | 0 | 0 | 10.3847 | 10.3847 | 10.3847
[20 empty] | 2020-12-23 20:00 | 8565 | 12 | 23 | 21 | 0 | 0 | 8.8655 | 10875.6 | 0 | 0 | 0 | 0 | 0 | 0 | 0 | 8.8655 | 10875.6 | 0 | 0 | 0 | 0 | 0 | 0 | 0 | 8.8655 | 10875.6 | 0 | 0 | 0 | 0 | 0 | 0 | 0 | 8.8655 | 8.8655 | 8.8655
[20 empty] | 2020-12-23 21:00 | 8566 | 12 | 23 | 22 | 0 | 0 | 7.3463 | 10948.9 | 0 | 0 | 0 | 0 | 0 | 0 | 0 | 7.3463 | 10948.9 | 0 | 0 | 0 | 0 | 0 | 0 | 0 | 7.3463 | 10948.9 | 0 | 0 | 0 | 0 | 0 | 0 | 0 | 7.3463 | 7.3463 | 7.3463
[20 empty] | 2020-12-23 22:00 | 8567 | 12 | 23 | 23 | 0 | 0 | 7.3463 | 10948.9 | 0 | 0 | 0 | 0 | 0 | 0 | 0 | 7.3463 | 10948.9 | 0 | 0 | 0 | 0 | 0 | 0 | 0 | 7.3463 | 10948.9 | 0 | 0 | 0 | 0 | 0 | 0 | 0 | 7.3463 | 7.3463 | 7.3463
[20 empty] | 2020-12-23 23:00 | 8568 | 12 | 23 | 24 | 0 | 0 | 7.3463 | 11022.3 | 0 | 0 | 0 | 0 | 0 | 0 | 0 | 7.3463 | 11022.3 | 0 | 0 | 0 | 0 | 0 | 0 | 0 | 7.3463 | 11022.3 | 0 | 0 | 0 | 0 | 0 | 0 | 0 | 7.3463 | 7.3463 | 7.3463
[20 empty] | 2020-12-24 | 8569 | 12 | 24 | 1 | 0 | 0 | 10.2503 | 11022.3 | 0 | 0 | 0 | 0 | 0 | 0 | 0 | 10.2503 | 11022.3 | 0 | 0 | 0 | 0 | 0 | 0 | 0 | 10.2503 | 11022.3 | 0 | 0 | 0 | 0 | 0 | 0 | 0 | 10.2503 | 10.2503 | 10.2503
[20 empty] | 2020-12-24 01:00 | 8570 | 12 | 24 | 2 | 0 | 0 | 10.2503 | 11022.3 | 0 | 0 | 0 | 0 | 0 | 0 | 0 | 10.2503 | 11022.3 | 0 | 0 | 0 | 0 | 0 | 0 | 0 | 10.2503 | 11022.3 | 0 | 0 | 0 | 0 | 0 | 0 | 0 | 10.2503 | 10.2503 | 10.2503
[20 empty] | 2020-12-24 02:00 | 8571 | 12 | 24 | 3 | 0 | 0 | 10.2503 | 10948.9 | 0 | 0 | 0 | 0 | 0 | 0 | 0 | 10.2503 | 10948.9 | 0 | 0 | 0 | 0 | 0 | 0 | 0 | 10.2503 | 10948.9 | 0 | 0 | 0 | 0 | 0 | 0 | 0 | 10.2503 | 10.2503 | 10.2503
[20 empty] | 2020-12-24 03:00 | 8572 | 12 | 24 | 4 | 0 | 0 | 10.2503 | 11022.3 | 0 | 0 | 0 | 0 | 0 | 0 | 0 | 10.2503 | 11022.3 | 0 | 0 | 0 | 0 | 0 | 0 | 0 | 10.2503 | 11022.3 | 0 | 0 | 0 | 0 | 0 | 0 | 0 | 10.2503 | 10.2503 | 10.2503
[20 empty] | 2020-12-24 04:00 | 8573 | 12 | 24 | 5 | 0 | 0 | 10.2503 | 11022.3 | 0 | 0 | 0 | 0 | 0 | 0 | 0 | 10.2503 | 11022.3 | 0 | 0 | 0 | 0 | 0 | 0 | 0 | 10.2503 | 11022.3 | 0 | 0 | 0 | 0 | 0 | 0 | 0 | 10.2503 | 10.2503 | 10.2503
[20 empty] | 2020-12-24 05:00 | 8574 | 12 | 24 | 6 | 0 | 0 | 10.2503 | 11095.6 | 0 | 0 | 0 | 0 | 0 | 0 | 0 | 10.2503 | 11095.6 | 0 | 0 | 0 | 0 | 0 | 0 | 0 | 10.2503 | 11095.6 | 0 | 0 | 0 | 0 | 0 | 0 | 0 | 10.2503 | 10.2503 | 10.2503
[20 empty] | 2020-12-24 06:00 | 8575 | 12 | 24 | 7 | 0 | 0 | 10.2503 | 11168.9 | 0 | 0 | 0 | 0 | 0 | 0 | 0 | 10.2503 | 11168.9 | 0 | 0 | 0 | 0 | 0 | 0 | 0 | 10.2503 | 11168.9 | 0 | 0 | 0 | 0 | 0 | 0 | 0 | 10.2503 | 10.2503 | 10.2503
[20 empty] | 2020-12-24 07:00 | 8576 | 12 | 24 | 8 | 0 | 0 | 11.3403 | 11168.9 | 0 | 0 | 0 | 0 | 0 | 0 | -205.085 | 11.3883 | 11168.9 | 0 | 0 | 0 | 0 | 0 | 0 | -205.087 | 11.4431 | 11168.9 | 0 | 0 | 0 | 0 | 0 | 0 | -205.085 | 11.3403 | 11.3883 | 11.4431
[20 empty] | 2020-12-24 08:00 | 8577 | 12 | 24 | 9 | 53056.033 | 53.056 | 11.0855 | 10875.6 | 0 | 0 | 0 | 0 | 0 | 0 | -302.582 | 11.0799 | 10875.6 | 0 | 0 | 0 | 0 | 0 | 0 | -302.586 | 11.0882 | 10875.6 | 0 | 0 | 0 | 0 | 0 | 0 | -302.582 | -41.9705 | -41.9761 | -41.9678
[20 empty] | 2020-12-24 09:00 | 8578 | 12 | 24 | 10 | 90987.697 | 90.9877 | 11.0331 | 10875.6 | 0 | 0 | 0 | 0 | 0 | 0 | -501.356 | 11.0303 | 10875.6 | 0 | 0 | 0 | 0 | 0 | 0 | -501.368 | 11.0439 | 10875.6 | 0 | 0 | 0 | 0 | 0 | 0 | -501.356 | -79.9546 | -79.9574 | -79.9438
[20 empty] | 2020-12-24 10:00 | 8579 | 12 | 24 | 11 | 176602.612 | 176.6026 | 10.966 | 10875.6 | 0 | 0 | 0 | 0 | 0 | 0 | -670.404 | 10.9581 | 10875.6 | 0 | 0 | 0 | 0 | 0 | 0 | -670.416 | 10.9688 | 10875.6 | 0 | 0 | 0 | 0 | 0 | 0 | -670.404 | -165.6366 | -165.6445 | -165.6338
[20 empty] | 2020-12-24 11:00 | 8580 | 12 | 24 | 12 | 196594.07 | 196.5941 | 10.8217 | 10655.6 | 0 | 0 | 0 | 0 | 0 | 0 | -674.057 | 10.8542 | 10655.6 | 0 | 0 | 0 | 0 | 0 | 0 | -674.069 | 10.9047 | 10655.6 | 0 | 0 | 0 | 0 | 0 | 0 | -674.057 | -185.7724 | -185.7399 | -185.6894
[20 empty] | 2020-12-24 12:00 | 8581 | 12 | 24 | 13 | 193353.552 | 193.3536 | 10.7951 | 10655.6 | 0 | 0 | 0 | 0 | 0 | 0 | -776.978 | 10.8329 | 10655.6 | 0 | 0 | 0 | 0 | 0 | 0 | -776.986 | 10.8889 | 10655.6 | 0 | 0 | 0 | 0 | 0 | 0 | -776.978 | -182.5585 | -182.5207 | -182.4647
[20 empty] | 2020-12-24 13:00 | 8582 | 12 | 24 | 14 | 104511.235 | 104.5112 | 10.7906 | 10655.6 | 0 | 0 | 0 | 0 | 0 | 0 | -848.766 | 10.8304 | 10655.6 | 0 | 0 | 0 | 0 | 0 | 0 | -848.77 | 10.8874 | 10655.6 | 0 | 0 | 0 | 0 | 0 | 0 | -848.766 | -93.7206 | -93.6808 | -93.6238
[20 empty] | 2020-12-24 14:00 | 8583 | 12 | 24 | 15 | 37895.622 | 37.8956 | 10.7953 | 10728.9 | 0 | 0 | 0 | 0 | 0 | 0 | -928.99 | 10.8347 | 10728.9 | 0 | 0 | 0 | 0 | 0 | 0 | -929.002 | 10.8906 | 10728.9 | 0 | 0 | 0 | 0 | 0 | 0 | -928.99 | -27.1003 | -27.0609 | -27.005
[20 empty] | 2020-12-24 15:00 | 8584 | 12 | 24 | 16 | 20980.774 | 20.9808 | 10.8137 | 10655.6 | 0 | 0 | 0 | 0 | 0 | 0 | -904.909 | 10.8474 | 10655.6 | 0 | 0 | 0 | 0 | 0 | 0 | -904.925 | 10.899 | 10655.6 | 0 | 0 | 0 | 0 | 0 | 0 | -904.909 | -10.1671 | -10.1334 | -10.0818
[20 empty] | 2020-12-24 16:00 | 8585 | 12 | 24 | 17 | 0 | 0 | 11.4044 | 10655.6 | 0 | 0 | 0 | 0 | 0 | 0 | -886.854 | 11.4671 | 10655.6 | 0 | 0 | 0 | 0 | 0 | 0 | -886.866 | 11.5367 | 10655.6 | 0 | 0 | 0 | 0 | 0 | 0 | -886.854 | 11.4044 | 11.4671 | 11.5367
[20 empty] | 2020-12-24 17:00 | 8586 | 12 | 24 | 18 | 0 | 0 | 11.4044 | 10875.6 | 0 | 0 | 0 | 0 | 0 | 0 | -998.666 | 11.4671 | 10875.6 | 0 | 0 | 0 | 0 | 0 | 0 | -998.678 | 11.5367 | 10875.6 | 0 | 0 | 0 | 0 | 0 | 0 | -998.666 | 11.4044 | 11.4671 | 11.5367
[20 empty] | 2020-12-24 18:00 | 8587 | 12 | 24 | 19 | 0 | 0 | 11.4044 | 10875.6 | 0 | 0 | 0 | 0 | 0 | 0 | -1037.9 | 11.4671 | 10875.6 | 0 | 0 | 0 | 0 | 0 | 0 | -1037.91 | 11.5367 | 10875.6 | 0 | 0 | 0 | 0 | 0 | 0 | -1037.9 | 11.4044 | 11.4671 | 11.5367
[20 empty] | 2020-12-24 19:00 | 8588 | 12 | 24 | 20 | 0 | 0 | 11.4044 | 10875.6 | 0 | 0 | 0 | 0 | 0 | 0 | -1107.77 | 11.4671 | 10875.6 | 0 | 0 | 0 | 0 | 0 | 0 | -1107.79 | 11.5367 | 10875.6 | 0 | 0 | 0 | 0 | 0 | 0 | -1107.77 | 11.4044 | 11.4671 | 11.5367
[20 empty] | 2020-12-24 20:00 | 8589 | 12 | 24 | 21 | 0 | 0 | 11.4044 | 10875.6 | 0 | 0 | 0 | 0 | 0 | 0 | -1187.9 | 11.4671 | 10875.6 | 0 | 0 | 0 | 0 | 0 | 0 | -1187.91 | 11.5367 | 10875.6 | 0 | 0 | 0 | 0 | 0 | 0 | -1187.9 | 11.4044 | 11.4671 | 11.5367
[20 empty] | 2020-12-24 21:00 | 8590 | 12 | 24 | 22 | 0 | 0 | 11.4044 | 10948.9 | 0 | 0 | 0 | 0 | 0 | 0 | -1349.38 | 11.4671 | 10948.9 | 0 | 0 | 0 | 0 | 0 | 0 | -1349.39 | 11.5367 | 10948.9 | 0 | 0 | 0 | 0 | 0 | 0 | -1349.38 | 11.4044 | 11.4671 | 11.5367
[20 empty] | 2020-12-24 22:00 | 8591 | 12 | 24 | 23 | 0 | 0 | 11.4044 | 10948.9 | 0 | 0 | 0 | 0 | 0 | 0 | -1436.62 | 11.4671 | 10948.9 | 0 | 0 | 0 | 0 | 0 | 0 | -1436.61 | 11.5367 | 10948.9 | 0 | 0 | 0 | 0 | 0 | 0 | -1436.62 | 11.4044 | 11.4671 | 11.5367
[20 empty] | 2020-12-24 23:00 | 8592 | 12 | 24 | 24 | 0 | 0 | 11.4044 | 11022.3 | 0 | 0 | 0 | 0 | 0 | 0 | -1539.14 | 11.4671 | 11022.3 | 0 | 0 | 0 | 0 | 0 | 0 | -1539.13 | 11.5367 | 11022.3 | 0 | 0 | 0 | 0 | 0 | 0 | -1539.14 | 11.4044 | 11.4671 | 11.5367
[20 empty] | 2020-12-25 | 8593 | 12 | 25 | 1 | 0 | 0 | 11.4044 | 11022.3 | 0 | 0 | 0 | 0 | 0 | 0 | -1640.58 | 11.4671 | 11022.3 | 0 | 0 | 0 | 0 | 0 | 0 | -1640.56 | 11.5367 | 11022.3 | 0 | 0 | 0 | 0 | 0 | 0 | -1640.58 | 11.4044 | 11.4671 | 11.5367
[20 empty] | 2020-12-25 01:00 | 8594 | 12 | 25 | 2 | 0 | 0 | 11.4044 | 11022.3 | 0 | 0 | 0 | 0 | 0 | 0 | -1721.72 | 11.4671 | 11022.3 | 0 | 0 | 0 | 0 | 0 | 0 | -1721.7 | 11.5367 | 11022.3 | 0 | 0 | 0 | 0 | 0 | 0 | -1721.72 | 11.4044 | 11.4671 | 11.5367
[20 empty] | 2020-12-25 02:00 | 8595 | 12 | 25 | 3 | 0 | 0 | 11.4044 | 11022.3 | 0 | 0 | 0 | 0 | 0 | 0 | -1781.85 | 11.4671 | 11022.3 | 0 | 0 | 0 | 0 | 0 | 0 | -1781.83 | 11.5367 | 11022.3 | 0 | 0 | 0 | 0 | 0 | 0 | -1781.85 | 11.4044 | 11.4671 | 11.5367
[20 empty] | 2020-12-25 03:00 | 8596 | 12 | 25 | 4 | 0 | 0 | 11.4044 | 10948.9 | 0 | 0 | 0 | 0 | 0 | 0 | -1816.15 | 11.4671 | 10948.9 | 0 | 0 | 0 | 0 | 0 | 0 | -1816.14 | 11.5367 | 10948.9 | 0 | 0 | 0 | 0 | 0 | 0 | -1816.15 | 11.4044 | 11.4671 | 11.5367
[20 empty] | 2020-12-25 04:00 | 8597 | 12 | 25 | 5 | 0 | 0 | 11.4044 | 10948.9 | 0 | 0 | 0 | 0 | 0 | 0 | -1881.27 | 11.4671 | 10948.9 | 0 | 0 | 0 | 0 | 0 | 0 | -1881.24 | 11.5367 | 10948.9 | 0 | 0 | 0 | 0 | 0 | 0 | -1881.27 | 11.4044 | 11.4671 | 11.5367
[20 empty] | 2020-12-25 05:00 | 8598 | 12 | 25 | 6 | 0 | 0 | 11.4044 | 10875.6 | 0 | 0 | 0 | 0 | 0 | 0 | -1894.12 | 11.4671 | 10875.6 | 0 | 0 | 0 | 0 | 0 | 0 | -1894.09 | 11.5367 | 10875.6 | 0 | 0 | 0 | 0 | 0 | 0 | -1894.12 | 11.4044 | 11.4671 | 11.5367
[20 empty] | 2020-12-25 06:00 | 8599 | 12 | 25 | 7 | 0 | 0 | 11.4044 | 11022.3 | 0 | 0 | 0 | 0 | 0 | 0 | -2035.31 | 11.4671 | 11022.3 | 0 | 0 | 0 | 0 | 0 | 0 | -2035.29 | 11.5367 | 11022.3 | 0 | 0 | 0 | 0 | 0 | 0 | -2035.31 | 11.4044 | 11.4671 | 11.5367
[20 empty] | 2020-12-25 07:00 | 8600 | 12 | 25 | 8 | 3507.709 | 3.5077 | 11.4044 | 11022.3 | 0 | 0 | 0 | 0 | 0 | 0 | -2079.53 | 11.4671 | 11022.3 | 0 | 0 | 0 | 0 | 0 | 0 | -2079.5 | 11.5367 | 11022.3 | 0 | 0 | 0 | 0 | 0 | 0 | -2079.53 | 7.8967 | 7.9594 | 8.029
[20 empty] | 2020-12-25 08:00 | 8601 | 12 | 25 | 9 | 42386.818 | 42.3868 | 11.4044 | 11095.6 | 0 | 0 | 0 | 0 | 0 | 0 | -2172.87 | 11.4671 | 11095.6 | 0 | 0 | 0 | 0 | 0 | 0 | -2172.85 | 11.5367 | 11095.6 | 0 | 0 | 0 | 0 | 0 | 0 | -2172.87 | -30.9824 | -30.9197 | -30.8501
[20 empty] | 2020-12-25 09:00 | 8602 | 12 | 25 | 10 | 109596.463 | 109.5965 | 11.3739 | 11095.6 | 0 | 0 | 0 | 0 | 0 | 0 | -2211.86 | 11.4299 | 11095.6 | 0 | 0 | 0 | 0 | 0 | 0 | -2211.84 | 11.4931 | 11095.6 | 0 | 0 | 0 | 0 | 0 | 0 | -2211.86 | -98.2226 | -98.1666 | -98.1034
[20 empty] | 2020-12-25 10:00 | 8603 | 12 | 25 | 11 | 183984.807 | 183.9848 | 10.9226 | 11022.3 | 0 | 0 | 0 | 0 | 0 | 0 | -2224.54 | 10.9361 | 11022.3 | 0 | 0 | 0 | 0 | 0 | 0 | -2224.53 | 10.9752 | 11022.3 | 0 | 0 | 0 | 0 | 0 | 0 | -2224.54 | -173.0622 | -173.0487 | -173.0096
[20 empty] | 2020-12-25 11:00 | 8604 | 12 | 25 | 12 | 154210.912 | 154.2109 | 11.1712 | 11022.3 | 0 | 0 | 0 | 0 | 0 | 0 | -2247.34 | 11.1892 | 11022.3 | 0 | 0 | 0 | 0 | 0 | 0 | -2247.33 | 11.2179 | 11022.3 | 0 | 0 | 0 | 0 | 0 | 0 | -2247.34 | -143.0397 | -143.0217 | -142.993
[20 empty] | 2020-12-25 12:00 | 8605 | 12 | 25 | 13 | 166785.328 | 166.7853 | 10.8445 | 10948.9 | 0 | 0 | 0 | 0 | 0 | 0 | -2238.34 | 10.877 | 10948.9 | 0 | 0 | 0 | 0 | 0 | 0 | -2238.33 | 10.9218 | 10948.9 | 0 | 0 | 0 | 0 | 0 | 0 | -2238.34 | -155.9408 | -155.9083 | -155.8635
[20 empty] | 2020-12-25 13:00 | 8606 | 12 | 25 | 14 | 116183.191 | 116.1832 | 10.8034 | 10875.6 | 0 | 0 | 0 | 0 | 0 | 0 | -2202.95 | 10.8374 | 10875.6 | 0 | 0 | 0 | 0 | 0 | 0 | -2202.94 | 10.8902 | 10875.6 | 0 | 0 | 0 | 0 | 0 | 0 | -2202.95 | -105.3798 | -105.3458 | -105.293
[20 empty] | 2020-12-25 14:00 | 8607 | 12 | 25 | 15 | 56395.887 | 56.3959 | 10.7928 | 10728.9 | 0 | 0 | 0 | 0 | 0 | 0 | -2149.85 | 10.8313 | 10728.9 | 0 | 0 | 0 | 0 | 0 | 0 | -2149.84 | 10.8881 | 10728.9 | 0 | 0 | 0 | 0 | 0 | 0 | -2149.85 | -45.6031 | -45.5646 | -45.5078
[20 empty] | 2020-12-25 15:00 | 8608 | 12 | 25 | 16 | 10737.212 | 10.7372 | 10.8067 | 10655.6 | 0 | 0 | 0 | 0 | 0 | 0 | -2133.72 | 10.8409 | 10655.6 | 0 | 0 | 0 | 0 | 0 | 0 | -2133.71 | 10.8949 | 10655.6 | 0 | 0 | 0 | 0 | 0 | 0 | -2133.72 | 0.069488 | 0.10369 | 0.15769
[20 empty] | 2020-12-25 16:00 | 8609 | 12 | 25 | 17 | 0 | 0 | 11.4044 | 10655.6 | 0 | 0 | 0 | 0 | 0 | 0 | -2100.66 | 11.4671 | 10655.6 | 0 | 0 | 0 | 0 | 0 | 0 | -2100.65 | 11.5367 | 10655.6 | 0 | 0 | 0 | 0 | 0 | 0 | -2100.66 | 11.4044 | 11.4671 | 11.5367
[20 empty] | 2020-12-25 17:00 | 8610 | 12 | 25 | 18 | 0 | 0 | 11.4044 | 10802.3 | 0 | 0 | 0 | 0 | 0 | 0 | -2191.17 | 11.4671 | 10802.3 | 0 | 0 | 0 | 0 | 0 | 0 | -2191.17 | 11.5367 | 10802.3 | 0 | 0 | 0 | 0 | 0 | 0 | -2191.17 | 11.4044 | 11.4671 | 11.5367
[20 empty] | 2020-12-25 18:00 | 8611 | 12 | 25 | 19 | 0 | 0 | 11.4044 | 10655.6 | 0 | 0 | 0 | 0 | 0 | 0 | -2051.2 | 11.4671 | 10655.6 | 0 | 0 | 0 | 0 | 0 | 0 | -2051.19 | 11.5367 | 10655.6 | 0 | 0 | 0 | 0 | 0 | 0 | -2051.2 | 11.4044 | 11.4671 | 11.5367
[20 empty] | 2020-12-25 19:00 | 8612 | 12 | 25 | 20 | 0 | 0 | 11.4044 | 10655.6 | 0 | 0 | 0 | 0 | 0 | 0 | -2083.67 | 11.4671 | 10655.6 | 0 | 0 | 0 | 0 | 0 | 0 | -2083.67 | 11.5367 | 10655.6 | 0 | 0 | 0 | 0 | 0 | 0 | -2083.67 | 11.4044 | 11.4671 | 11.5367
[20 empty] | 2020-12-25 20:00 | 8613 | 12 | 25 | 21 | 0 | 0 | 11.4044 | 10728.9 | 0 | 0 | 0 | 0 | 0 | 0 | -2192.93 | 11.4671 | 10728.9 | 0 | 0 | 0 | 0 | 0 | 0 | -2192.93 | 11.5367 | 10728.9 | 0 | 0 | 0 | 0 | 0 | 0 | -2192.93 | 11.4044 | 11.4671 | 11.5367
[20 empty] | 2020-12-25 21:00 | 8614 | 12 | 25 | 22 | 0 | 0 | 11.4044 | 10802.3 | 0 | 0 | 0 | 0 | 0 | 0 | -2329.78 | 11.4671 | 10802.3 | 0 | 0 | 0 | 0 | 0 | 0 | -2329.79 | 11.5367 | 10802.3 | 0 | 0 | 0 | 0 | 0 | 0 | -2329.78 | 11.4044 | 11.4671 | 11.5367
[20 empty] | 2020-12-25 22:00 | 8615 | 12 | 25 | 23 | 0 | 0 | 11.4044 | 10802.3 | 0 | 0 | 0 | 0 | 0 | 0 | -2388.86 | 11.4671 | 10802.3 | 0 | 0 | 0 | 0 | 0 | 0 | -2388.86 | 11.5367 | 10802.3 | 0 | 0 | 0 | 0 | 0 | 0 | -2388.86 | 11.4044 | 11.4671 | 11.5367
[20 empty] | 2020-12-25 23:00 | 8616 | 12 | 25 | 24 | 0 | 0 | 11.4044 | 10948.9 | 0 | 0 | 0 | 0 | 0 | 0 | -2599.52 | 11.4671 | 10948.9 | 0 | 0 | 0 | 0 | 0 | 0 | -2599.53 | 11.5367 | 10948.9 | 0 | 0 | 0 | 0 | 0 | 0 | -2599.52 | 11.4044 | 11.4671 | 11.5367
[20 empty] | 2020-12-26 | 8617 | 12 | 26 | 1 | 0 | 0 | 11.4044 | 10948.9 | 0 | 0 | 0 | 0 | 0 | 0 | -2636.5 | 11.4671 | 10948.9 | 0 | 0 | 0 | 0 | 0 | 0 | -2636.52 | 11.5367 | 10948.9 | 0 | 0 | 0 | 0 | 0 | 0 | -2636.5 | 11.4044 | 11.4671 | 11.5367
[20 empty] | 2020-12-26 01:00 | 8618 | 12 | 26 | 2 | 0 | 0 | 11.4044 | 10948.9 | 0 | 0 | 0 | 0 | 0 | 0 | -2715.52 | 11.4671 | 10948.9 | 0 | 0 | 0 | 0 | 0 | 0 | -2715.54 | 11.5367 | 10948.9 | 0 | 0 | 0 | 0 | 0 | 0 | -2715.52 | 11.4044 | 11.4671 | 11.5367
[20 empty] | 2020-12-26 02:00 | 8619 | 12 | 26 | 3 | 0 | 0 | 11.4044 | 11095.6 | 0 | 0 | 0 | 0 | 0 | 0 | -2981.37 | 11.4671 | 11095.6 | 0 | 0 | 0 | 0 | 0 | 0 | -2991.24 | 11.5367 | 11095.6 | 0 | 0 | 0 | 0 | 0 | 0 | -3002.12 | 11.4044 | 11.4671 | 11.5367
[20 empty] | 2020-12-26 03:00 | 8620 | 12 | 26 | 4 | 0 | 0 | 11.4044 | 11022.3 | 0 | 0 | 0 | 0 | 0 | 0 | -3070 | 11.4671 | 11022.3 | 0 | 0 | 0 | 0 | 0 | 0 | -3079.86 | 11.5367 | 11022.3 | 0 | 0 | 0 | 0 | 0 | 0 | -3090.61 | 11.4044 | 11.4671 | 11.5367
[20 empty] | 2020-12-26 04:00 | 8621 | 12 | 26 | 5 | 0 | 0 | 11.4044 | 11022.3 | 0 | 0 | 0 | 0 | 0 | 0 | -3220.52 | 11.4671 | 11022.3 | 0 | 0 | 0 | 0 | 0 | 0 | -3230.23 | 11.5367 | 11022.3 | 0 | 0 | 0 | 0 | 0 | 0 | -3240.74 | 11.4044 | 11.4671 | 11.5367
[20 empty] | 2020-12-26 05:00 | 8622 | 12 | 26 | 6 | 0 | 0 | 11.4044 | 11095.6 | 0 | 0 | 0 | 0 | 0 | 0 | -3429.53 | 11.4671 | 11095.6 | 0 | 0 | 0 | 0 | 0 | 0 | -3439.3 | 11.5367 | 11095.6 | 0 | 0 | 0 | 0 | 0 | 0 | -3449.82 | 11.4044 | 11.4671 | 11.5367
[20 empty] | 2020-12-26 06:00 | 8623 | 12 | 26 | 7 | 0 | 0 | 11.4044 | 11095.6 | 0 | 0 | 0 | 0 | 0 | 0 | -3575.53 | 11.4671 | 11095.6 | 0 | 0 | 0 | 0 | 0 | 0 | -3585.53 | 11.5367 | 11095.6 | 0 | 0 | 0 | 0 | 0 | 0 | -3596.23 | 11.4044 | 11.4671 | 11.5367
[20 empty] | 2020-12-26 07:00 | 8624 | 12 | 26 | 8 | 104.3 | 0.1043 | 11.3866 | 11095.6 | 0 | 0 | 0 | 0 | 0 | 0 | -3780.75 | 11.4451 | 11095.6 | 0 | 0 | 0 | 0 | 0 | 0 | -3790.92 | 11.5097 | 11095.6 | 0 | 0 | 0 | 0 | 0 | 0 | -3801.77 | 11.2823 | 11.3408 | 11.4054
[20 empty] | 2020-12-26 08:00 | 8625 | 12 | 26 | 9 | 8742.811 | 8.7428 | 11.0837 | 10802.3 | 0 | 0 | 0 | 0 | 0 | 0 | -3641.56 | 11.0778 | 10802.3 | 0 | 0 | 0 | 0 | 0 | 0 | -3651.93 | 11.0858 | 10802.3 | 0 | 0 | 0 | 0 | 0 | 0 | -3662.91 | 2.3409 | 2.335 | 2.343
[20 empty] | 2020-12-26 09:00 | 8626 | 12 | 26 | 10 | 19889.77 | 19.8898 | 11.0331 | 10655.6 | 0 | 0 | 0 | 0 | 0 | 0 | -3670.73 | 11.0307 | 10655.6 | 0 | 0 | 0 | 0 | 0 | 0 | -3680.62 | 11.0442 | 10655.6 | 0 | 0 | 0 | 0 | 0 | 0 | -3691.06 | -8.8567 | -8.8591 | -8.8456
[20 empty] | 2020-12-26 10:00 | 8627 | 12 | 26 | 11 | 49083.3 | 49.0833 | 10.9866 | 10655.6 | 0 | 0 | 0 | 0 | 0 | 0 | -3837.28 | 10.9808 | 10655.6 | 0 | 0 | 0 | 0 | 0 | 0 | -3846.64 | 10.9935 | 10655.6 | 0 | 0 | 0 | 0 | 0 | 0 | -3856.54 | -38.0967 | -38.1025 | -38.0898
[20 empty] | 2020-12-26 11:00 | 8628 | 12 | 26 | 12 | 41361.997 | 41.362 | 10.9181 | 10362.3 | 0 | 0 | 0 | 0 | 0 | 0 | -3426.23 | 10.9135 | 10362.3 | 0 | 0 | 0 | 0 | 0 | 0 | -3435.14 | 10.9355 | 10362.3 | 0 | 0 | 0 | 0 | 0 | 0 | -3444.57 | -30.4439 | -30.4485 | -30.4265
[20 empty] | 2020-12-26 12:00 | 8629 | 12 | 26 | 13 | 130845.52 | 130.8455 | 10.8411 | 10289 | 0 | 0 | 0 | 0 | 0 | 0 | -3194.96 | 10.8672 | 10289 | 0 | 0 | 0 | 0 | 0 | 0 | -3202.83 | 10.9161 | 10289 | 0 | 0 | 0 | 0 | 0 | 0 | -3211.16 | -120.0044 | -119.9783 | -119.9294
[20 empty] | 2020-12-26 13:00 | 8630 | 12 | 26 | 14 | 166875.762 | 166.8758 | 10.807 | 10289 | 0 | 0 | 0 | 0 | 0 | 0 | -2967.31 | 10.8487 | 10289 | 0 | 0 | 0 | 0 | 0 | 0 | -2974.07 | 10.899 | 10289 | 0 | 0 | 0 | 0 | 0 | 0 | -2981.31 | -156.0688 | -156.0271 | -155.9768
[20 empty] | 2020-12-26 14:00 | 8631 | 12 | 26 | 15 | 121549.388 | 121.5494 | 10.8004 | 10289 | 0 | 0 | 0 | 0 | 0 | 0 | -2598.03 | 10.8405 | 10289 | 0 | 0 | 0 | 0 | 0 | 0 | -2595.06 | 10.8941 | 10289 | 0 | 0 | 0 | 0 | 0 | 0 | -2592.49 | -110.749 | -110.7089 | -110.6553
[20 empty] | 2020-12-26 15:00 | 8632 | 12 | 26 | 16 | 55964.236 | 55.9642 | 10.8155 | 10362.3 | 0 | 0 | 0 | 0 | 0 | 0 | -2375.72 | 10.8493 | 10362.3 | 0 | 0 | 0 | 0 | 0 | 0 | -2367.61 | 10.9002 | 10362.3 | 0 | 0 | 0 | 0 | 0 | 0 | -2359.88 | -45.1487 | -45.1149 | -45.064
[20 empty] | 2020-12-26 16:00 | 8633 | 12 | 26 | 17 | 0 | 0 | 11.4044 | 10362.3 | 0 | 0 | 0 | 0 | 0 | 0 | -2024.91 | 11.4671 | 10362.3 | 0 | 0 | 0 | 0 | 0 | 0 | -2017.19 | 11.5367 | 10362.3 | 0 | 0 | 0 | 0 | 0 | 0 | -2009.8 | 11.4044 | 11.4671 | 11.5367
[20 empty] | 2020-12-26 17:00 | 8634 | 12 | 26 | 18 | 0 | 0 | 11.4044 | 10728.9 | 0 | 0 | 0 | 0 | 0 | 0 | -2250.02 | 11.4671 | 10728.9 | 0 | 0 | 0 | 0 | 0 | 0 | -2243.14 | 11.5367 | 10728.9 | 0 | 0 | 0 | 0 | 0 | 0 | -2236.58 | 11.4044 | 11.4671 | 11.5367
[20 empty] | 2020-12-26 18:00 | 8635 | 12 | 26 | 19 | 0 | 0 | 11.4044 | 10875.6 | 0 | 0 | 0 | 0 | 0 | 0 | -2424.76 | 11.4671 | 10875.6 | 0 | 0 | 0 | 0 | 0 | 0 | -2419 | 11.5367 | 10875.6 | 0 | 0 | 0 | 0 | 0 | 0 | -2413.58 | 11.4044 | 11.4671 | 11.5367
[20 empty] | 2020-12-26 19:00 | 8636 | 12 | 26 | 20 | 0 | 0 | 11.4044 | 10875.6 | 0 | 0 | 0 | 0 | 0 | 0 | -2575.02 | 11.4671 | 10875.6 | 0 | 0 | 0 | 0 | 0 | 0 | -2570.12 | 11.5367 | 10875.6 | 0 | 0 | 0 | 0 | 0 | 0 | -2565.55 | 11.4044 | 11.4671 | 11.5367
[20 empty] | 2020-12-26 20:00 | 8637 | 12 | 26 | 21 | 0 | 0 | 11.4044 | 11095.6 | 0 | 0 | 0 | 0 | 0 | 0 | -3209.99 | 11.4671 | 11095.6 | 0 | 0 | 0 | 0 | 0 | 0 | -3205.71 | 11.5367 | 11095.6 | 0 | 0 | 0 | 0 | 0 | 0 | -3201.71 | 11.4044 | 11.4671 | 11.5367
[20 empty] | 2020-12-26 21:00 | 8638 | 12 | 26 | 22 | 0 | 0 | 11.4044 | 11242.2 | 0 | 0 | 0 | 0 | 0 | 0 | -3861 | 11.4671 | 11242.2 | 0 | 0 | 0 | 0 | 0 | 0 | -3857.57 | 11.5367 | 11242.2 | 0 | 0 | 0 | 0 | 0 | 0 | -3854.43 | 11.4044 | 11.4671 | 11.5367
[20 empty] | 2020-12-26 22:00 | 8639 | 12 | 26 | 23 | 0 | 0 | 11.4044 | 117758 | 0 | 0 | 0 | 106516 | 106.516 | 0 | -4250.56 | 11.4671 | 11242.2 | 0 | 0 | 0 | 0 | 0 | 0 | -4247.93 | 11.5367 | 11242.2 | 0 | 0 | 0 | 0 | 0 | 0 | -4245.62 | 11.4044 | 11.4671 | 11.5367
[20 empty] | 2020-12-26 23:00 | 8640 | 12 | 26 | 24 | 0 | 0 | 11.4044 | 44193.3 | 0 | 0 | 0 | 32804.4 | 32.8044 | 0 | -4926.35 | 11.4671 | 128126 | 0 | 0 | 0 | 116737 | 116.737 | 0 | -5032.34 | 11.5367 | 133707 | 0 | 0 | 0 | 122318 | 122.318 | 0 | -5206.33 | 11.4044 | 11.4671 | 11.5367
[20 empty] | 2020-12-27 | 8641 | 12 | 27 | 1 | 0 | 0 | 11.4044 | 45497.6 | 0 | 0 | 0 | 33962.1 | 33.9621 | 0 | -6017.77 | 11.4671 | 47094.3 | 0 | 0 | 0 | 35558.8 | 35.5588 | 0 | -6167.69 | 11.5367 | 48921.3 | 0 | 0 | 0 | 37385.7 | 37.3857 | 0 | -6372.81 | 11.4044 | 11.4671 | 11.5367
[20 empty] | 2020-12-27 01:00 | 8642 | 12 | 27 | 2 | 0 | 0 | 11.4044 | 42059.2 | 0 | 0 | 0 | 30523.7 | 30.5237 | 0 | -6715.22 | 11.4671 | 43443.6 | 0 | 0 | 0 | 31908.1 | 31.9081 | 0 | -6879.27 | 11.5367 | 45164.1 | 0 | 0 | 0 | 33628.6 | 33.6286 | 0 | -7252.99 | 11.4044 | 11.4671 | 11.5367
[20 empty] | 2020-12-27 02:00 | 8643 | 12 | 27 | 3 | 0 | 0 | 11.4044 | 47744 | 0 | 0 | 0 | 36061.8 | 36.0618 | 0 | -7807.1 | 11.4671 | 49540.7 | 0 | 0 | 0 | 37858.5 | 37.8585 | 0 | -8165.53 | 11.5367 | 51591.1 | 0 | 0 | 0 | 39908.9 | 39.9089 | 0 | -8557.9 | 11.4044 | 11.4671 | 11.5367
[20 empty] | 2020-12-27 03:00 | 8644 | 12 | 27 | 4 | 0 | 0 | 11.4044 | 44434.5 | 0 | 0 | 0 | 32752.3 | 32.7523 | 0 | -8651.47 | 11.4671 | 46049.7 | 0 | 0 | 0 | 34367.5 | 34.3675 | 0 | -9008.15 | 11.5367 | 47853 | 0 | 0 | 0 | 36170.8 | 36.1708 | 0 | -9412.98 | 11.4044 | 11.4671 | 11.5367
[20 empty] | 2020-12-27 04:00 | 8645 | 12 | 27 | 5 | 0 | 0 | 11.4044 | 45415.8 | 0 | 0 | 0 | 33733.6 | 33.7336 | 0 | -9484.98 | 11.4671 | 47027.8 | 0 | 0 | 0 | 35345.6 | 35.3456 | 0 | -9838.59 | 11.5367 | 49229.1 | 0 | 0 | 0 | 37546.9 | 37.5469 | 0 | -10693 | 11.4044 | 11.4671 | 11.5367
[20 empty] | 2020-12-27 05:00 | 8646 | 12 | 27 | 6 | 0 | 0 | 11.4044 | 41460.5 | 0 | 0 | 0 | 29924.9 | 29.9249 | 0 | -9847.51 | 11.4671 | 42819.4 | 0 | 0 | 0 | 31283.8 | 31.2838 | 0 | -10184.3 | 11.5367 | 45285 | 0 | 0 | 0 | 33749.5 | 33.7495 | 0 | -11488.8 | 11.4044 | 11.4671 | 11.5367
[20 empty] | 2020-12-27 06:00 | 8647 | 12 | 27 | 7 | 0 | 0 | 11.4044 | 73856.8 | 0 | 0 | 0 | 39812.3 | 39.8123 | 0 | -11024.7 | 11.4671 | 75800 | 0 | 0 | 0 | 41755.6 | 41.7556 | 0 | -11491.9 | 11.5367 | 80095.9 | 0 | 0 | 0 | 46051.4 | 46.0514 | 0 | -14129.3 | 11.4044 | 11.4671 | 11.5367
[20 empty] | 2020-12-27 07:00 | 8648 | 12 | 27 | 8 | 1965.99 | 1.966 | 11.4044 | 120183 | 0 | 0 | 0 | 36428.3 | 36.4283 | 0 | -11755.3 | 11.4671 | 122273 | 0 | 0 | 0 | 38518.6 | 38.5186 | 0 | -12616.8 | 11.5367 | 127150 | 0 | 0 | 0 | 43395.5 | 43.3955 | 0 | -15767.3 | 9.4384 | 9.5011 | 9.5707
[20 empty] | 2020-12-27 08:00 | 8649 | 12 | 27 | 9 | 64402.469 | 64.4025 | 11.0802 | 113626 | 0 | 0 | 0 | 30091.8 | 30.0918 | 0 | -11763.9 | 11.0725 | 115506 | 0 | 0 | 0 | 31971.7 | 31.9717 | 0 | -12658.6 | 11.075 | 120058 | 0 | 0 | 0 | 36523.7 | 36.5237 | 0 | -15716.3 | -53.3223 | -53.33 | -53.3275
[20 empty] | 2020-12-27 09:00 | 8650 | 12 | 27 | 10 | 127385.579 | 127.3856 | 10.8673 | 88519.1 | 0 | 0 | 0 | 30062.5 | 30.0625 | 0 | -11727.7 | 10.8947 | 90258.7 | 0 | 0 | 0 | 31802.1 | 31.8021 | 0 | -12451.1 | 10.9329 | 94446.8 | 0 | 0 | 0 | 35990.3 | 35.9903 | 0 | -15125.6 | -116.5183 | -116.4909 | -116.4527
[20 empty] | 2020-12-27 10:00 | 8651 | 12 | 27 | 11 | 92361.866 | 92.3619 | 10.8127 | 95444.9 | 0 | 0 | 0 | 36988.3 | 36.9883 | 0 | -12156.4 | 10.8429 | 97455.2 | 0 | 0 | 0 | 38998.6 | 38.9986 | 0 | -12840.2 | 10.8935 | 101850 | 0 | 0 | 0 | 43393.7 | 43.3937 | 0 | -15428.9 | -81.5492 | -81.519 | -81.4684
[20 empty] | 2020-12-27 11:00 | 8652 | 12 | 27 | 12 | 103035.247 | 103.0352 | 10.8274 | 155156 | 0 | 0 | 0 | 28497.2 | 28.4972 | 0 | -11371.8 | 10.8592 | 156571 | 0 | 0 | 0 | 29912.3 | 29.9123 | 0 | -11690.2 | 10.9027 | 158445 | 0 | 0 | 0 | 31785.9 | 31.7859 | 0 | -13062.1 | -92.2078 | -92.176 | -92.1325
[20 empty] | 2020-12-27 12:00 | 8653 | 12 | 27 | 13 | 102389.63 | 102.3896 | 10.9053 | 160028 | 0 | 0 | 0 | 33369.3 | 33.3693 | 0 | -11575.9 | 10.9099 | 161299 | 0 | 0 | 0 | 34640.6 | 34.6406 | 0 | -11931.1 | 10.9529 | 165248 | 0 | 0 | 0 | 38588.7 | 38.5887 | 0 | -13573.4 | -91.4843 | -91.4797 | -91.4367
[20 empty] | 2020-12-27 13:00 | 8654 | 12 | 27 | 14 | 125424.144 | 125.4241 | 11.0687 | 130886 | 0 | 0 | 0 | 36544 | 36.544 | 0 | -11701.3 | 11.0726 | 132631 | 0 | 0 | 0 | 38289.2 | 38.2892 | 0 | -12207.1 | 11.0951 | 136162 | 0 | 0 | 0 | 41820.4 | 41.8204 | 0 | -14159.6 | -114.3554 | -114.3515 | -114.329
[20 empty] | 2020-12-27 14:00 | 8655 | 12 | 27 | 15 | 89847.104 | 89.8471 | 10.9203 | 86906.6 | 0 | 0 | 0 | 29037 | 29.037 | 0 | -10580 | 10.9204 | 87949.5 | 0 | 0 | 0 | 30079.8 | 30.0798 | 0 | -10640.6 | 10.9483 | 90362.8 | 0 | 0 | 0 | 32493.1 | 32.4931 | 0 | -11665.1 | -78.9268 | -78.9267 | -78.8988
[20 empty] | 2020-12-27 15:00 | 8656 | 12 | 27 | 16 | 40838.557 | 40.8386 | 10.9045 | 90268.4 | 0 | 0 | 0 | 32472.1 | 32.4721 | 0 | -9888.72 | 10.9103 | 91299.9 | 0 | 0 | 0 | 33503.6 | 33.5036 | 0 | -9815.96 | 10.9521 | 93179.1 | 0 | 0 | 0 | 35382.8 | 35.3828 | 0 | -10244.4 | -29.9341 | -29.9283 | -29.8865
[20 empty] | 2020-12-27 16:00 | 8657 | 12 | 27 | 17 | 0 | 0 | 11.4044 | 67483.4 | 0 | 0 | 0 | 34539.1 | 34.5391 | 0 | -9985.46 | 11.4671 | 68731 | 0 | 0 | 0 | 35786.7 | 35.7867 | 0 | -10068.7 | 11.5367 | 70879.3 | 0 | 0 | 0 | 37935 | 37.935 | 0 | -10854.6 | 11.4044 | 11.4671 | 11.5367
[20 empty] | 2020-12-27 17:00 | 8658 | 12 | 27 | 18 | 0 | 0 | 11.4044 | 62438.1 | 0 | 0 | 0 | 29640.4 | 29.6404 | 0 | -9354.44 | 11.4671 | 63456.7 | 0 | 0 | 0 | 30659 | 30.659 | 0 | -9394.67 | 11.5367 | 65309.9 | 0 | 0 | 0 | 32512.3 | 32.5123 | 0 | -10024.3 | 11.4044 | 11.4671 | 11.5367
[20 empty] | 2020-12-27 18:00 | 8659 | 12 | 27 | 19 | 0 | 0 | 11.4044 | 66540.6 | 0 | 0 | 0 | 33742.9 | 33.7429 | 0 | -9258.36 | 11.4671 | 67879.1 | 0 | 0 | 0 | 35081.4 | 35.0814 | 0 | -9407.03 | 11.5367 | 70008.2 | 0 | 0 | 0 | 37210.5 | 37.2105 | 0 | -10103.2 | 11.4044 | 11.4671 | 11.5367
[20 empty] | 2020-12-27 19:00 | 8660 | 12 | 27 | 20 | 0 | 0 | 11.4044 | 66406.2 | 0 | 0 | 0 | 33608.5 | 33.6085 | 0 | -9137.62 | 11.4671 | 67856.4 | 0 | 0 | 0 | 35058.8 | 35.0588 | 0 | -9377.01 | 11.5367 | 70024.4 | 0 | 0 | 0 | 37226.8 | 37.2268 | 0 | -10095.1 | 11.4044 | 11.4671 | 11.5367
[20 empty] | 2020-12-27 20:00 | 8661 | 12 | 27 | 21 | 0 | 0 | 11.4044 | 46452.5 | 0 | 0 | 0 | 35943.5 | 35.9435 | 0 | -9347.3 | 11.4671 | 48248.3 | 0 | 0 | 0 | 37739.3 | 37.7393 | 0 | -9814.64 | 11.5367 | 50783.3 | 0 | 0 | 0 | 40274.4 | 40.2744 | 0 | -10793.3 | 11.4044 | 11.4671 | 11.5367
[20 empty] | 2020-12-27 21:00 | 8662 | 12 | 27 | 22 | 0 | 0 | 11.4044 | 44171.4 | 0 | 0 | 0 | 33662.5 | 33.6625 | 0 | -9169.06 | 11.4671 | 45941.1 | 0 | 0 | 0 | 35432.2 | 35.4322 | 0 | -9665.04 | 11.5367 | 48420.5 | 0 | 0 | 0 | 37911.6 | 37.9116 | 0 | -10642.7 | 11.4044 | 11.4671 | 11.5367
[20 empty] | 2020-12-27 22:00 | 8663 | 12 | 27 | 23 | 0 | 0 | 11.4044 | 44002.1 | 0 | 0 | 0 | 33493.1 | 33.4931 | 0 | -9036.24 | 11.4671 | 45820.8 | 0 | 0 | 0 | 35311.8 | 35.3118 | 0 | -9578.45 | 11.5367 | 48300.8 | 0 | 0 | 0 | 37791.9 | 37.7919 | 0 | -10557.1 | 11.4044 | 11.4671 | 11.5367
[20 empty] | 2020-12-27 23:00 | 8664 | 12 | 27 | 24 | 0 | 0 | 11.4044 | 43984 | 0 | 0 | 0 | 33475.1 | 33.4751 | 0 | -9060.44 | 11.4671 | 45963.1 | 0 | 0 | 0 | 35454.1 | 35.4541 | 0 | -9769.85 | 11.5367 | 48497 | 0 | 0 | 0 | 37988.1 | 37.9881 | 0 | -10809.5 | 11.4044 | 11.4671 | 11.5367
[20 empty] | 2020-12-28 | 8665 | 12 | 28 | 1 | 0 | 0 | 11.4044 | 43923.3 | 0 | 0 | 0 | 33414.3 | 33.4143 | 0 | -8983.09 | 11.4671 | 46015.3 | 0 | 0 | 0 | 35506.4 | 35.5064 | 0 | -9764.72 | 11.5367 | 48585.2 | 0 | 0 | 0 | 38076.2 | 38.0762 | 0 | -10824.9 | 11.4044 | 11.4671 | 11.5367
[20 empty] | 2020-12-28 01:00 | 8666 | 12 | 28 | 2 | 0 | 0 | 11.4044 | 38521.8 | 0 | 0 | 0 | 28232.8 | 28.2328 | 0 | -8088.31 | 11.4671 | 40062.6 | 0 | 0 | 0 | 29773.6 | 29.7736 | 0 | -8488.13 | 11.5367 | 41950.6 | 0 | 0 | 0 | 31661.7 | 31.6617 | 0 | -9064.75 | 11.4044 | 11.4671 | 11.5367
[20 empty] | 2020-12-28 02:00 | 8667 | 12 | 28 | 3 | 0 | 0 | 11.4044 | 42832.2 | 0 | 0 | 0 | 32469.9 | 32.4699 | 0 | -8234.74 | 11.4671 | 44613 | 0 | 0 | 0 | 34250.7 | 34.2507 | 0 | -8766.19 | 11.5367 | 46732.8 | 0 | 0 | 0 | 36370.5 | 36.3705 | 0 | -9469.61 | 11.4044 | 11.4671 | 11.5367
[20 empty] | 2020-12-28 03:00 | 8668 | 12 | 28 | 4 | 0 | 0 | 11.4044 | 42727.9 | 0 | 0 | 0 | 32365.6 | 32.3656 | 0 | -8066.47 | 11.4671 | 44540.3 | 0 | 0 | 0 | 34178 | 34.178 | 0 | -8589.41 | 11.5367 | 46666.1 | 0 | 0 | 0 | 36303.8 | 36.3038 | 0 | -9257 | 11.4044 | 11.4671 | 11.5367
[20 empty] | 2020-12-28 04:00 | 8669 | 12 | 28 | 5 | 0 | 0 | 11.4044 | 42546.3 | 0 | 0 | 0 | 32184 | 32.184 | 0 | -7916.25 | 11.4671 | 44357.9 | 0 | 0 | 0 | 33995.6 | 33.9956 | 0 | -8441.28 | 11.5367 | 46455.1 | 0 | 0 | 0 | 36092.8 | 36.0928 | 0 | -9088.28 | 11.4044 | 11.4671 | 11.5367
[20 empty] | 2020-12-28 05:00 | 8670 | 12 | 28 | 6 | 0 | 0 | 11.4044 | 40712.5 | 0 | 0 | 0 | 30790.2 | 30.7902 | 0 | -6378.4 | 11.4671 | 42105.1 | 0 | 0 | 0 | 32182.8 | 32.1828 | 0 | -6425.13 | 11.5367 | 43791.8 | 0 | 0 | 0 | 33869.5 | 33.8695 | 0 | -6611.19 | 11.4044 | 11.4671 | 11.5367
[20 empty] | 2020-12-28 06:00 | 8671 | 12 | 28 | 7 | 0 | 0 | 11.4044 | 62944.6 | 0 | 0 | 0 | 30513.7 | 30.5137 | 0 | -6582.13 | 11.4671 | 64208.8 | 0 | 0 | 0 | 31777.9 | 31.7779 | 0 | -6643.93 | 11.5367 | 65865.8 | 0 | 0 | 0 | 33434.9 | 33.4349 | 0 | -6951.8 | 11.4044 | 11.4671 | 11.5367
[20 empty] | 2020-12-28 07:00 | 8672 | 12 | 28 | 8 | 2059.102 | 2.0591 | 11.4044 | 112484 | 0 | 0 | 0 | 30344.1 | 30.3441 | 0 | -6320.13 | 11.4671 | 113752 | 0 | 0 | 0 | 31612.1 | 31.6121 | 0 | -6381.17 | 11.5367 | 115382 | 0 | 0 | 0 | 33242 | 33.242 | 0 | -6617.01 | 9.3453 | 9.408 | 9.4776
[20 empty] | 2020-12-28 08:00 | 8673 | 12 | 28 | 9 | 64279.505 | 64.2795 | 11.1767 | 111831 | 0 | 0 | 0 | 29764.5 | 29.7645 | 0 | -5747.99 | 11.1879 | 113082 | 0 | 0 | 0 | 31015.4 | 31.0154 | 0 | -5789.74 | 11.2066 | 114522 | 0 | 0 | 0 | 32454.7 | 32.4547 | 0 | -5832.61 | -53.1028 | -53.0916 | -53.0729
[20 empty] | 2020-12-28 09:00 | 8674 | 12 | 28 | 10 | 40237.087 | 40.2371 | 10.9138 | 86268 | 0 | 0 | 0 | 29131.9 | 29.1319 | 0 | -5220.04 | 10.9399 | 87496.7 | 0 | 0 | 0 | 30360.6 | 30.3606 | 0 | -5243.1 | 10.9783 | 88861 | 0 | 0 | 0 | 31724.9 | 31.7249 | 0 | -5265.64 | -29.3233 | -29.2972 | -29.2588
[20 empty] | 2020-12-28 10:00 | 8675 | 12 | 28 | 11 | 59871.306 | 59.8713 | 10.8459 | 85755.1 | 0 | 0 | 0 | 28619 | 28.619 | 0 | -4813.64 | 10.8762 | 86957.2 | 0 | 0 | 0 | 29821.1 | 29.8211 | 0 | -4812.65 | 10.9161 | 88292.3 | 0 | 0 | 0 | 31156.2 | 31.1562 | 0 | -4808.78 | -49.0254 | -48.9951 | -48.9552
[20 empty] | 2020-12-28 11:00 | 8676 | 12 | 28 | 12 | 65368.76 | 65.3688 | 10.7931 | 154495 | 0 | 0 | 0 | 27836.5 | 27.8365 | 0 | -4059.05 | 10.831 | 126659 | 0 | 0 | 0 | 0 | 0 | 0 | -3985.69 | 10.8865 | 126659 | 0 | 0 | 0 | 0 | 0 | 0 | -3900.9 | -54.5757 | -54.5378 | -54.4823
[20 empty] | 2020-12-28 12:00 | 8677 | 12 | 28 | 13 | 189012.932 | 189.0129 | 10.789 | 126659 | 0 | 0 | 0 | 0 | 0 | 0 | -2712.3 | 10.8274 | 126659 | 0 | 0 | 0 | 0 | 0 | 0 | -2733.35 | 10.8856 | 126659 | 0 | 0 | 0 | 0 | 0 | 0 | -2740.88 | -178.2239 | -178.1855 | -178.1273
[20 empty] | 2020-12-28 13:00 | 8678 | 12 | 28 | 14 | 168245.757 | 168.2458 | 10.801 | 90936.9 | 0 | 0 | 0 | 0 | 0 | 0 | -2176.71 | 10.8426 | 90936.9 | 0 | 0 | 0 | 0 | 0 | 0 | -2200.93 | 10.8947 | 90936.9 | 0 | 0 | 0 | 0 | 0 | 0 | -2233.02 | -157.4448 | -157.4032 | -157.3511
[20 empty] | 2020-12-28 14:00 | 8679 | 12 | 28 | 15 | 121882.739 | 121.8827 | 10.8036 | 56696 | 0 | 0 | 0 | 0 | 0 | 0 | -1343.77 | 10.8435 | 56696 | 0 | 0 | 0 | 0 | 0 | 0 | -1343.82 | 10.8959 | 56696 | 0 | 0 | 0 | 0 | 0 | 0 | -1343.82 | -111.0791 | -111.0392 | -110.9868
[20 empty] | 2020-12-28 15:00 | 8680 | 12 | 28 | 16 | 56857.264 | 56.8573 | 10.8194 | 56842.7 | 0 | 0 | 0 | 0 | 0 | 0 | -1055.06 | 10.8526 | 56842.7 | 0 | 0 | 0 | 0 | 0 | 0 | -1055.1 | 10.9023 | 56842.7 | 0 | 0 | 0 | 0 | 0 | 0 | -1055.1 | -46.0379 | -46.0047 | -45.955
[20 empty] | 2020-12-28 16:00 | 8681 | 12 | 28 | 17 | 0 | 0 | 11.4044 | 31990.9 | 0 | 0 | 0 | 0 | 0 | 0 | -533.802 | 11.4671 | 31990.9 | 0 | 0 | 0 | 0 | 0 | 0 | -533.847 | 11.5367 | 31990.9 | 0 | 0 | 0 | 0 | 0 | 0 | -533.847 | 11.4044 | 11.4671 | 11.5367
[20 empty] | 2020-12-28 17:00 | 8682 | 12 | 28 | 18 | 0 | 0 | 11.4044 | 32137.6 | 0 | 0 | 0 | 0 | 0 | 0 | -392.806 | 11.4671 | 32137.6 | 0 | 0 | 0 | 0 | 0 | 0 | -392.851 | 11.5367 | 32137.6 | 0 | 0 | 0 | 0 | 0 | 0 | -392.851 | 11.4044 | 11.4671 | 11.5367
[20 empty] | 2020-12-28 18:00 | 8683 | 12 | 28 | 19 | 0 | 0 | 11.4044 | 32284.3 | 0 | 0 | 0 | 0 | 0 | 0 | -358.044 | 11.4671 | 32284.3 | 0 | 0 | 0 | 0 | 0 | 0 | -358.078 | 11.5367 | 32284.3 | 0 | 0 | 0 | 0 | 0 | 0 | -358.078 | 11.4044 | 11.4671 | 11.5367
[20 empty] | 2020-12-28 19:00 | 8684 | 12 | 28 | 20 | 0 | 0 | 11.4044 | 32284.3 | 0 | 0 | 0 | 0 | 0 | 0 | -262.892 | 11.4671 | 32284.3 | 0 | 0 | 0 | 0 | 0 | 0 | -262.867 | 11.5367 | 32284.3 | 0 | 0 | 0 | 0 | 0 | 0 | -262.867 | 11.4044 | 11.4671 | 11.5367
[20 empty] | 2020-12-28 20:00 | 8685 | 12 | 28 | 21 | 0 | 0 | 11.4044 | 10509 | 0 | 0 | 0 | 0 | 0 | 0 | -1042.12 | 11.4671 | 10509 | 0 | 0 | 0 | 0 | 0 | 0 | -1042.17 | 11.5367 | 10509 | 0 | 0 | 0 | 0 | 0 | 0 | -1042.17 | 11.4044 | 11.4671 | 11.5367
[20 empty] | 2020-12-28 21:00 | 8686 | 12 | 28 | 22 | 0 | 0 | 11.4044 | 10655.6 | 0 | 0 | 0 | 0 | 0 | 0 | -1363.25 | 11.4671 | 10655.6 | 0 | 0 | 0 | 0 | 0 | 0 | -1363.3 | 11.5367 | 10655.6 | 0 | 0 | 0 | 0 | 0 | 0 | -1363.3 | 11.4044 | 11.4671 | 11.5367
[20 empty] | 2020-12-28 22:00 | 8687 | 12 | 28 | 23 | 0 | 0 | 11.4044 | 10655.6 | 0 | 0 | 0 | 0 | 0 | 0 | -1565.1 | 11.4671 | 10655.6 | 0 | 0 | 0 | 0 | 0 | 0 | -1530.11 | 11.5367 | 10655.6 | 0 | 0 | 0 | 0 | 0 | 0 | -1531.3 | 11.4044 | 11.4671 | 11.5367
[20 empty] | 2020-12-28 23:00 | 8688 | 12 | 28 | 24 | 0 | 0 | 11.4044 | 11022.3 | 0 | 0 | 0 | 0 | 0 | 0 | -2647.8 | 11.4671 | 11022.3 | 0 | 0 | 0 | 0 | 0 | 0 | -2671.45 | 11.5367 | 11022.3 | 0 | 0 | 0 | 0 | 0 | 0 | -2704.74 | 11.4044 | 11.4671 | 11.5367
[20 empty] | 2020-12-29 | 8689 | 12 | 29 | 1 | 0 | 0 | 11.4044 | 11022.3 | 0 | 0 | 0 | 0 | 0 | 0 | -3316.8 | 11.4671 | 11022.3 | 0 | 0 | 0 | 0 | 0 | 0 | -3195.19 | 11.5367 | 11022.3 | 0 | 0 | 0 | 0 | 0 | 0 | -3197.24 | 11.4044 | 11.4671 | 11.5367
[20 empty] | 2020-12-29 01:00 | 8690 | 12 | 29 | 2 | 0 | 0 | 11.4044 | 11022.3 | 0 | 0 | 0 | 0 | 0 | 0 | -3978.94 | 11.4671 | 11022.3 | 0 | 0 | 0 | 0 | 0 | 0 | -3912.42 | 11.5367 | 11022.3 | 0 | 0 | 0 | 0 | 0 | 0 | -3838.5 | 11.4044 | 11.4671 | 11.5367
[20 empty] | 2020-12-29 02:00 | 8691 | 12 | 29 | 3 | 0 | 0 | 11.4044 | 119519 | 0 | 0 | 0 | 108424 | 108.424 | 0 | -4936.25 | 11.4671 | 124527 | 0 | 0 | 0 | 113432 | 113.432 | 0 | -4913.15 | 11.5367 | 129717 | 0 | 0 | 0 | 118622 | 118.622 | 0 | -4897.86 | 11.4044 | 11.4671 | 11.5367
[20 empty] | 2020-12-29 03:00 | 8692 | 12 | 29 | 4 | 0 | 0 | 11.4044 | 11022.3 | 0 | 0 | 0 | 0 | 0 | 0 | -5301.3 | 11.4671 | 11022.3 | 0 | 0 | 0 | 0 | 0 | 0 | -5292.39 | 11.5367 | 11022.3 | 0 | 0 | 0 | 0 | 0 | 0 | -5293.1 | 11.4044 | 11.4671 | 11.5367
[20 empty] | 2020-12-29 04:00 | 8693 | 12 | 29 | 5 | 0 | 0 | 11.4044 | 79319.3 | 0 | 0 | 0 | 68297 | 68.297 | 0 | -5924.4 | 11.4671 | 82213.2 | 0 | 0 | 0 | 71190.9 | 71.1909 | 0 | -5936.5 | 11.5367 | 85460 | 0 | 0 | 0 | 74437.8 | 74.4378 | 0 | -5960.29 | 11.4044 | 11.4671 | 11.5367
[20 empty] | 2020-12-29 05:00 | 8694 | 12 | 29 | 6 | 0 | 0 | 11.4044 | 43900.5 | 0 | 0 | 0 | 32804.9 | 32.8049 | 0 | -6854.41 | 11.4671 | 45257.3 | 0 | 0 | 0 | 34161.7 | 34.1617 | 0 | -6898.12 | 11.5367 | 47122.1 | 0 | 0 | 0 | 36026.5 | 36.0265 | 0 | -7347.19 | 11.4044 | 11.4671 | 11.5367
[20 empty] | 2020-12-29 06:00 | 8695 | 12 | 29 | 7 | 0 | 0 | 11.4044 | 62402.8 | 0 | 0 | 0 | 29018.4 | 29.0184 | 0 | -7209.65 | 11.4671 | 63718.4 | 0 | 0 | 0 | 30334 | 30.334 | 0 | -7466.43 | 11.5367 | 65507.6 | 0 | 0 | 0 | 32123.3 | 32.1233 | 0 | -7986.46 | 11.4044 | 11.4671 | 11.5367
[20 empty] | 2020-12-29 07:00 | 8696 | 12 | 29 | 8 | 0 | 0 | 11.4044 | 114863 | 0 | 0 | 0 | 31769.2 | 31.7692 | 0 | -7732.68 | 11.4671 | 116661 | 0 | 0 | 0 | 33567.3 | 33.5673 | 0 | -8332.09 | 11.5367 | 118606 | 0 | 0 | 0 | 35511.5 | 35.5115 | 0 | -8854.51 | 11.4044 | 11.4671 | 11.5367
[20 empty] | 2020-12-29 08:00 | 8697 | 12 | 29 | 9 | 6151.332 | 6.1513 | 11.3393 | 113122 | 0 | 0 | 0 | 30101.3 | 30.1013 | 0 | -8147.51 | 11.3873 | 114878 | 0 | 0 | 0 | 31857.3 | 31.8573 | 0 | -8718.63 | 11.4423 | 116760 | 0 | 0 | 0 | 33739 | 33.739 | 0 | -9319.37 | 5.188 | 5.236 | 5.291
[20 empty] | 2020-12-29 09:00 | 8698 | 12 | 29 | 10 | 7848.07 | 7.8481 | 11.2513 | 91162 | 0 | 0 | 0 | 32998.9 | 32.9989 | 0 | -8817.62 | 11.2807 | 93014.3 | 0 | 0 | 0 | 34851.2 | 34.8512 | 0 | -9372.8 | 11.3183 | 95372.2 | 0 | 0 | 0 | 37209.1 | 37.2091 | 0 | -10339.4 | 3.4032 | 3.4326 | 3.4702
[20 empty] | 2020-12-29 10:00 | 8699 | 12 | 29 | 11 | 47541.616 | 47.5416 | 10.9931 | 91886.9 | 0 | 0 | 0 | 33723.8 | 33.7238 | 0 | -9417.67 | 10.9785 | 93715.8 | 0 | 0 | 0 | 35552.6 | 35.5526 | 0 | -9951.44 | 11.0017 | 96423.8 | 0 | 0 | 0 | 38260.6 | 38.2606 | 0 | -11193.7 | -36.5485 | -36.5631 | -36.5399
[20 empty] | 2020-12-29 11:00 | 8700 | 12 | 29 | 12 | 14989.785 | 14.9898 | 10.8057 | 160867 | 0 | 0 | 0 | 34208.2 | 34.2082 | 0 | -9767.29 | 10.8374 | 162622 | 0 | 0 | 0 | 35962.8 | 35.9628 | 0 | -10223.7 | 10.8905 | 165017 | 0 | 0 | 0 | 38358.2 | 38.3582 | 0 | -11016.7 | -4.1841 | -4.1524 | -4.0993
[20 empty] | 2020-12-29 12:00 | 8701 | 12 | 29 | 13 | 12480.977 | 12.481 | 10.8407 | 163825 | 0 | 0 | 0 | 37166.3 | 37.1663 | 0 | -10528.5 | 10.8738 | 165671 | 0 | 0 | 0 | 39012 | 39.012 | 0 | -10979.4 | 10.9192 | 168557 | 0 | 0 | 0 | 41898.1 | 41.8981 | 0 | -12332.9 | -1.6403 | -1.6072 | -1.5618
[20 empty] | 2020-12-29 13:00 | 8702 | 12 | 29 | 14 | 12525.341 | 12.5253 | 10.8116 | 130198 | 0 | 0 | 0 | 35500.1 | 35.5001 | 0 | -10864.9 | 10.8461 | 131914 | 0 | 0 | 0 | 37215.3 | 37.2153 | 0 | -11304.3 | 10.895 | 134767 | 0 | 0 | 0 | 40068.9 | 40.0689 | 0 | -12581.9 | -1.7137 | -1.6792 | -1.6303
[20 empty] | 2020-12-29 14:00 | 8703 | 12 | 29 | 15 | 8445.149 | 8.4451 | 10.8028 | 94056.8 | 0 | 0 | 0 | 35820.3 | 35.8203 | 0 | -11116.3 | 10.8373 | 95800.2 | 0 | 0 | 0 | 37563.7 | 37.5637 | 0 | -11591.7 | 10.8905 | 98454.2 | 0 | 0 | 0 | 40217.7 | 40.2177 | 0 | -12667.5 | 2.3577 | 2.3922 | 2.4454
[20 empty] | 2020-12-29 15:00 | 8704 | 12 | 29 | 16 | 3964.388 | 3.9644 | 10.8544 | 99514.3 | 0 | 0 | 0 | 41131.1 | 41.1311 | 0 | -12099.6 | 10.8823 | 101808 | 0 | 0 | 0 | 43424.6 | 43.4246 | 0 | -12919.2 | 10.9235 | 105451 | 0 | 0 | 0 | 47067.8 | 47.0678 | 0 | -14889.9 | 6.89 | 6.9179 | 6.9591
[20 empty] | 2020-12-29 16:00 | 8705 | 12 | 29 | 17 | 0 | 0 | 11.4044 | 71358.9 | 0 | 0 | 0 | 37827.8 | 37.8278 | 0 | -12987.7 | 11.4671 | 74201.4 | 0 | 0 | 0 | 40670.3 | 40.6703 | 0 | -14587.5 | 11.5367 | 78358 | 0 | 0 | 0 | 44827 | 44.827 | 0 | -17142 | 11.4044 | 11.4671 | 11.5367
[20 empty] | 2020-12-29 17:00 | 8706 | 12 | 29 | 18 | 0 | 0 | 11.4044 | 72501.9 | 0 | 0 | 0 | 38970.8 | 38.9708 | 0 | -13990.8 | 11.4671 | 76175 | 0 | 0 | 0 | 42643.9 | 42.6439 | 0 | -16273.9 | 11.5367 | 81121.2 | 0 | 0 | 0 | 47590.1 | 47.5901 | 0 | -19531.2 | 11.4044 | 11.4671 | 11.5367
[20 empty] | 2020-12-29 18:00 | 8707 | 12 | 29 | 19 | 0 | 0 | 11.4044 | 76828.3 | 0 | 0 | 0 | 43223.8 | 43.2238 | 0 | -16007.1 | 11.4671 | 81376.9 | 0 | 0 | 0 | 47772.5 | 47.7725 | 0 | -18922.3 | 11.5367 | 87850.3 | 0 | 0 | 0 | 54245.9 | 54.2459 | 0 | -23532.8 | 11.4044 | 11.4671 | 11.5367
[20 empty] | 2020-12-29 19:00 | 8708 | 12 | 29 | 20 | 0 | 0 | 11.4044 | 77023.3 | 0 | 0 | 0 | 43418.9 | 43.4189 | 0 | -18041.4 | 11.4671 | 82318.5 | 0 | 0 | 0 | 48714.1 | 48.7141 | 0 | -21729.4 | 11.5367 | 89904.6 | 0 | 0 | 0 | 56300.2 | 56.3002 | 0 | -27301.8 | 11.4044 | 11.4671 | 11.5367
[20 empty] | 2020-12-29 20:00 | 8709 | 12 | 29 | 21 | 0 | 0 | 11.4044 | 63568.1 | 0 | 0 | 0 | 52179.2 | 52.1792 | 0 | -22354.5 | 11.4671 | 70889.2 | 0 | 0 | 0 | 59500.3 | 59.5003 | 0 | -27820.1 | 11.5367 | 79970.9 | 0 | 0 | 0 | 68582 | 68.582 | 0 | -34472 | 11.4044 | 11.4671 | 11.5367
[20 empty] | 2020-12-29 21:00 | 8710 | 12 | 29 | 22 | 0 | 0 | 11.4044 | 69069.1 | 0 | 0 | 0 | 57533.5 | 57.5335 | 0 | -27001.6 | 11.4671 | 78348.4 | 0 | 0 | 0 | 66812.8 | 66.8128 | 0 | -34099.1 | 11.5367 | 88067.9 | 0 | 0 | 0 | 76532.4 | 76.5324 | 0 | -41113.5 | 11.4044 | 11.4671 | 11.5367
[20 empty] | 2020-12-29 22:00 | 8711 | 12 | 29 | 23 | 0 | 0 | 11.4044 | 69053.5 | 0 | 0 | 0 | 57518 | 57.518 | 0 | -30400.4 | 11.4671 | 78857.4 | 0 | 0 | 0 | 67321.8 | 67.3218 | 0 | -37815.7 | 11.5367 | 88668.5 | 0 | 0 | 0 | 77133 | 77.133 | 0 | -45112.9 | 11.4044 | 11.4671 | 11.5367
[20 empty] | 2020-12-29 23:00 | 8712 | 12 | 29 | 24 | 0 | 0 | 11.4044 | 77479.2 | 0 | 0 | 0 | 65870.3 | 65.8703 | 0 | -36280.4 | 11.4671 | 87522.7 | 0 | 0 | 0 | 75913.8 | 75.9138 | 0 | -43726.4 | 11.5367 | 98474.6 | 0 | 0 | 0 | 86865.7 | 86.8657 | 0 | -52078 | 11.4044 | 11.4671 | 11.5367
[20 empty] | 2020-12-30 | 8713 | 12 | 30 | 1 | 0 | 0 | 11.4044 | 85567.2 | 0 | 0 | 0 | 73811.7 | 73.8117 | 0 | -40854.9 | 11.4671 | 96181.7 | 0 | 0 | 0 | 84426.2 | 84.4262 | 0 | -48805.9 | 11.5367 | 108603 | 0 | 0 | 0 | 96847.8 | 96.8478 | 0 | -58326.5 | 11.4044 | 11.4671 | 11.5367
[20 empty] | 2020-12-30 01:00 | 8714 | 12 | 30 | 2 | 0 | 0 | 11.4044 | 85618.5 | 0 | 0 | 0 | 73862.9 | 73.8629 | 0 | -44354.3 | 11.4671 | 96643.9 | 0 | 0 | 0 | 84888.3 | 84.8883 | 0 | -52874 | 11.5367 | 110036 | 0 | 0 | 0 | 98280.3 | 98.2803 | 0 | -63406.5 | 11.4044 | 11.4671 | 11.5367
[20 empty] | 2020-12-30 02:00 | 8715 | 12 | 30 | 3 | 0 | 0 | 11.4044 | 92684.1 | 0 | 0 | 0 | 80855.3 | 80.8553 | 0 | -48650.5 | 11.4671 | 105339 | 0 | 0 | 0 | 93510.2 | 93.5102 | 0 | -58700.1 | 11.5367 | 119750 | 0 | 0 | 0 | 107921 | 107.921 | 0 | -69902.6 | 11.4044 | 11.4671 | 11.5367
[20 empty] | 2020-12-30 03:00 | 8716 | 12 | 30 | 4 | 0 | 0 | 11.4044 | 95135.4 | 0 | 0 | 0 | 83306.5 | 83.3065 | 0 | -52486.9 | 11.4671 | 108633 | 0 | 0 | 0 | 96804.1 | 96.8041 | 0 | -63115.9 | 11.5367 | 123508 | 0 | 0 | 0 | 111679 | 111.679 | 0 | -74771.1 | 11.4044 | 11.4671 | 11.5367
[20 empty] | 2020-12-30 04:00 | 8717 | 12 | 30 | 5 | 0 | 0 | 11.4044 | 100136 | 0 | 0 | 0 | 88306.8 | 88.3068 | 0 | -56891.3 | 11.4671 | 113907 | 0 | 0 | 0 | 102078 | 102.078 | 0 | -67636.5 | 11.5367 | 129525 | 0 | 0 | 0 | 117696 | 117.696 | 0 | -79986.3 | 11.4044 | 11.4671 | 11.5367
[20 empty] | 2020-12-30 05:00 | 8718 | 12 | 30 | 6 | 0 | 0 | 11.4044 | 91449.1 | 0 | 0 | 0 | 79913.6 | 79.9136 | 0 | -55808.3 | 11.4671 | 104141 | 0 | 0 | 0 | 92605.2 | 92.6052 | 0 | -65825.5 | 11.5367 | 118652 | 0 | 0 | 0 | 107117 | 107.117 | 0 | -77280.5 | 11.4044 | 11.4671 | 11.5367
[20 empty] | 2020-12-30 06:00 | 8719 | 12 | 30 | 7 | 0 | 0 | 11.4044 | 93877.2 | 0 | 0 | 0 | 60639.5 | 60.6395 | 0 | -46668.4 | 11.4671 | 103760 | 0 | 0 | 0 | 70522.5 | 70.5225 | 0 | -54406.8 | 11.5367 | 114741 | 0 | 0 | 0 | 81503.8 | 81.5038 | 0 | -62891.4 | 11.4044 | 11.4671 | 11.5367
[20 empty] | 2020-12-30 07:00 | 8720 | 12 | 30 | 8 | 0 | 0 | 11.4044 | 161981 | 0 | 0 | 0 | 79033.3 | 79.0333 | 0 | -48285.5 | 11.4671 | 172260 | 0 | 0 | 0 | 89313 | 89.313 | 0 | -56026.9 | 11.5367 | 183223 | 0 | 0 | 0 | 100276 | 100.276 | 0 | -64140.2 | 11.4044 | 11.4671 | 11.5367
[20 empty] | 2020-12-30 08:00 | 8721 | 12 | 30 | 9 | 13248.445 | 13.2484 | 11.1765 | 152286 | 0 | 0 | 0 | 69558.9 | 69.5589 | 0 | -44418.6 | 11.1876 | 161248 | 0 | 0 | 0 | 78520.5 | 78.5205 | 0 | -51062.8 | 11.2063 | 170554 | 0 | 0 | 0 | 87826.8 | 87.8268 | 0 | -57864.4 | -2.0719 | -2.0608 | -2.0421
[20 empty] | 2020-12-30 09:00 | 8722 | 12 | 30 | 10 | 35853.525 | 35.8535 | 10.9138 | 135972 | 0 | 0 | 0 | 78029.4 | 78.0294 | 0 | -45408.1 | 10.9399 | 144867 | 0 | 0 | 0 | 86923.7 | 86.9237 | 0 | -51804.5 | 10.9783 | 153929 | 0 | 0 | 0 | 95985.5 | 95.9855 | 0 | -58169 | -24.9397 | -24.9136 | -24.8752
[20 empty] | 2020-12-30 10:00 | 8723 | 12 | 30 | 11 | 30669.127 | 30.6691 | 10.9682 | 133691 | 0 | 0 | 0 | 75748.3 | 75.7483 | 0 | -44966.8 | 10.9537 | 142024 | 0 | 0 | 0 | 84081.4 | 84.0814 | 0 | -50942.4 | 10.991 | 150434 | 0 | 0 | 0 | 92491.2 | 92.4912 | 0 | -56861.6 | -19.7009 | -19.7154 | -19.6781
[20 empty] | 2020-12-30 11:00 | 8724 | 12 | 30 | 12 | 45461.548 | 45.4615 | 11.1462 | 199401 | 0 | 0 | 0 | 72742.4 | 72.7424 | 0 | -44182 | 11.1591 | 207211 | 0 | 0 | 0 | 80552.4 | 80.5524 | 0 | -49838.9 | 11.1837 | 215078 | 0 | 0 | 0 | 88418.8 | 88.4188 | 0 | -55439.4 | -34.3153 | -34.3024 | -34.2778
[20 empty] | 2020-12-30 12:00 | 8725 | 12 | 30 | 13 | 89600.755 | 89.6008 | 11.0831 | 200848 | 0 | 0 | 0 | 74189.1 | 74.1891 | 0 | -43603.4 | 11.0883 | 208412 | 0 | 0 | 0 | 81753.2 | 81.7532 | 0 | -48952.2 | 11.1115 | 216043 | 0 | 0 | 0 | 89384.3 | 89.3843 | 0 | -54241.7 | -78.5177 | -78.5125 | -78.4893
[20 empty] | 2020-12-30 13:00 | 8726 | 12 | 30 | 14 | 66329.005 | 66.329 | 11.3498 | 167615 | 0 | 0 | 0 | 73910 | 73.91 | 0 | -43480.6 | 11.4023 | 175075 | 0 | 0 | 0 | 81370.1 | 81.3701 | 0 | -48814.8 | 11.463 | 182597 | 0 | 0 | 0 | 88892.6 | 88.8926 | 0 | -54085.5 | -54.9792 | -54.9267 | -54.866
[20 empty] | 2020-12-30 14:00 | 8727 | 12 | 30 | 15 | 86618.218 | 86.6182 | 11.3466 | 128488 | 0 | 0 | 0 | 70692.1 | 70.6921 | 0 | -42346.7 | 11.3988 | 135639 | 0 | 0 | 0 | 77842.6 | 77.8426 | 0 | -47468.4 | 11.4592 | 142834 | 0 | 0 | 0 | 85037.4 | 85.0374 | 0 | -52522.2 | -75.2716 | -75.2194 | -75.159
[20 empty] | 2020-12-30 15:00 | 8728 | 12 | 30 | 16 | 36821.546 | 36.8215 | 11.4044 | 128859 | 0 | 0 | 0 | 71062.7 | 71.0627 | 0 | -40659.4 | 11.4671 | 135788 | 0 | 0 | 0 | 77991.3 | 77.9913 | 0 | -45464.6 | 11.5367 | 142786 | 0 | 0 | 0 | 84989.7 | 84.9897 | 0 | -50217.5 | -25.4171 | -25.3544 | -25.2848
[20 empty] | 2020-12-30 16:00 | 8729 | 12 | 30 | 17 | 0 | 0 | 11.4044 | 106916 | 0 | 0 | 0 | 73898.8 | 73.8988 | 0 | -41968.9 | 11.4671 | 114064 | 0 | 0 | 0 | 81046.4 | 81.0464 | 0 | -46995.1 | 11.5367 | 121321 | 0 | 0 | 0 | 88303.8 | 88.3038 | 0 | -51994.4 | 11.4044 | 11.4671 | 11.5367
[20 empty] | 2020-12-30 17:00 | 8730 | 12 | 30 | 18 | 0 | 0 | 11.4044 | 115725 | 0 | 0 | 0 | 82487.7 | 82.4877 | 0 | -46331.3 | 11.4671 | 123765 | 0 | 0 | 0 | 90526.9 | 90.5269 | 0 | -52028.4 | 11.5367 | 132601 | 0 | 0 | 0 | 99363.4 | 99.3634 | 0 | -58443.8 | 11.4044 | 11.4671 | 11.5367
[20 empty] | 2020-12-30 18:00 | 8731 | 12 | 30 | 19 | 0 | 0 | 11.4044 | 114456 | 0 | 0 | 0 | 81144.8 | 81.1448 | 0 | -48313.3 | 11.4671 | 122744 | 0 | 0 | 0 | 89432.6 | 89.4326 | 0 | -54338 | 11.5367 | 132814 | 0 | 0 | 0 | 99502.5 | 99.5025 | 0 | -61982 | 11.4044 | 11.4671 | 11.5367
[20 empty] | 2020-12-30 19:00 | 8732 | 12 | 30 | 20 | 0 | 0 | 11.4044 | 113443 | 0 | 0 | 0 | 80132.4 | 80.1324 | 0 | -48983 | 11.4671 | 121827 | 0 | 0 | 0 | 88515.8 | 88.5158 | 0 | -55141.5 | 11.5367 | 132562 | 0 | 0 | 0 | 99250.9 | 99.2509 | 0 | -63279.2 | 11.4044 | 11.4671 | 11.5367
[20 empty] | 2020-12-30 20:00 | 8733 | 12 | 30 | 21 | 0 | 0 | 11.4044 | 95686.7 | 0 | 0 | 0 | 84664.5 | 84.6645 | 0 | -51430 | 11.4671 | 104638 | 0 | 0 | 0 | 93616.1 | 93.6161 | 0 | -58055.6 | 11.5367 | 116482 | 0 | 0 | 0 | 105459 | 105.459 | 0 | -67139.3 | 11.4044 | 11.4671 | 11.5367
[20 empty] | 2020-12-30 21:00 | 8734 | 12 | 30 | 22 | 0 | 0 | 11.4044 | 98677.6 | 0 | 0 | 0 | 87582 | 87.582 | 0 | -53929.5 | 11.4671 | 108177 | 0 | 0 | 0 | 97081.6 | 97.0816 | 0 | -61021.9 | 11.5367 | 121185 | 0 | 0 | 0 | 110089 | 110.089 | 0 | -71113.5 | 11.4044 | 11.4671 | 11.5367
[20 empty] | 2020-12-30 22:00 | 8735 | 12 | 30 | 23 | 0 | 0 | 11.4044 | 98381.5 | 0 | 0 | 0 | 87285.9 | 87.2859 | 0 | -55240.9 | 11.4671 | 108091 | 0 | 0 | 0 | 96995 | 96.995 | 0 | -62550 | 11.5367 | 121675 | 0 | 0 | 0 | 110579 | 110.579 | 0 | -73108.9 | 11.4044 | 11.4671 | 11.5367
[20 empty] | 2020-12-30 23:00 | 8736 | 12 | 30 | 24 | 0 | 0 | 11.4044 | 103494 | 0 | 0 | 0 | 92325.5 | 92.3255 | 0 | -58049.8 | 11.4671 | 113956 | 0 | 0 | 0 | 102787 | 102.787 | 0 | -66008 | 11.5367 | 128446 | 0 | 0 | 0 | 117277 | 117.277 | 0 | -77291.1 | 11.4044 | 11.4671 | 11.5367
[20 empty] | 2020-12-31 | 8737 | 12 | 31 | 1 | 0 | 0 | 11.4044 | 107208 | 0 | 0 | 0 | 95965.9 | 95.9659 | 0 | -61251 | 11.4671 | 118574 | 0 | 0 | 0 | 107332 | 107.332 | 0 | -70021 | 11.5367 | 133962 | 0 | 0 | 0 | 122719 | 122.719 | 0 | -82082.8 | 11.4044 | 11.4671 | 11.5367
[20 empty] | 2020-12-31 01:00 | 8738 | 12 | 31 | 2 | 0 | 0 | 11.4044 | 107581 | 0 | 0 | 0 | 96338.5 | 96.3385 | 0 | -63087.7 | 11.4671 | 119695 | 0 | 0 | 0 | 108452 | 108.452 | 0 | -72571.5 | 11.5367 | 135225 | 0 | 0 | 0 | 123983 | 123.983 | 0 | -84683.6 | 11.4044 | 11.4671 | 11.5367
[20 empty] | 2020-12-31 02:00 | 8739 | 12 | 31 | 3 | 0 | 0 | 11.4044 | 113491 | 0 | 0 | 0 | 102176 | 102.176 | 0 | -66628.3 | 11.4671 | 127098 | 0 | 0 | 0 | 115782 | 115.782 | 0 | -77437 | 11.5367 | 143062 | 0 | 0 | 0 | 131746 | 131.746 | 0 | -89876.4 | 11.4044 | 11.4671 | 11.5367
[20 empty] | 2020-12-31 03:00 | 8740 | 12 | 31 | 4 | 0 | 0 | 11.4044 | 114181 | 0 | 0 | 0 | 102865 | 102.865 | 0 | -68711.8 | 11.4671 | 128703 | 0 | 0 | 0 | 117387 | 117.387 | 0 | -80252.3 | 11.5367 | 144683 | 0 | 0 | 0 | 133367 | 133.367 | 0 | -92749.7 | 11.4044 | 11.4671 | 11.5367
[20 empty] | 2020-12-31 04:00 | 8741 | 12 | 31 | 5 | 0 | 0 | 11.4044 | 116641 | 0 | 0 | 0 | 105325 | 105.325 | 0 | -70812.4 | 11.4671 | 131835 | 0 | 0 | 0 | 120519 | 120.519 | 0 | -82871.5 | 11.5367 | 147831 | 0 | 0 | 0 | 136516 | 136.516 | 0 | -95368.1 | 11.4044 | 11.4671 | 11.5367
[20 empty] | 2020-12-31 05:00 | 8742 | 12 | 31 | 6 | 0 | 0 | 11.4044 | 119191 | 0 | 0 | 0 | 107875 | 107.875 | 0 | -73009.9 | 11.4671 | 134629 | 0 | 0 | 0 | 123314 | 123.314 | 0 | -85172.9 | 11.5367 | 150577 | 0 | 0 | 0 | 139261 | 139.261 | 0 | -97613.9 | 11.4044 | 11.4671 | 11.5367
[20 empty] | 2020-12-31 06:00 | 8743 | 12 | 31 | 7 | 0 | 0 | 11.4044 | 125840 | 0 | 0 | 0 | 114452 | 114.452 | 0 | -77271.3 | 11.4671 | 141787 | 0 | 0 | 0 | 130398 | 130.398 | 0 | -89843.2 | 11.5367 | 158229 | 0 | 0 | 0 | 146840 | 146.84 | 0 | -102716 | 11.4044 | 11.4671 | 11.5367
[20 empty] | 2020-12-31 07:00 | 8744 | 12 | 31 | 8 | 0 | 0 | 11.4044 | 127162 | 0 | 0 | 0 | 115773 | 115.773 | 0 | -79831.7 | 11.4671 | 143217 | 0 | 0 | 0 | 131828 | 131.828 | 0 | -92524.5 | 11.5367 | 159705 | 0 | 0 | 0 | 148316 | 148.316 | 0 | -105454 | 11.4044 | 11.4671 | 11.5367
[20 empty] | 2020-12-31 08:00 | 8745 | 12 | 31 | 9 | 51557.803 | 51.5578 | 11.0391 | 119298 | 0 | 0 | 0 | 108056 | 108.056 | 0 | -75156.9 | 11.0259 | 133219 | 0 | 0 | 0 | 121976 | 121.976 | 0 | -85646.6 | 11.0283 | 147450 | 0 | 0 | 0 | 136208 | 136.208 | 0 | -96285.9 | -40.5187 | -40.5319 | -40.5295
[20 empty] | 2020-12-31 09:00 | 8746 | 12 | 31 | 10 | 115349.903 | 115.3499 | 10.9437 | 114465 | 0 | 0 | 0 | 103369 | 103.369 | 0 | -71392.8 | 10.9305 | 126162 | 0 | 0 | 0 | 115066 | 115.066 | 0 | -80091.8 | 10.9631 | 138018 | 0 | 0 | 0 | 126922 | 126.922 | 0 | -88796.9 | -104.4062 | -104.4194 | -104.3868
[20 empty] | 2020-12-31 10:00 | 8747 | 12 | 31 | 11 | 153590.535 | 153.5905 | 10.8222 | 114409 | 0 | 0 | 0 | 103313 | 103.313 | 0 | -67614.6 | 10.8563 | 124087 | 0 | 0 | 0 | 112991 | 112.991 | 0 | -74346.1 | 10.9064 | 133896 | 0 | 0 | 0 | 122801 | 122.801 | 0 | -81070.9 | -142.7683 | -142.7342 | -142.6841
[20 empty] | 2020-12-31 11:00 | 8748 | 12 | 31 | 12 | 156292.179 | 156.2922 | 10.9641 | 104301 | 0 | 0 | 0 | 93352 | 93.352 | 0 | -62521.3 | 10.959 | 111842 | 0 | 0 | 0 | 100894 | 100.894 | 0 | -67752.4 | 10.973 | 119425 | 0 | 0 | 0 | 108476 | 108.476 | 0 | -72908 | -145.3281 | -145.3332 | -145.3192
[20 empty] | 2020-12-31 12:00 | 8749 | 12 | 31 | 13 | 155238.515 | 155.2385 | 10.7951 | 103973 | 0 | 0 | 0 | 93024.1 | 93.0241 | 0 | -58881.6 | 10.8313 | 110033 | 0 | 0 | 0 | 99083.6 | 99.0836 | 0 | -62659.3 | 10.8872 | 115901 | 0 | 0 | 0 | 104952 | 104.952 | 0 | -66090 | -144.4434 | -144.4072 | -144.3513
[20 empty] | 2020-12-31 13:00 | 8750 | 12 | 31 | 14 | 114271.346 | 114.2713 | 10.8045 | 101571 | 0 | 0 | 0 | 90622.6 | 90.6226 | 0 | -57372.7 | 10.8391 | 106719 | 0 | 0 | 0 | 95769.6 | 95.7696 | 0 | -60600.8 | 10.8913 | 111769 | 0 | 0 | 0 | 100820 | 100.82 | 0 | -63681 | -103.4668 | -103.4322 | -103.38
[20 empty] | 2020-12-31 14:00 | 8751 | 12 | 31 | 15 | 48105.298 | 48.1053 | 10.7954 | 95976.6 | 0 | 0 | 0 | 84954.4 | 84.9544 | 0 | -48929.4 | 10.8344 | 98998.1 | 0 | 0 | 0 | 87975.8 | 87.9758 | 0 | -49785.1 | 10.8904 | 102133 | 0 | 0 | 0 | 91110.3 | 91.1103 | 0 | -50649.7 | -37.3099 | -37.2709 | -37.2149
[20 empty] | 2020-12-31 15:00 | 8752 | 12 | 31 | 16 | 17830.107 | 17.8301 | 10.8087 | 88450.7 | 0 | 0 | 0 | 77428.4 | 77.4284 | 0 | -45693.3 | 10.8438 | 89919.2 | 0 | 0 | 0 | 78897 | 78.897 | 0 | -45715 | 10.8966 | 92663.2 | 0 | 0 | 0 | 81640.9 | 81.6409 | 0 | -47032.7 | -7.0214 | -6.9863 | -6.9335
[20 empty] | 2020-12-31 16:00 | 8753 | 12 | 31 | 17 | 0 | 0 | 11.4044 | 92129.9 | 0 | 0 | 0 | 81107.6 | 81.1076 | 0 | -50978.7 | 11.4671 | 94443.2 | 0 | 0 | 0 | 83420.9 | 83.4209 | 0 | -52244.6 | 11.5367 | 98156.8 | 0 | 0 | 0 | 87134.5 | 87.1345 | 0 | -54514.4 | 11.4044 | 11.4671 | 11.5367
[20 empty] | 2020-12-31 17:00 | 8754 | 12 | 31 | 18 | 0 | 0 | 11.4044 | 115138 | 0 | 0 | 0 | 103749 | 103.749 | 0 | -62538.5 | 11.4671 | 121422 | 0 | 0 | 0 | 110033 | 110.033 | 0 | -67232.8 | 11.5367 | 128133 | 0 | 0 | 0 | 116745 | 116.745 | 0 | -71847.4 | 11.4044 | 11.4671 | 11.5367
[20 empty] | 2020-12-31 18:00 | 8755 | 12 | 31 | 19 | 0 | 0 | 11.4044 | 103822 | 0 | 0 | 0 | 92579.8 | 92.5798 | 0 | -63354 | 11.4671 | 111057 | 0 | 0 | 0 | 99814.7 | 99.8147 | 0 | -68923.1 | 11.5367 | 118031 | 0 | 0 | 0 | 106789 | 106.789 | 0 | -74097.6 | 11.4044 | 11.4671 | 11.5367
[20 empty] | 2020-12-31 19:00 | 8756 | 12 | 31 | 20 | 0 | 0 | 11.4044 | 111553 | 0 | 0 | 0 | 100310 | 100.31 | 0 | -66905 | 11.4671 | 120100 | 0 | 0 | 0 | 108858 | 108.858 | 0 | -73404.1 | 11.5367 | 128162 | 0 | 0 | 0 | 116920 | 116.92 | 0 | -79329 | 11.4044 | 11.4671 | 11.5367
[20 empty] | 2020-12-31 20:00 | 8757 | 12 | 31 | 21 | 0 | 0 | 11.4044 | 115795 | 0 | 0 | 0 | 104553 | 104.553 | 0 | -70541.8 | 11.4671 | 125110 | 0 | 0 | 0 | 113868 | 113.868 | 0 | -77601.9 | 11.5367 | 134004 | 0 | 0 | 0 | 122762 | 122.762 | 0 | -84221.5 | 11.4044 | 11.4671 | 11.5367
[20 empty] | 2020-12-31 21:00 | 8758 | 12 | 31 | 22 | 0 | 0 | 11.4044 | 123740 | 0 | 0 | 0 | 112424 | 112.424 | 0 | -75793.2 | 11.4671 | 134016 | 0 | 0 | 0 | 122700 | 122.7 | 0 | -83624.3 | 11.5367 | 143992 | 0 | 0 | 0 | 132676 | 132.676 | 0 | -91092.4 | 11.4044 | 11.4671 | 11.5367
[20 empty] | 2020-12-31 22:00 | 8759 | 12 | 31 | 23 | 0 | 0 | 11.4044 | 126225 | 0 | 0 | 0 | 114909 | 114.909 | 0 | -79345.8 | 11.4671 | 137015 | 0 | 0 | 0 | 125699 | 125.699 | 0 | -87638 | 11.5367 | 147533 | 0 | 0 | 0 | 136218 | 136.218 | 0 | -95588.1 | 11.4044 | 11.4671 | 11.5367
[20 empty] | 2020-12-31 23:00 | 8760 | 12 | 31 | 24 | 0 | 0 | 11.4044 | 138266 | 0 | 0 | 0 | 126803 | 126.803 | 0 | -86718.5 | 11.4671 | 150316 | 0 | 0 | 0 | 138854 | 138.854 | 0 | -96020.6 | 11.5367 | 162247 | 0 | 0 | 0 | 150784 | 150.784 | 0 | -105117 | 11.4044 | 11.4671 | 11.5367
Note on CG7: [Threaded comment] Your version of Excel allows you to read this threaded comment; however, any edits to it will get removed if the file is opened in a newer version of Excel. Learn more: https://go.microsoft.com/fwlink/?linkid=870924 Comment: Cell broken

## Scheme2 Template
[26 empty] | PV AC Energy Production |  | 15% WWR | [8 empty] | 20% WWR (Base) | [8 empty] | 25% WWR (Base)
[30 empty] | Choose either Option 1 or Option 2. See instructions tab | [8 empty] | Choose either Option 1 or Option 2. See instructions tab | [8 empty] | Choose either Option 1 or Option 2. See instructions tab
SCHEME 1 | [11 empty] | To be hidden | [8 empty] | 8760 End Use |  |  |  |  | PV AC Energy Production | PV AC Energy Production | Hourly Electricity (kw) | Hourly Gas Usage (btu) | Option 1: HVAC energy usage |  |  |  |  | Option 2: Building HVAC Loads |  | Hourly Electricity (kw) | Hourly Gas Usage (btu) | Option 1: HVAC energy usage |  |  |  |  | Option 2: Building HVAC Loads |  | Hourly Electricity (kw) | Hourly Gas Usage (btu) | Option 1: HVAC energy usage |  |  |  |  | Option 2: Building HVAC Loads
[21 empty] | Timestamp | Hour of Year | Month | Day | Hour | Watts | kW | Total end-use energy | Total end-use energy | Cooling kw | Cooling kbtu | Heating kW | Heating Btu/h | Heating kbtu/h | Building cool load (coils+losses&gains) (Btu/hr) | Building heat load (coils+losses&gains) (Btu/hr) | Total end-use energy | Total end-use energy | Cooling kw | Cooling kbtu | Heating kW | Heating Btu/h | Heating kbtu/h | Building cool load (coils+losses&gains) (Btu/hr) | Building heat load (coils+losses&gains) (Btu/hr) | Total end-use energy | Total end-use energy | Cooling kw | Cooling kbtu | Heating kW | Heating Btu/h | Heating kbtu/h | Building cool load (coils+losses&gains) (Btu/hr) | Building heat load (coils+losses&gains) (Btu/hr) | Elec Use with PV Offset
Building Attributes | [54 empty] | WWR 15% | WWR 20% | WWR 25%
Report/Notes
Building Area (ft2) | 118007 |  |  | LV-C | [15 empty] | 1 | 2020-01-01 | 1 | 1 | 1 | 1 | 0 | 0 | 9.0804 | 284922 | 0 | 0 | 0 | 273019 | 273.019 | 0 | -133131 | 9.0495 | 282461 | 0 | 0 | 0 | 280285 | 280.285 | 0 | -138853 | 9.1077 | 292187 | 0 | 0 | 0 | 270559 | 270.559 | 0 | -134920 | 9.0804 | 9.0495 | 9.1077
Wall Configuration | Opaque Wall Area (ft2) | Window/ Skylight Area (ft2) | % Window/ Skylight Area | LV-E | [15 empty] | 2 | 2020-01-01 01:00 | 2 | 1 | 1 | 2 | 0 | 0 | 9.0804 | 198213 | 0 | 0 | 0 | 186311 | 186.311 | 0 | -138203 | 9.0495 | 200302 | 0 | 0 | 0 | 193339 | 193.339 | 0 | -144135 | 9.1077 | 205241 | 0 | 0 | 0 | 188400 | 188.4 | 0 | -141091 | 9.0804 | 9.0495 | 9.1077
Total | 48546.56 | 11751.99 | 19.49% | LV-E | [15 empty] | 3 | 2020-01-01 02:00 | 3 | 1 | 1 | 3 | 0 | 0 | 9.0804 | 204000 | 0 | 0 | 0 | 192098 | 192.098 | 0 | -143087 | 9.0505 | 207511 | 0 | 0 | 0 | 199861 | 199.861 | 0 | -149787 | 9.1077 | 211763 | 0 | 0 | 0 | 195609 | 195.609 | 0 | -146845 | 9.0804 | 9.0505 | 9.1077
North | 20754.7 | 4455.91 | 17.67% | LV-E | [15 empty] | 4 | 2020-01-01 03:00 | 4 | 1 | 1 | 4 | 0 | 0 | 9.0804 | 209589 | 0 | 0 | 0 | 197687 | 197.687 | 0 | -147809 | 9.0551 | 215235 | 0 | 0 | 0 | 208332 | 208.332 | 0 | -156296 | 9.1109 | 220234 | 0 | 0 | 0 | 203333 | 203.333 | 0 | -152292 | 9.0804 | 9.0551 | 9.1109
South | 8632.89 | 1950.94 | 18.43% | LV-E | [15 empty] | 5 | 2020-01-01 04:00 | 5 | 1 | 1 | 5 | 0 | 0 | 9.0832 | 216193 | 0 | 0 | 0 | 204291 | 204.291 | 0 | -152651 | 9.0597 | 221661 | 0 | 0 | 0 | 216446 | 216.446 | 0 | -162538 | 9.1162 | 228348 | 0 | 0 | 0 | 209759 | 209.759 | 0 | -157784 | 9.0832 | 9.0597 | 9.1162
East | 11326.05 | 2886.14 | 20.31% | LV-E | [15 empty] | 6 | 2020-01-01 05:00 | 6 | 1 | 1 | 6 | 0 | 0 | 9.0878 | 226759 | 0 | 0 | 0 | 214783 | 214.783 | 0 | -159500 | 9.0651 | 232791 | 0 | 0 | 0 | 228628 | 228.628 | 0 | -171179 | 9.1223 | 240603 | 0 | 0 | 0 | 220815 | 220.815 | 0 | -165543 | 9.0878 | 9.0651 | 9.1223
West | 7832.92 | 2459 | 23.89% | LV-E | [15 empty] | 7 | 2020-01-01 06:00 | 7 | 1 | 1 | 7 | 0 | 0 | 9.0911 | 225602 | 0 | 0 | 0 | 213700 | 213.7 | 0 | -162037 | 9.0687 | 232112 | 0 | 0 | 0 | 228131 | 228.131 | 0 | -174289 | 9.1261 | 240033 | 0 | 0 | 0 | 220210 | 220.21 | 0 | -168402 | 9.0911 | 9.0687 | 9.1261
Roof Area (ft2) | 32495.7 | 0 | 0% | LV-E | [15 empty] | 8 | 2020-01-01 07:00 | 8 | 1 | 1 | 8 | 0 | 0 | 9.0945 | 232382 | 0 | 0 | 0 | 220480 | 220.48 | 0 | -166099 | 9.0726 | 239550 | 0 | 0 | 0 | 236163 | 236.163 | 0 | -179385 | 9.1304 | 248065 | 0 | 0 | 0 | 227648 | 227.648 | 0 | -173069 | 9.0945 | 9.0726 | 9.1304
Below Grade Walls (ft2) | 23502.58 | 0 | 0% | LV-E | [15 empty] | 9 | 2020-01-01 08:00 | 9 | 1 | 1 | 9 | 21797.359 | 21.7974 | 9.0853 | 218173 | 0 | 0 | 0 | 206417 | 206.417 | 0 | -157527 | 9.0601 | 222405 | 0 | 0 | 0 | 215733 | 215.733 | 0 | -165432 | 9.1149 | 227488 | 0 | 0 | 0 | 210649 | 210.649 | 0 | -161897 | -12.7121 | -12.7372 | -12.6825
[20 empty] | 10 | 2020-01-01 09:00 | 10 | 1 | 1 | 10 | 31445.793 | 31.4458 | 9.0838 | 214553 | 0 | 0 | 0 | 202944 | 202.944 | 0 | -154576 | 9.0586 | 217967 | 0 | 0 | 0 | 210656 | 210.656 | 0 | -161118 | 9.1132 | 222265 | 0 | 0 | 0 | 206358 | 206.358 | 0 | -158251 | -22.362 | -22.3872 | -22.3326
PV Analysis | [19 empty] | 11 | 2020-01-01 10:00 | 11 | 1 | 1 | 11 | 66343.486 | 66.3435 | 9.0773 | 215754 | 0 | 0 | 0 | 204146 | 204.146 | 0 | -152139 | 9.0518 | 217774 | 0 | 0 | 0 | 209397 | 209.397 | 0 | -156503 | 9.1058 | 221006 | 0 | 0 | 0 | 206165 | 206.165 | 0 | -154705 | -57.2662 | -57.2917 | -57.2377
Roof Area Available for PV (ft2) | 25996.56 | [18 empty] | 12 | 2020-01-01 11:00 | 12 | 1 | 1 | 12 | 109062.274 | 109.0623 | 9.0703 | 193678 | 0 | 0 | 0 | 182289 | 182.289 | 0 | -138104 | 9.0397 | 191121 | 0 | 0 | 0 | 181428 | 181.428 | 0 | -136112 | 9.0977 | 192817 | 0 | 0 | 0 | 179732 | 179.732 | 0 | -137168 | -99.992 | -100.0225 | -99.9646
DC Array Size (kW) | 386.4253 |  | From PV Watts: Size (kW) = Array Area (m²) × 1 kW/m² × Module Efficiency (16%) | [16 empty] | 13 | 2020-01-01 12:00 | 13 | 1 | 1 | 13 | 113465.413 | 113.4654 | 9.0703 | 178820 | 0 | 0 | 0 | 167577 | 167.577 | 0 | -120665 | 9.0394 | 173066 | 0 | 0 | 0 | 158927 | 158.927 | 0 | -111449 | 9.0977 | 170169 | 0 | 0 | 0 | 161824 | 161.824 | 0 | -115505 | -104.3951 | -104.426 | -104.3677
Annual PV output (kWh/yr) | 100000 |  | Refer to "PV Instructions" tab for instructions | [16 empty] | 14 | 2020-01-01 13:00 | 14 | 1 | 1 | 14 | 110352.106 | 110.3521 | 9.0703 | 166403 | 0 | 0 | 0 | 155161 | 155.161 | 0 | -106909 | 9.0394 | 159064 | 0 | 0 | 0 | 144708 | 144.708 | 0 | -97957.2 | 9.0977 | 155950 | 0 | 0 | 0 | 147822 | 147.822 | 0 | -101395 | -101.2818 | -101.3127 | -101.2544
% of energy usage offset by PV | 12.08% |  | based on 20% WWR electricity usage | [16 empty] | 15 | 2020-01-01 14:00 | 15 | 1 | 1 | 15 | 66832.459 | 66.8325 | 9.0703 | 144724 | 0 | 0 | 0 | 133628 | 133.628 | 0 | -92498.3 | 9.0394 | 137429 | 0 | 0 | 0 | 123501 | 123.501 | 0 | -83948 | 9.0977 | 134597 | 0 | 0 | 0 | 126333 | 126.333 | 0 | -87021.4 | -57.7621 | -57.793 | -57.7348
Peak PV Production (AC) kW, Time stamp | 310.6195 | 2020-05-22 11:00 | [9 empty] | PV Offset at Time of monthly Electric Peak Demand (kW) [20% WWR] | [7 empty] | 16 | 2020-01-01 15:00 | 16 | 1 | 1 | 16 | 27727.714 | 27.7277 | 9.0703 | 145821 | 0 | 0 | 0 | 134652 | 134.652 | 0 | -90293.4 | 9.0394 | 140295 | 0 | 0 | 0 | 127256 | 127.256 | 0 | -84543.2 | 9.0977 | 138425 | 0 | 0 | 0 | 129126 | 129.126 | 0 | -87020.5 | -18.6574 | -18.6883 | -18.63
[12 empty] | Monthly Demand |  | Day | Time |  | Peak Demand Montly Elec kW | PV production at peak | Difference | 17 | 2020-01-01 16:00 | 17 | 1 | 1 | 17 | 0 | 0 | 9.0756 | 145398 | 0 | 0 | 0 | 134229 | 134.229 | 0 | -93299.3 | 9.0444 | 140567 | 0 | 0 | 0 | 128082 | 128.082 | 0 | -88087.1 | 9.1023 | 139251 | 0 | 0 | 0 | 129398 | 129.398 | 0 | -90009.1 | 9.0756 | 9.0444 | 9.1023
[12 empty] | January | 1 | 12 | 13 | January, 12 (13:00) | 147.638 | 196.0084 | -48.3704 | 18 | 2020-01-01 17:00 | 18 | 1 | 1 | 18 | 0 | 0 | 9.0804 | 148841 | 0 | 0 | 0 | 137672 | 137.672 | 0 | -96209.4 | 9.0495 | 144330 | 0 | 0 | 0 | 132717 | 132.717 | 0 | -92174.6 | 9.1077 | 143886 | 0 | 0 | 0 | 133161 | 133.161 | 0 | -93288.6 | 9.0804 | 9.0495 | 9.1077
[12 empty] | February | 2 | 3 | 13 | February, 3 (13:00) | 147.176 | 18.3598 | 128.8162 | 19 | 2020-01-01 18:00 | 19 | 1 | 1 | 19 | 0 | 0 | 9.0804 | 152084 | 0 | 0 | 0 | 140915 | 140.915 | 0 | -98923.4 | 9.0495 | 148176 | 0 | 0 | 0 | 136924 | 136.924 | 0 | -95589.9 | 9.1077 | 148093 | 0 | 0 | 0 | 137007 | 137.007 | 0 | -96565.9 | 9.0804 | 9.0495 | 9.1077
[12 empty] | March | 3 | 8 | 13 | March, 8 (13:00) | 161.423 | 189.7638 | -28.3408 | 20 | 2020-01-01 19:00 | 20 | 1 | 1 | 20 | 0 | 0 | 9.0804 | 155366 | 0 | 0 | 0 | 144197 | 144.197 | 0 | -101748 | 9.0495 | 151887 | 0 | 0 | 0 | 140839 | 140.839 | 0 | -98899.4 | 9.1077 | 152008 | 0 | 0 | 0 | 140718 | 140.718 | 0 | -99688.9 | 9.0804 | 9.0495 | 9.1077
[12 empty] | April | 4 | 15 | 12 | April, 15 (12:00) | 171.912 | 301.4419 | -129.5299 | 21 | 2020-01-01 20:00 | 21 | 1 | 1 | 21 | 0 | 0 | 9.0804 | 158519 | 0 | 0 | 0 | 147350 | 147.35 | 0 | -104388 | 9.0495 | 155314 | 0 | 0 | 0 | 144509 | 144.509 | 0 | -101965 | 9.1077 | 155678 | 0 | 0 | 0 | 144145 | 144.145 | 0 | -102542 | 9.0804 | 9.0495 | 9.1077
[12 empty] | May | 5 | 28 | 12 | May, 28 (12:00) | 302.789 | 275.8729 | 26.9161 | 22 | 2020-01-01 21:00 | 22 | 1 | 1 | 22 | 0 | 0 | 9.0804 | 165700 | 0 | 0 | 0 | 154458 | 154.458 | 0 | -108854 | 9.0495 | 162939 | 0 | 0 | 0 | 152848 | 152.848 | 0 | -107631 | 9.1077 | 164090 | 0 | 0 | 0 | 151697 | 151.697 | 0 | -107508 | 9.0804 | 9.0495 | 9.1077
[12 empty] | June | 6 | 9 | 12 | June, 9 (12:00) | 380.065 | 268.7004 | 111.3646 | 23 | 2020-01-01 22:00 | 23 | 1 | 1 | 23 | 0 | 0 | 9.0804 | 166791 | 0 | 0 | 0 | 155548 | 155.548 | 0 | -111335 | 9.0495 | 164800 | 0 | 0 | 0 | 155057 | 155.057 | 0 | -111041 | 9.1077 | 166299 | 0 | 0 | 0 | 153558 | 153.558 | 0 | -110631 | 9.0804 | 9.0495 | 9.1077
[12 empty] | July | 7 | 19 | 12 | July, 19 (12:00) | 355.035 | 261.9364 | 93.0986 | 24 | 2020-01-01 23:00 | 24 | 1 | 1 | 24 | 0 | 0 | 9.0804 | 179461 | 0 | 0 | 0 | 168072 | 168.072 | 0 | -119281 | 9.0495 | 178082 | 0 | 0 | 0 | 168861 | 168.861 | 0 | -120015 | 9.1077 | 180250 | 0 | 0 | 0 | 166693 | 166.693 | 0 | -119192 | 9.0804 | 9.0495 | 9.1077
[12 empty] | August | 8 | 5 | 12 | August, 5 (12:00) | 331.373 | 82.4128 | 248.9602 | 25 | 2020-01-02 | 25 | 1 | 2 | 1 | 0 | 0 | 9.0804 | 183825 | 0 | 0 | 0 | 172363 | 172.363 | 0 | -124235 | 9.0495 | 182957 | 0 | 0 | 0 | 173940 | 173.94 | 0 | -125580 | 9.1077 | 185403 | 0 | 0 | 0 | 171495 | 171.495 | 0 | -124454 | 9.0804 | 9.0495 | 9.1077
[12 empty] | September | 9 | 1 | 12 | September, 1 (12:00) | 373.428 | 241.003 | 132.425 | 26 | 2020-01-02 01:00 | 26 | 1 | 2 | 2 | 0 | 0 | 9.0804 | 185599 | 0 | 0 | 0 | 174137 | 174.137 | 0 | -127330 | 9.0495 | 185393 | 0 | 0 | 0 | 176641 | 176.641 | 0 | -129584 | 9.1077 | 188103 | 0 | 0 | 0 | 173931 | 173.931 | 0 | -128132 | 9.0804 | 9.0495 | 9.1077
[12 empty] | October | 10 | 14 | 12 | October, 14 (12:00) | 176.324 | 250.4972 | -74.1732 | 27 | 2020-01-02 02:00 | 27 | 1 | 2 | 3 | 0 | 0 | 9.0804 | 184739 | 0 | 0 | 0 | 173350 | 173.35 | 0 | -128134 | 9.0495 | 185139 | 0 | 0 | 0 | 176257 | 176.257 | 0 | -130599 | 9.1077 | 187646 | 0 | 0 | 0 | 173750 | 173.75 | 0 | -129363 | 9.0804 | 9.0495 | 9.1077
[20 empty] | 28 | 2020-01-02 03:00 | 28 | 1 | 2 | 4 | 0 | 0 | 9.0804 | 185286 | 0 | 0 | 0 | 173971 | 173.971 | 0 | -128570 | 9.0495 | 186062 | 0 | 0 | 0 | 176967 | 176.967 | 0 | -131065 | 9.1077 | 188283 | 0 | 0 | 0 | 174746 | 174.746 | 0 | -130083 | 9.0804 | 9.0495 | 9.1077
[12 empty] | November | 11 | 1 | 9 | November, 1 (9:00) | 175.577 | 111.3859 | 64.1911 | 29 | 2020-01-02 04:00 | 29 | 1 | 2 | 5 | 0 | 0 | 9.0804 | 189809 | 0 | 0 | 0 | 178494 | 178.494 | 0 | -130833 | 9.0495 | 191129 | 0 | 0 | 0 | 182568 | 182.568 | 0 | -134487 | 9.1077 | 193883 | 0 | 0 | 0 | 179813 | 179.813 | 0 | -132937 | 9.0804 | 9.0495 | 9.1077
[12 empty] | December | 12 | 9 | 6 | December, 9 (6:00) | 146.912 | 13.9164 | 132.9956 | 30 | 2020-01-02 05:00 | 30 | 1 | 2 | 6 | 0 | 0 | 9.0804 | 192198 | 0 | 0 | 0 | 180883 | 180.883 | 0 | -132792 | 9.0495 | 194164 | 0 | 0 | 0 | 186226 | 186.226 | 0 | -137502 | 9.1077 | 197542 | 0 | 0 | 0 | 182849 | 182.849 | 0 | -135434 | 9.0804 | 9.0495 | 9.1077
[20 empty] | 31 | 2020-01-02 06:00 | 31 | 1 | 2 | 7 | 0 | 0 | 9.0804 | 194496 | 0 | 0 | 0 | 183181 | 183.181 | 0 | -134750 | 9.0516 | 197748 | 0 | 0 | 0 | 189690 | 189.69 | 0 | -140433 | 9.1077 | 201006 | 0 | 0 | 0 | 186432 | 186.432 | 0 | -137902 | 9.0804 | 9.0516 | 9.1077
BASE CASE SUMMARY | [19 empty] | 32 | 2020-01-02 07:00 | 32 | 1 | 2 | 8 | 0 | 0 | 9.0804 | 196523 | 0 | 0 | 0 | 185207 | 185.207 | 0 | -136399 | 9.0536 | 200369 | 0 | 0 | 0 | 193136 | 193.136 | 0 | -143013 | 9.1087 | 204452 | 0 | 0 | 0 | 189054 | 189.054 | 0 | -140110 | 9.0804 | 9.0536 | 9.1087
Total Energy Summary |  |  |  | Peak Demand Summary |  |  |  | HVAC Load Reduction Summary | [11 empty] | 33 | 2020-01-02 08:00 | 33 | 1 | 2 | 9 | 53187.319 | 53.1873 | 9.0759 | 182474 | 0 | 0 | 0 | 171305 | 171.305 | 0 | -125488 | 9.0439 | 182368 | 0 | 0 | 0 | 174183 | 174.183 | 0 | -126871 | 9.1014 | 185352 | 0 | 0 | 0 | 171199 | 171.199 | 0 | -126613 | -44.1114 | -44.1434 | -44.0859
Electric Usage (kwh) | 471600.0193 |  |  | Peak Elec Usage (kbtu/h) | 1296.7818 |  |  | Option #1: HVAC Usage | [11 empty] | 34 | 2020-01-02 09:00 | 34 | 1 | 2 | 10 | 91475.567 | 91.4756 | 9.0707 | 173303 | 0 | 0 | 0 | 162281 | 162.281 | 0 | -118884 | 9.0394 | 172585 | 0 | 0 | 0 | 161688 | 161.688 | 0 | -117714 | 9.0977 | 172710 | 0 | 0 | 0 | 161563 | 161.563 | 0 | -118664 | -82.4049 | -82.4361 | -82.3779
Gas Usage (therms) | 12162.5852 |  |  | Time Stamp | 2020-06-09 11:00 |  |  | Max Cooling Usage (kbtu/h) | 2645.6678 | [10 empty] | 35 | 2020-01-02 10:00 | 35 | 1 | 2 | 11 | 115899.831 | 115.8998 | 9.0703 | 171705 | 0 | 0 | 0 | 160683 | 160.683 | 0 | -113802 | 9.0394 | 169265 | 0 | 0 | 0 | 157125 | 157.125 | 0 | -109995 | 9.0977 | 168147 | 0 | 0 | 0 | 158243 | 158.243 | 0 | -112206 | -106.8295 | -106.8604 | -106.8021
Total Usage (MMBtu) | 2825.3578 |  |  | Peak Gas Usage (kbtu/h) | 1190.93 |  |  | Max Heating Usage (kbtu/h) | 1137.77 | [10 empty] | 36 | 2020-01-02 11:00 | 36 | 1 | 2 | 12 | 126857.329 | 126.8573 | 9.0703 | 154516 | 0 | 0 | 0 | 143640 | 143.64 | 0 | -101583 | 9.0394 | 149323 | 0 | 0 | 0 | 134665 | 134.665 | 0 | -92610.2 | 9.0977 | 145541 | 0 | 0 | 0 | 138448 | 138.448 | 0 | -97180.5 | -117.787 | -117.8179 | -117.7596
|  |  |  | Time Stamp | 2020-01-08 11:00 |  |  | Option #2: HVAC Load | [11 empty] | 37 | 2020-01-02 12:00 | 37 | 1 | 2 | 13 | 85975.292 | 85.9753 | 9.0703 | 140520 | 0 | 0 | 0 | 129718 | 129.718 | 0 | -87094.4 | 9.0394 | 131615 | 0 | 0 | 0 | 115700 | 115.7 | 0 | -74057.8 | 9.0977 | 126503 | 0 | 0 | 0 | 120812 | 120.812 | 0 | -79473.3 | -76.905 | -76.9359 | -76.8776
[8 empty] | Max Cooling Load (kbtuh) | 1988.29 | [10 empty] | 38 | 2020-01-02 13:00 | 38 | 1 | 2 | 14 | 85529.947 | 85.5299 | 9.0703 | 128603 | 0 | 0 | 0 | 117801 | 117.801 | 0 | -75656.3 | 9.0394 | 119270 | 0 | 0 | 0 | 103326 | 103.326 | 0 | -63411.2 | 9.0977 | 114129 | 0 | 0 | 0 | 108468 | 108.468 | 0 | -68701 | -76.4596 | -76.4905 | -76.4322
[8 empty] | Max Heating Load (kbtuh) | 1042.24 | [10 empty] | 39 | 2020-01-02 14:00 | 39 | 1 | 2 | 15 | 44066.151 | 44.0662 | 9.0703 | 117217 | 0 | 0 | 0 | 106415 | 106.415 | 0 | -66538.6 | 9.0394 | 109276 | 0 | 0 | 0 | 94310.8 | 94.3108 | 0 | -56728.6 | 9.0977 | 105113 | 0 | 0 | 0 | 98474.2 | 98.4742 | 0 | -60946.1 | -34.9958 | -35.0267 | -34.9685
[20 empty] | 40 | 2020-01-02 15:00 | 40 | 1 | 2 | 16 | 41306.303 | 41.3063 | 9.0703 | 115820 | 0 | 0 | 0 | 104945 | 104.945 | 0 | -65195.1 | 9.0394 | 109268 | 0 | 0 | 0 | 95027.1 | 95.0271 | 0 | -56996.1 | 9.0977 | 105903 | 0 | 0 | 0 | 98392.7 | 98.3927 | 0 | -60791.9 | -32.236 | -32.2669 | -32.2086
SENSITIVITY ANALYSIS 1: Window to Wall Ratio (WWR) | [19 empty] | 41 | 2020-01-02 16:00 | 41 | 1 | 2 | 17 | 0 | 0 | 9.0761 | 114598 | 0 | 0 | 0 | 103722 | 103.722 | 0 | -66999.4 | 9.0446 | 108916 | 0 | 0 | 0 | 95372.1 | 95.3721 | 0 | -60102.9 | 9.1026 | 106248 | 0 | 0 | 0 | 98040.5 | 98.0405 | 0 | -63120.6 | 9.0761 | 9.0446 | 9.1026
Total Energy Summary |  |  |  | Peak Demand Summary |  |  |  | HVAC Load Reduction Summary | [11 empty] | 42 | 2020-01-02 17:00 | 42 | 1 | 2 | 18 | 0 | 0 | 9.0804 | 126015 | 0 | 0 | 0 | 114993 | 114.993 | 0 | -73746 | 9.0495 | 121170 | 0 | 0 | 0 | 108952 | 108.952 | 0 | -68923.8 | 9.1077 | 119974 | 0 | 0 | 0 | 110148 | 110.148 | 0 | -70777.8 | 9.0804 | 9.0495 | 9.1077
Scenarios | WWR 15% | WWR 20% (Base) | WWR 25% | Scenarios | WWR 15% | WWR 20% (Base) | WWR 25% | Scenarios | WWR 15% | WWR 20% (Base) | WWR 25% | [8 empty] | 43 | 2020-01-02 18:00 | 43 | 1 | 2 | 19 | 0 | 0 | 9.0804 | 130095 | 0 | 0 | 0 | 118999 | 118.999 | 0 | -78780.6 | 9.0495 | 125771 | 0 | 0 | 0 | 114336 | 114.336 | 0 | -74887.9 | 9.1077 | 125432 | 0 | 0 | 0 | 114676 | 114.676 | 0 | -76032.3 | 9.0804 | 9.0495 | 9.1077
Electric Usage (kwh) | 457578.6243 | 471600.0193 | 485540.7218 | Peak Elec Usage (kbtu/h) | 1252.0266 | 1296.7818 | 1337.4358 | Option #1: HVAC Usage | [11 empty] | 44 | 2020-01-02 19:00 | 44 | 1 | 2 | 20 | 0 | 0 | 9.0804 | 132260 | 0 | 0 | 0 | 121164 | 121.164 | 0 | -82294.1 | 9.0495 | 128162 | 0 | 0 | 0 | 117175 | 117.175 | 0 | -78914.2 | 9.1077 | 128270 | 0 | 0 | 0 | 117066 | 117.066 | 0 | -79661.6 | 9.0804 | 9.0495 | 9.1077
Gas Usage (therms) | 11789.3815 | 12162.5852 | 12646.3795 |  | 3.451% | BASE | -3.135% | Max Cooling Usage (kbtu/h) | 2521.1477 | 2645.6678 | 2767.1494 | [8 empty] | 45 | 2020-01-02 20:00 | 45 | 1 | 2 | 21 | 0 | 0 | 9.0804 | 136593 | 0 | 0 | 0 | 125498 | 125.498 | 0 | -86047.5 | 9.0495 | 132799 | 0 | 0 | 0 | 122019 | 122.019 | 0 | -83077.1 | 9.1077 | 133115 | 0 | 0 | 0 | 121703 | 121.703 | 0 | -83722.1 | 9.0804 | 9.0495 | 9.1077
Total Usage (MMBtu) | 2740.1964 | 2825.3578 | 2921.3029 |  | 2020-06-09 11:00 | 2020-06-09 11:00 | 2020-06-09 11:00 | Max Heating Usage (kbtu/h) | 1026.16 | 1137.77 | 1075.35 | [8 empty] | 46 | 2020-01-02 21:00 | 46 | 1 | 2 | 22 | 0 | 0 | 9.0804 | 149140 | 0 | 0 | 0 | 137898 | 137.898 | 0 | -93423.9 | 9.0495 | 146531 | 0 | 0 | 0 | 136042 | 136.042 | 0 | -92047 | 9.1077 | 147285 | 0 | 0 | 0 | 135289 | 135.289 | 0 | -92479.1 | 9.0804 | 9.0495 | 9.1077
% Source EUI Difference Comparison | 2.996% | Baseline | -3.199% | Peak Gas Usage (kbtu/h) | 1141.31 | 1190.93 | 1253.41 | Option #2: HVAC Load | [11 empty] | 47 | 2020-01-02 22:00 | 47 | 1 | 2 | 23 | 0 | 0 | 9.0804 | 149795 | 0 | 0 | 0 | 138552 | 138.552 | 0 | -97170.6 | 9.0495 | 148206 | 0 | 0 | 0 | 137775 | 137.775 | 0 | -96603.3 | 9.1077 | 149018 | 0 | 0 | 0 | 136963 | 136.963 | 0 | -96789.2 | 9.0804 | 9.0495 | 9.1077
%Site EUI Difference Comparisson | 3.014% | Baseline | -3.396% |  | 4.166% | BASE | -5.246% | Max Cooling Load (kbtuh) | 1857.64 | 1988.29 | 1922.52 | [8 empty] | 48 | 2020-01-02 23:00 | 48 | 1 | 2 | 24 | 0 | 0 | 9.0804 | 166676 | 0 | 0 | 0 | 155213 | 155.213 | 0 | -106661 | 9.0495 | 165638 | 0 | 0 | 0 | 156415 | 156.415 | 0 | -107897 | 9.1077 | 167877 | 0 | 0 | 0 | 154176 | 154.176 | 0 | -106918 | 9.0804 | 9.0495 | 9.1077
[5 empty] | 2020-01-08 11:00 | 2020-01-08 11:00 | 2020-01-08 11:00 | Max Heating Load (kbtuh) | 922.404 | 1042.24 | 982.604 | [8 empty] | 49 | 2020-01-03 | 49 | 1 | 3 | 1 | 0 | 0 | 9.0804 | 166219 | 0 | 0 | 0 | 154757 | 154.757 | 0 | -111172 | 9.0495 | 166163 | 0 | 0 | 0 | 157327 | 157.327 | 0 | -113538 | 9.1077 | 168789 | 0 | 0 | 0 | 154701 | 154.701 | 0 | -112132 | 9.0804 | 9.0495 | 9.1077
Source EUI (kBtu/ft2) | 44.227 | 45.5928 | 47.0512 | [16 empty] | 50 | 2020-01-03 01:00 | 50 | 1 | 3 | 2 | 0 | 0 | 9.0804 | 171201 | 0 | 0 | 0 | 159739 | 159.739 | 0 | -115328 | 9.0495 | 172051 | 0 | 0 | 0 | 163339 | 163.339 | 0 | -118486 | 9.1077 | 174801 | 0 | 0 | 0 | 160588 | 160.588 | 0 | -117083 | 9.0804 | 9.0495 | 9.1077
Site EUI (kBtu/ft2) | 23.2206 | 23.9423 | 24.7553 | [16 empty] | 51 | 2020-01-03 02:00 | 51 | 1 | 3 | 3 | 0 | 0 | 9.0804 | 187690 | 0 | 0 | 0 | 176081 | 176.081 | 0 | -127061 | 9.0495 | 189884 | 0 | 0 | 0 | 182123 | 182.123 | 0 | -132618 | 9.1077 | 193732 | 0 | 0 | 0 | 178275 | 178.275 | 0 | -130214 | 9.0804 | 9.0495 | 9.1077
[20 empty] | 52 | 2020-01-03 03:00 | 52 | 1 | 3 | 4 | 0 | 0 | 9.0804 | 194131 | 0 | 0 | 0 | 182449 | 182.449 | 0 | -133105 | 9.0495 | 197654 | 0 | 0 | 0 | 190744 | 190.744 | 0 | -140479 | 9.1077 | 202427 | 0 | 0 | 0 | 185971 | 185.971 | 0 | -137233 | 9.0804 | 9.0495 | 9.1077
[20 empty] | 53 | 2020-01-03 04:00 | 53 | 1 | 3 | 5 | 0 | 0 | 9.0804 | 197090 | 0 | 0 | 0 | 185408 | 185.408 | 0 | -137183 | 9.0497 | 201672 | 0 | 0 | 0 | 195382 | 195.382 | 0 | -145915 | 9.1077 | 207064 | 0 | 0 | 0 | 189990 | 189.99 | 0 | -142061 | 9.0804 | 9.0497 | 9.1077
[20 empty] | 54 | 2020-01-03 05:00 | 54 | 1 | 3 | 6 | 0 | 0 | 9.0804 | 207872 | 0 | 0 | 0 | 196044 | 196.044 | 0 | -142439 | 9.0531 | 214781 | 0 | 0 | 0 | 209359 | 209.359 | 0 | -153604 | 9.1098 | 221188 | 0 | 0 | 0 | 202952 | 202.952 | 0 | -148590 | 9.0804 | 9.0531 | 9.1098
[20 empty] | 55 | 2020-01-03 06:00 | 55 | 1 | 3 | 7 | 0 | 0 | 9.0804 | 203536 | 0 | 0 | 0 | 191780 | 191.78 | 0 | -144041 | 9.0559 | 211113 | 0 | 0 | 0 | 206743 | 206.743 | 0 | -156016 | 9.1131 | 218498 | 0 | 0 | 0 | 199358 | 199.358 | 0 | -150587 | 9.0804 | 9.0559 | 9.1131
[20 empty] | 56 | 2020-01-03 07:00 | 56 | 1 | 3 | 8 | 0 | 0 | 9.0815 | 210321 | 0 | 0 | 0 | 198565 | 198.565 | 0 | -148053 | 9.0599 | 218467 | 0 | 0 | 0 | 214952 | 214.952 | 0 | -161266 | 9.1176 | 226707 | 0 | 0 | 0 | 206711 | 206.711 | 0 | -155184 | 9.0815 | 9.0599 | 9.1176
[20 empty] | 57 | 2020-01-03 08:00 | 57 | 1 | 3 | 9 | 13541.246 | 13.5412 | 9.0762 | 195081 | 0 | 0 | 0 | 183619 | 183.619 | 0 | -141519 | 9.0528 | 201162 | 0 | 0 | 0 | 196206 | 196.206 | 0 | -152314 | 9.1089 | 207668 | 0 | 0 | 0 | 189700 | 189.7 | 0 | -147400 | -4.4651 | -4.4885 | -4.4323
[20 empty] | 58 | 2020-01-03 09:00 | 58 | 1 | 3 | 10 | 13274.887 | 13.2749 | 9.0703 | 192890 | 0 | 0 | 0 | 181575 | 181.575 | 0 | -135464 | 9.0429 | 195510 | 0 | 0 | 0 | 188690 | 188.69 | 0 | -142348 | 9.0981 | 200005 | 0 | 0 | 0 | 184194 | 184.194 | 0 | -139314 | -4.2046 | -4.232 | -4.1768
[20 empty] | 59 | 2020-01-03 10:00 | 59 | 1 | 3 | 11 | 49100.246 | 49.1002 | 9.0708 | 195517 | 0 | 0 | 0 | 184202 | 184.202 | 0 | -135012 | 9.0419 | 198144 | 0 | 0 | 0 | 191244 | 191.244 | 0 | -140710 | 9.0977 | 202559 | 0 | 0 | 0 | 186828 | 186.828 | 0 | -138198 | -40.0295 | -40.0584 | -40.0025
[20 empty] | 60 | 2020-01-03 11:00 | 60 | 1 | 3 | 12 | 161300.546 | 161.3005 | 9.0709 | 186903 | 0 | 0 | 0 | 175734 | 175.734 | 0 | -131003 | 9.0399 | 188467 | 0 | 0 | 0 | 181198 | 181.198 | 0 | -135280 | 9.0977 | 192367 | 0 | 0 | 0 | 177298 | 177.298 | 0 | -133437 | -152.2296 | -152.2606 | -152.2028
[20 empty] | 61 | 2020-01-03 12:00 | 61 | 1 | 3 | 13 | 207595.117 | 207.5951 | 9.0703 | 187970 | 0 | 0 | 0 | 176801 | 176.801 | 0 | -128083 | 9.0394 | 188876 | 0 | 0 | 0 | 180328 | 180.328 | 0 | -130512 | 9.0977 | 191497 | 0 | 0 | 0 | 177707 | 177.707 | 0 | -129543 | -198.5248 | -198.5557 | -198.4974
[20 empty] | 62 | 2020-01-03 13:00 | 62 | 1 | 3 | 14 | 57920.435 | 57.9204 | 9.0764 | 184708 | 0 | 0 | 0 | 173612 | 173.612 | 0 | -128179 | 9.0448 | 185979 | 0 | 0 | 0 | 177459 | 177.459 | 0 | -131656 | 9.1024 | 188555 | 0 | 0 | 0 | 174883 | 174.883 | 0 | -130179 | -48.844 | -48.8757 | -48.818
[20 empty] | 63 | 2020-01-03 14:00 | 63 | 1 | 3 | 15 | 82682.567 | 82.6826 | 9.071 | 190318 | 0 | 0 | 0 | 179149 | 179.149 | 0 | -128967 | 9.0394 | 191742 | 0 | 0 | 0 | 183622 | 183.622 | 0 | -132686 | 9.0977 | 194791 | 0 | 0 | 0 | 180573 | 180.573 | 0 | -131092 | -73.6115 | -73.6431 | -73.5849
Optional Sensitivity Analysis for [List Measure Here] | [19 empty] | 64 | 2020-01-03 15:00 | 64 | 1 | 3 | 16 | 4435.924 | 4.4359 | 9.0752 | 189253 | 0 | 0 | 0 | 178084 | 178.084 | 0 | -130232 | 9.0436 | 191263 | 0 | 0 | 0 | 183537 | 183.537 | 0 | -135045 | 9.101 | 194706 | 0 | 0 | 0 | 180094 | 180.094 | 0 | -132916 | 4.6393 | 4.6077 | 4.6651
Total Energy Summary |  |  |  | Peak Demand Summary |  |  |  | HVAC Load Reduction Summary | [11 empty] | 65 | 2020-01-03 16:00 | 65 | 1 | 3 | 17 | 0 | 0 | 9.0795 | 190371 | 0 | 0 | 0 | 179202 | 179.202 | 0 | -131079 | 9.0497 | 193454 | 0 | 0 | 0 | 185993 | 185.993 | 0 | -137049 | 9.1066 | 197162 | 0 | 0 | 0 | 182285 | 182.285 | 0 | -134354 | 9.0795 | 9.0497 | 9.1066
Scenarios | Example 1- Low | Example 1-Base | Example 1-High | Scenarios | Example 1- Low | Example 1-Base | Example 1-High | Scenarios | Example 1- Low | Example 1-Base | Example 1-High | [8 empty] | 66 | 2020-01-03 17:00 | 66 | 1 | 3 | 18 | 0 | 0 | 9.0804 | 178124 | 0 | 0 | 0 | 167175 | 167.175 | 0 | -125321 | 9.0495 | 180354 | 0 | 0 | 0 | 173320 | 173.32 | 0 | -130340 | 9.1077 | 184268 | 0 | 0 | 0 | 169405 | 169.405 | 0 | -128117 | 9.0804 | 9.0495 | 9.1077
Electric Usage (kwh) | 1 | 2 | 3 | Peak Electricity Usage (kW) | 10 | 4 | 6 | Option #1: HVAC Usage | [11 empty] | 67 | 2020-01-03 18:00 | 67 | 1 | 3 | 19 | 0 | 0 | 9.0804 | 174844 | 0 | 0 | 0 | 164042 | 164.042 | 0 | -120948 | 9.0495 | 176937 | 0 | 0 | 0 | 169333 | 169.333 | 0 | -125256 | 9.1077 | 180135 | 0 | 0 | 0 | 166135 | 166.135 | 0 | -123367 | 9.0804 | 9.0495 | 9.1077
Gas Usage (therms) | 9999 | 9999 | 9999 |  | -150% | BASE | -50% | Max Cooling Usage (kW) | [11 empty] | 68 | 2020-01-03 19:00 | 68 | 1 | 3 | 20 | 0 | 0 | 9.0804 | 178055 | 0 | 0 | 0 | 167252 | 167.252 | 0 | -120593 | 9.0495 | 180139 | 0 | 0 | 0 | 172905 | 172.905 | 0 | -125436 | 9.1077 | 183708 | 0 | 0 | 0 | 169337 | 169.337 | 0 | -123263 | 9.0804 | 9.0495 | 9.1077
Total Usage (MMBtu) | 999.9034 | 999.9068 | 999.9102 |  |  |  |  | Max Heating Usage (kbtu/h) | [11 empty] | 69 | 2020-01-03 20:00 | 69 | 1 | 3 | 21 | 0 | 0 | 9.0804 | 168548 | 0 | 0 | 0 | 157893 | 157.893 | 0 | -115535 | 9.0495 | 170435 | 0 | 0 | 0 | 162851 | 162.851 | 0 | -119523 | 9.1077 | 173506 | 0 | 0 | 0 | 159780 | 159.78 | 0 | -117762 | 9.0804 | 9.0495 | 9.1077
% Source EUI Difference Comparison | 0.0008287% | Baseline | -0.0008287% | Peak Gas Usage (kbtu/h) | 3 | 1 | 6 | Option #2: HVAC Load | [11 empty] | 70 | 2020-01-03 21:00 | 70 | 1 | 3 | 22 | 0 | 0 | 9.0804 | 171658 | 0 | 0 | 0 | 161003 | 161.003 | 0 | -115296 | 9.0495 | 173587 | 0 | 0 | 0 | 166413 | 166.413 | 0 | -119971 | 9.1077 | 177069 | 0 | 0 | 0 | 162931 | 162.931 | 0 | -117854 | 9.0804 | 9.0495 | 9.1077
% Site EUI Difference Comparison | 0.0003412% | Baseline | -0.0003412% |  | -200% | BASE | -500% | Max Cooling Load (kbtuh) | [11 empty] | 71 | 2020-01-03 22:00 | 71 | 1 | 3 | 23 | 0 | 0 | 9.0804 | 170323 | 0 | 0 | 0 | 159667 | 159.667 | 0 | -113855 | 9.0495 | 172491 | 0 | 0 | 0 | 165586 | 165.586 | 0 | -118877 | 9.1077 | 176242 | 0 | 0 | 0 | 161836 | 161.836 | 0 | -116574 | 9.0804 | 9.0495 | 9.1077
[8 empty] | Max Heating Load (kbtuh) | [11 empty] | 72 | 2020-01-03 23:00 | 72 | 1 | 3 | 24 | 0 | 0 | 9.0804 | 182249 | 0 | 0 | 0 | 171373 | 171.373 | 0 | -119448 | 9.0495 | 185376 | 0 | 0 | 0 | 179733 | 179.733 | 0 | -126958 | 9.1077 | 190609 | 0 | 0 | 0 | 174501 | 174.501 | 0 | -123406 | 9.0804 | 9.0495 | 9.1077
[20 empty] | 73 | 2020-01-04 | 73 | 1 | 4 | 1 | 0 | 0 | 8.6198 | 172573 | 0 | 0 | 0 | 161771 | 161.771 | 0 | -117596 | 8.589 | 176320 | 0 | 0 | 0 | 170709 | 170.709 | 0 | -125162 | 8.6472 | 181511 | 0 | 0 | 0 | 165518 | 165.518 | 0 | -121575 | 8.6198 | 8.589 | 8.6472
[20 empty] | 74 | 2020-01-04 01:00 | 74 | 1 | 4 | 2 | 0 | 0 | 8.6198 | 173744 | 0 | 0 | 0 | 162942 | 162.942 | 0 | -116811 | 8.589 | 177585 | 0 | 0 | 0 | 172254 | 172.254 | 0 | -124725 | 8.6472 | 183056 | 0 | 0 | 0 | 166782 | 166.782 | 0 | -120956 | 8.6198 | 8.589 | 8.6472
[20 empty] | 75 | 2020-01-04 02:00 | 75 | 1 | 4 | 3 | 0 | 0 | 8.6198 | 172238 | 0 | 0 | 0 | 161509 | 161.509 | 0 | -118188 | 8.589 | 176468 | 0 | 0 | 0 | 171439 | 171.439 | 0 | -126747 | 8.6472 | 182167 | 0 | 0 | 0 | 165739 | 165.739 | 0 | -122654 | 8.6198 | 8.589 | 8.6472
[20 empty] | 76 | 2020-01-04 03:00 | 76 | 1 | 4 | 4 | 0 | 0 | 8.6198 | 171100 | 0 | 0 | 0 | 160371 | 160.371 | 0 | -113681 | 8.589 | 175037 | 0 | 0 | 0 | 169909 | 169.909 | 0 | -121518 | 8.6472 | 180638 | 0 | 0 | 0 | 164309 | 164.309 | 0 | -117773 | 8.6198 | 8.589 | 8.6472
Source EUI (kBtu/ft2) | 8.897 | 8.897 | 8.8971 | [16 empty] | 77 | 2020-01-04 04:00 | 77 | 1 | 4 | 5 | 0 | 0 | 25.7653 | 894384 | 3.2418 | 11.0609 | 0 | 883656 | 883.656 | 24771.5 | -773848 | 27.5765 | 945337 | 4.0835 | 13.9331 | 0 | 993396 | 993.396 | 39005.9 | -884609 | 29.8382 | 1004130 | 5.1045 | 17.4167 | 0 | 934609 | 934.609 | 31204.1 | -829436 | 25.7653 | 27.5765 | 29.8382
Site EUI (kBtu/ft2) | 8.4733 | 8.4733 | 8.4733 | [16 empty] | 78 | 2020-01-04 05:00 | 78 | 1 | 4 | 6 | 0 | 0 | 29.9149 | 878227 | 5.1229 | 17.4792 | 0 | 867498 | 867.498 | 39145.9 | -756386 | 32.7555 | 925682 | 6.7213 | 22.933 | 0 | 971851 | 971.851 | 64996.3 | -862143 | 35.8786 | 982580 | 8.5058 | 29.0218 | 0 | 914953 | 914.953 | 51360.1 | -809509 | 29.9149 | 32.7555 | 35.8786
[20 empty] | 79 | 2020-01-04 06:00 | 79 | 1 | 4 | 7 | 0 | 0 | 33.5628 | 892089 | 6.3116 | 21.5353 | 0 | 859072 | 859.072 | 48229.7 | -750518 | 36.3959 | 939649 | 8.0421 | 27.4397 | 0 | 963272 | 963.272 | 76337.3 | -856171 | 39.5992 | 996290 | 9.99 | 34.0857 | 0 | 906631 | 906.631 | 61453 | -803574 | 33.5628 | 36.3959 | 39.5992
[20 empty] | 80 | 2020-01-04 07:00 | 80 | 1 | 4 | 8 | 0 | 0 | 103.007 | 964418 | 1.1456 | 3.9088 | 0 | 881690 | 881.69 | 8753.9 | -771408 | 104.291 | 1013720 | 1.2495 | 4.2632 | 0 | 989908 | 989.908 | 9780.38 | -882352 | 105.609 | 1072640 | 1.2799 | 4.3671 | 0 | 930992 | 930.992 | 9547.69 | -827102 | 103.007 | 104.291 | 105.609
[20 empty] | 81 | 2020-01-04 08:00 | 81 | 1 | 4 | 9 | 33576.081 | 33.5761 | 137.86 | 1104620 | 1.3939 | 4.7559 | 0 | 1021890 | 1021.89 | 10651.1 | -918525 | 139.003 | 1153470 | 1.4971 | 5.108 | 0 | 1131370 | 1131.37 | 12245.3 | -1036280 | 140.264 | 1214100 | 1.6025 | 5.4677 | 0 | 1070740 | 1070.74 | 11439.7 | -978469 | 104.2839 | 105.4269 | 106.6879
[20 empty] | 82 | 2020-01-04 09:00 | 82 | 1 | 4 | 10 | 131444.36 | 131.4444 | 142.417 | 1077030 | 1.3939 | 4.756 | 0 | 1019230 | 1019.23 | 10651.3 | -916737 | 143.088 | 1124280 | 1.4971 | 5.1081 | 0 | 1124000 | 1124 | 12245.5 | -1029080 | 144.045 | 1181800 | 1.6025 | 5.4678 | 0 | 1066480 | 1066.48 | 11439.9 | -974640 | 10.9726 | 11.6436 | 12.6006
[20 empty] | 83 | 2020-01-04 10:00 | 83 | 1 | 4 | 11 | 112850.565 | 112.8506 | 143.175 | 1073840 | 1.3936 | 4.7551 | 0 | 1016050 | 1016.05 | 10649.4 | -912089 | 144.012 | 1117720 | 1.4968 | 5.1071 | 0 | 1110930 | 1110.93 | 12243.3 | -1013290 | 145.094 | 1168720 | 1.6022 | 5.4668 | 0 | 1059920 | 1059.92 | 11437.8 | -966156 | 30.3244 | 31.1614 | 32.2434
[20 empty] | 84 | 2020-01-04 11:00 | 84 | 1 | 4 | 12 | 198692.16 | 198.6922 | 123.542 | 1119400 | 1.3934 | 4.7542 | 0 | 992739 | 992.739 | 10647.4 | -889299 | 124.474 | 1157550 | 1.4966 | 5.1062 | 0 | 1071290 | 1071.29 | 12241 | -971905 | 125.634 | 1197950 | 1.6019 | 5.4658 | 0 | 1030890 | 1030.89 | 11435.7 | -936341 | -75.1502 | -74.2182 | -73.0582
[20 empty] | 85 | 2020-01-04 12:00 | 85 | 1 | 4 | 13 | 197696.087 | 197.6961 | 145.312 | 1082940 | 1.0993 | 3.7509 | 0 | 956286 | 956.286 | 8400.44 | -853168 | 146.263 | 1104270 | 1.2027 | 4.1035 | 0 | 1010610 | 1010.61 | 9996.95 | -909841 | 147.455 | 1137270 | 1.3083 | 4.4638 | 0 | 977606 | 977.606 | 9190.19 | -881400 | -52.3841 | -51.4331 | -50.2411
SENSITIVITY ANALYSIS 3: Envelope U-Value | [19 empty] | 86 | 2020-01-04 13:00 | 86 | 1 | 4 | 14 | 171341.891 | 171.3419 | 97.6101 | 1039610 | 1.0985 | 3.7482 | 0 | 946836 | 946.836 | 8394.35 | -839872 | 98.4072 | 1062050 | 1.2018 | 4.1006 | 0 | 1003760 | 1003.76 | 9989.7 | -898196 | 99.4701 | 1096540 | 1.3073 | 4.4605 | 0 | 969271 | 969.271 | 9183.53 | -868894 | -73.7318 | -72.9347 | -71.8718
[20 empty] | 87 | 2020-01-04 14:00 | 87 | 1 | 4 | 15 | 125474.55 | 125.4746 | 92.7211 | 980274 | 1.0976 | 3.7449 | 0 | 922992 | 922.992 | 8386.91 | -815607 | 93.4817 | 1001520 | 1.2007 | 4.097 | 0 | 975107 | 975.107 | 9980.84 | -868252 | 94.5244 | 1032390 | 1.3061 | 4.4566 | 0 | 944240 | 944.24 | 9175.38 | -842647 | -32.7535 | -31.9929 | -30.9502
[20 empty] | 88 | 2020-01-04 15:00 | 88 | 1 | 4 | 16 | 45785.982 | 45.786 | 79.1055 | 977640 | 1.3924 | 4.7509 | 0 | 920357 | 920.357 | 10639.9 | -812403 | 80.0424 | 998755 | 1.4955 | 5.1026 | 0 | 972198 | 972.198 | 12232.4 | -864965 | 81.1396 | 1029480 | 1.6008 | 5.4619 | 0 | 941472 | 941.472 | 11427.6 | -839404 | 33.3195 | 34.2564 | 35.3536
[20 empty] | 89 | 2020-01-04 16:00 | 89 | 1 | 4 | 17 | 0 | 0 | 78.0157 | 949875 | 1.3942 | 4.7569 | 0 | 917298 | 917.298 | 10653.3 | -809347 | 79.1425 | 971838 | 1.4974 | 5.1091 | 0 | 970200 | 970.2 | 12247.8 | -862944 | 80.3952 | 1002780 | 1.6028 | 5.4688 | 0 | 939260 | 939.26 | 11442.1 | -837158 | 78.0157 | 79.1425 | 80.3952
[20 empty] | 90 | 2020-01-04 17:00 | 90 | 1 | 4 | 18 | 0 | 0 | 14.6733 | 32651 | 0 | 0 | 0 | 0 | 0 | 0 | 0 | 14.6733 | 32651 | 0 | 0 | 0 | 0 | 0 | 0 | 0 | 14.6733 | 32651 | 0 | 0 | 0 | 0 | 0 | 0 | 0 | 14.6733 | 14.6733 | 14.6733
[20 empty] | 91 | 2020-01-04 18:00 | 91 | 1 | 4 | 19 | 0 | 0 | 13.7561 | 32724.3 | 0 | 0 | 0 | 0 | 0 | 0 | 0 | 13.7561 | 32724.3 | 0 | 0 | 0 | 0 | 0 | 0 | 0 | 13.7561 | 32724.3 | 0 | 0 | 0 | 0 | 0 | 0 | 0 | 13.7561 | 13.7561 | 13.7561
[20 empty] | 92 | 2020-01-04 19:00 | 92 | 1 | 4 | 20 | 0 | 0 | 10.3718 | 32724.3 | 0 | 0 | 0 | 0 | 0 | 0 | 0 | 10.3718 | 32724.3 | 0 | 0 | 0 | 0 | 0 | 0 | 0 | 10.3718 | 32724.3 | 0 | 0 | 0 | 0 | 0 | 0 | 0 | 10.3718 | 10.3718 | 10.3718
[20 empty] | 93 | 2020-01-04 20:00 | 93 | 1 | 4 | 21 | 0 | 0 | 8.8603 | 10069 | 0 | 0 | 0 | 0 | 0 | 0 | 0 | 8.8603 | 10069 | 0 | 0 | 0 | 0 | 0 | 0 | 0 | 8.8603 | 10069 | 0 | 0 | 0 | 0 | 0 | 0 | 0 | 8.8603 | 8.8603 | 8.8603
[20 empty] | 94 | 2020-01-04 21:00 | 94 | 1 | 4 | 22 | 0 | 0 | 7.3488 | 10069 | 0 | 0 | 0 | 0 | 0 | 0 | 0 | 7.3488 | 10069 | 0 | 0 | 0 | 0 | 0 | 0 | 0 | 7.3488 | 10069 | 0 | 0 | 0 | 0 | 0 | 0 | 0 | 7.3488 | 7.3488 | 7.3488
[20 empty] | 95 | 2020-01-04 22:00 | 95 | 1 | 4 | 23 | 0 | 0 | 7.3488 | 10069 | 0 | 0 | 0 | 0 | 0 | 0 | 0 | 7.3488 | 10069 | 0 | 0 | 0 | 0 | 0 | 0 | 0 | 7.3488 | 10069 | 0 | 0 | 0 | 0 | 0 | 0 | 0 | 7.3488 | 7.3488 | 7.3488
[20 empty] | 96 | 2020-01-04 23:00 | 96 | 1 | 4 | 24 | 0 | 0 | 7.3488 | 10289 | 0 | 0 | 0 | 0 | 0 | 0 | 0 | 7.3488 | 10289 | 0 | 0 | 0 | 0 | 0 | 0 | 0 | 7.3488 | 10289 | 0 | 0 | 0 | 0 | 0 | 0 | 0 | 7.3488 | 7.3488 | 7.3488
[20 empty] | 97 | 2020-01-05 | 97 | 1 | 5 | 1 | 0 | 0 | 7.3488 | 10435.6 | 0 | 0 | 0 | 0 | 0 | 0 | 0 | 7.3488 | 10435.6 | 0 | 0 | 0 | 0 | 0 | 0 | 0 | 7.3488 | 10435.6 | 0 | 0 | 0 | 0 | 0 | 0 | 0 | 7.3488 | 7.3488 | 7.3488
[20 empty] | 98 | 2020-01-05 01:00 | 98 | 1 | 5 | 2 | 0 | 0 | 7.3488 | 10435.6 | 0 | 0 | 0 | 0 | 0 | 0 | 0 | 7.3488 | 10435.6 | 0 | 0 | 0 | 0 | 0 | 0 | 0 | 7.3488 | 10435.6 | 0 | 0 | 0 | 0 | 0 | 0 | 0 | 7.3488 | 7.3488 | 7.3488
[20 empty] | 99 | 2020-01-05 02:00 | 99 | 1 | 5 | 3 | 0 | 0 | 7.3488 | 10655.6 | 0 | 0 | 0 | 0 | 0 | 0 | 0 | 7.3488 | 10655.6 | 0 | 0 | 0 | 0 | 0 | 0 | 0 | 7.3488 | 10655.6 | 0 | 0 | 0 | 0 | 0 | 0 | 0 | 7.3488 | 7.3488 | 7.3488
[20 empty] | 100 | 2020-01-05 03:00 | 100 | 1 | 5 | 4 | 0 | 0 | 7.3488 | 10802.3 | 0 | 0 | 0 | 0 | 0 | 0 | 0 | 7.3488 | 10802.3 | 0 | 0 | 0 | 0 | 0 | 0 | 0 | 7.3488 | 10802.3 | 0 | 0 | 0 | 0 | 0 | 0 | 0 | 7.3488 | 7.3488 | 7.3488
[20 empty] | 101 | 2020-01-05 04:00 | 101 | 1 | 5 | 5 | 0 | 0 | 35.0078 | 930896 | 10.9731 | 37.4402 | 0 | 920094 | 920.094 | 83849.5 | -726403 | 37.8321 | 960441 | 12.684 | 43.2778 | 0 | 992272 | 992.272 | 110128 | -799912 | 40.7715 | 1003070 | 14.412 | 49.1737 | 0 | 949639 | 949.639 | 96923.6 | -765353 | 35.0078 | 37.8321 | 40.7715
[20 empty] | 102 | 2020-01-05 05:00 | 102 | 1 | 5 | 6 | 0 | 0 | 41.4066 | 827802 | 14.76 | 50.3611 | 0 | 816853 | 816.853 | 112787 | -703589 | 44.9141 | 856022 | 17.1359 | 58.4677 | 0 | 882364 | 882.364 | 149583 | -767989 | 48.607 | 893313 | 19.5754 | 66.7913 | 0 | 845073 | 845.073 | 130943 | -735848 | 41.4066 | 44.9141 | 48.607
[20 empty] | 103 | 2020-01-05 06:00 | 103 | 1 | 5 | 7 | 0 | 0 | 44.1941 | 825556 | 15.377 | 52.4663 | 0 | 792172 | 792.172 | 117502 | -681801 | 47.6805 | 853422 | 17.7521 | 60.5702 | 0 | 855555 | 855.555 | 154401 | -743829 | 51.3557 | 888940 | 20.2058 | 68.9422 | 0 | 820038 | 820.038 | 135651 | -713178 | 44.1941 | 47.6805 | 51.3557
[20 empty] | 104 | 2020-01-05 07:00 | 104 | 1 | 5 | 8 | 0 | 0 | 101.569 | 862762 | 1.1694 | 3.9901 | 0 | 779668 | 779.668 | 8935.97 | -670217 | 102.776 | 896042 | 1.2663 | 4.3206 | 0 | 854254 | 854.254 | 10438.8 | -743245 | 104.096 | 937348 | 1.3661 | 4.6611 | 0 | 812948 | 812.948 | 9676.41 | -706794 | 101.569 | 102.776 | 104.096
[20 empty] | 105 | 2020-01-05 08:00 | 105 | 1 | 5 | 9 | 66386.906 | 66.3869 | 136.367 | 1012380 | 1.3925 | 4.7512 | 0 | 929210 | 929.21 | 10640.7 | -820550 | 137.106 | 1046400 | 1.4956 | 5.103 | 0 | 1007500 | 1007.5 | 12233.3 | -901087 | 138 | 1090660 | 1.6009 | 5.4623 | 0 | 963230 | 963.23 | 11428.5 | -861345 | 69.9801 | 70.7191 | 71.6131
[20 empty] | 106 | 2020-01-05 09:00 | 106 | 1 | 5 | 10 | 134033.729 | 134.0337 | 141.859 | 965578 | 1.393 | 4.753 | 0 | 907268 | 907.268 | 10644.6 | -797984 | 142.513 | 997579 | 1.4962 | 5.1049 | 0 | 982215 | 982.215 | 12237.8 | -874487 | 143.509 | 1040520 | 1.6015 | 5.4644 | 0 | 939270 | 939.27 | 11432.7 | -836195 | 7.8253 | 8.4793 | 9.4753
[20 empty] | 107 | 2020-01-05 10:00 | 107 | 1 | 5 | 11 | 180615.347 | 180.6153 | 143.381 | 940900 | 1.3935 | 4.7547 | 0 | 882590 | 882.59 | 10648.5 | -773279 | 144.016 | 971992 | 1.4967 | 5.1067 | 0 | 952742 | 952.742 | 12242.3 | -844306 | 144.937 | 1011050 | 1.6021 | 5.4664 | 0 | 913683 | 913.683 | 11436.9 | -809891 | -37.2343 | -36.5993 | -35.6783
[20 empty] | 108 | 2020-01-05 11:00 | 108 | 1 | 5 | 12 | 201441.93 | 201.4419 | 123.563 | 989365 | 1.3917 | 4.7486 | 0 | 862706 | 862.706 | 10634.8 | -751507 | 124.303 | 1019910 | 1.4948 | 5.1002 | 0 | 930668 | 930.668 | 12226.5 | -819766 | 125.381 | 1057330 | 1.6 | 5.4593 | 0 | 893249 | 893.249 | 11422.2 | -787177 | -77.8789 | -77.1389 | -76.0609
[20 empty] | 109 | 2020-01-05 12:00 | 109 | 1 | 5 | 13 | 200931.432 | 200.9314 | 146.282 | 953698 | 1.3935 | 4.7547 | 0 | 827039 | 827.039 | 10648.5 | -716104 | 147.27 | 978243 | 1.4967 | 5.1067 | 0 | 882631 | 882.631 | 12242.2 | -771306 | 148.484 | 1009290 | 1.6021 | 5.4663 | 0 | 851584 | 851.584 | 11436.8 | -745058 | -54.6494 | -53.6614 | -52.4474
[20 empty] | 110 | 2020-01-05 13:00 | 110 | 1 | 5 | 14 | 178276.939 | 178.2769 | 97.9658 | 916920 | 1.3935 | 4.7547 | 0 | 821585 | 821.585 | 10648.4 | -711813 | 99.0066 | 937537 | 1.4967 | 5.1067 | 0 | 872714 | 872.714 | 12242.2 | -762224 | 100.215 | 968050 | 1.6021 | 5.4663 | 0 | 842202 | 842.202 | 11436.8 | -736612 | -80.3111 | -79.2703 | -78.0619
[20 empty] | 111 | 2020-01-05 14:00 | 111 | 1 | 5 | 15 | 131323.941 | 131.3239 | 93.2342 | 883239 | 1.3933 | 4.7538 | 0 | 824636 | 824.636 | 10646.5 | -712304 | 94.2073 | 900958 | 1.4964 | 5.1058 | 0 | 871157 | 871.157 | 12239.9 | -757788 | 95.39 | 929761 | 1.6018 | 5.4653 | 0 | 842354 | 842.354 | 11434.7 | -734066 | -38.0897 | -37.1166 | -35.9339
[20 empty] | 112 | 2020-01-05 15:00 | 112 | 1 | 5 | 16 | 65891.393 | 65.8914 | 78.1397 | 904379 | 1.3938 | 4.7555 | 0 | 845629 | 845.629 | 10650.3 | -732615 | 79.2092 | 921763 | 1.497 | 5.1076 | 0 | 891529 | 891.529 | 12244.4 | -777862 | 80.4508 | 950279 | 1.6024 | 5.4673 | 0 | 863013 | 863.013 | 11438.8 | -754444 | 12.2483 | 13.3178 | 14.5594
[20 empty] | 113 | 2020-01-05 16:00 | 113 | 1 | 5 | 17 | 2249.324 | 2.2493 | 77.1261 | 879993 | 1.3935 | 4.7547 | 0 | 846095 | 846.095 | 10648.5 | -736170 | 78.1645 | 900270 | 1.4967 | 5.1067 | 0 | 897557 | 897.557 | 12242.2 | -787152 | 79.3696 | 931454 | 1.6021 | 5.4663 | 0 | 866373 | 866.373 | 11436.8 | -760890 | 74.8768 | 75.9152 | 77.1203
[20 empty] | 114 | 2020-01-05 17:00 | 114 | 1 | 5 | 18 | 0 | 0 | 14.6733 | 34044.5 | 0 | 0 | 0 | 0 | 0 | 0 | 0 | 14.6733 | 34044.5 | 0 | 0 | 0 | 0 | 0 | 0 | 0 | 14.6733 | 34044.5 | 0 | 0 | 0 | 0 | 0 | 0 | 0 | 14.6733 | 14.6733 | 14.6733
[20 empty] | 115 | 2020-01-05 18:00 | 115 | 1 | 5 | 19 | 0 | 0 | 13.7561 | 34191.2 | 0 | 0 | 0 | 0 | 0 | 0 | 0 | 13.7561 | 34191.2 | 0 | 0 | 0 | 0 | 0 | 0 | 0 | 13.7561 | 34191.2 | 0 | 0 | 0 | 0 | 0 | 0 | 0 | 13.7561 | 13.7561 | 13.7561
[20 empty] | 116 | 2020-01-05 19:00 | 116 | 1 | 5 | 20 | 0 | 0 | 10.3718 | 34191.2 | 0 | 0 | 0 | 0 | 0 | 0 | 0 | 10.3718 | 34191.2 | 0 | 0 | 0 | 0 | 0 | 0 | 0 | 10.3718 | 34191.2 | 0 | 0 | 0 | 0 | 0 | 0 | 0 | 10.3718 | 10.3718 | 10.3718
[20 empty] | 117 | 2020-01-05 20:00 | 117 | 1 | 5 | 21 | 0 | 0 | 8.8603 | 12048.8 | 0 | 0 | 0 | 0 | 0 | 0 | 0 | 8.8603 | 12048.8 | 0 | 0 | 0 | 0 | 0 | 0 | 0 | 8.8603 | 12048.8 | 0 | 0 | 0 | 0 | 0 | 0 | 0 | 8.8603 | 8.8603 | 8.8603
[20 empty] | 118 | 2020-01-05 21:00 | 118 | 1 | 5 | 22 | 0 | 0 | 7.3488 | 12268.8 | 0 | 0 | 0 | 0 | 0 | 0 | 0 | 7.3488 | 12268.8 | 0 | 0 | 0 | 0 | 0 | 0 | 0 | 7.3488 | 12268.8 | 0 | 0 | 0 | 0 | 0 | 0 | 0 | 7.3488 | 7.3488 | 7.3488
[20 empty] | 119 | 2020-01-05 22:00 | 119 | 1 | 5 | 23 | 0 | 0 | 7.3488 | 12268.8 | 0 | 0 | 0 | 0 | 0 | 0 | 0 | 7.3488 | 12268.8 | 0 | 0 | 0 | 0 | 0 | 0 | 0 | 7.3488 | 12268.8 | 0 | 0 | 0 | 0 | 0 | 0 | 0 | 7.3488 | 7.3488 | 7.3488
[20 empty] | 120 | 2020-01-05 23:00 | 120 | 1 | 5 | 24 | 0 | 0 | 7.3488 | 12342.2 | 0 | 0 | 0 | 0 | 0 | 0 | 0 | 7.3488 | 12342.2 | 0 | 0 | 0 | 0 | 0 | 0 | 0 | 7.3488 | 12342.2 | 0 | 0 | 0 | 0 | 0 | 0 | 0 | 7.3488 | 7.3488 | 7.3488
[20 empty] | 121 | 2020-01-06 | 121 | 1 | 6 | 1 | 0 | 0 | 7.3488 | 12415.5 | 0 | 0 | 0 | 0 | 0 | 0 | 0 | 7.3488 | 12415.5 | 0 | 0 | 0 | 0 | 0 | 0 | 0 | 7.3488 | 12415.5 | 0 | 0 | 0 | 0 | 0 | 0 | 0 | 7.3488 | 7.3488 | 7.3488
[20 empty] | 122 | 2020-01-06 01:00 | 122 | 1 | 6 | 2 | 0 | 0 | 7.3488 | 12415.5 | 0 | 0 | 0 | 0 | 0 | 0 | 0 | 7.3488 | 12415.5 | 0 | 0 | 0 | 0 | 0 | 0 | 0 | 7.3488 | 12415.5 | 0 | 0 | 0 | 0 | 0 | 0 | 0 | 7.3488 | 7.3488 | 7.3488
[20 empty] | 123 | 2020-01-06 02:00 | 123 | 1 | 6 | 3 | 0 | 0 | 7.3488 | 12562.1 | 0 | 0 | 0 | 0 | 0 | 0 | 0 | 7.3488 | 12562.1 | 0 | 0 | 0 | 0 | 0 | 0 | 0 | 7.3488 | 12562.1 | 0 | 0 | 0 | 0 | 0 | 0 | 0 | 7.3488 | 7.3488 | 7.3488
[20 empty] | 124 | 2020-01-06 03:00 | 124 | 1 | 6 | 4 | 0 | 0 | 7.3488 | 12562.1 | 0 | 0 | 0 | 0 | 0 | 0 | 0 | 7.3488 | 12562.1 | 0 | 0 | 0 | 0 | 0 | 0 | 0 | 7.3488 | 12562.1 | 0 | 0 | 0 | 0 | 0 | 0 | 0 | 7.3488 | 7.3488 | 7.3488
[20 empty] | 125 | 2020-01-06 04:00 | 125 | 1 | 6 | 5 | 0 | 0 | 36.7355 | 956170 | 12.9025 | 44.0233 | 0 | 943608 | 943.608 | 98593.2 | -739426 | 39.348 | 997100 | 14.4052 | 49.1505 | 0 | 1042040 | 1042.04 | 121590 | -840503 | 42.0702 | 1054600 | 15.912 | 54.2917 | 0 | 984537 | 984.537 | 110076 | -790952 | 36.7355 | 39.348 | 42.0702
[20 empty] | 126 | 2020-01-06 05:00 | 126 | 1 | 6 | 6 | 0 | 0 | 43.1248 | 853938 | 16.6285 | 56.7364 | 0 | 841449 | 841.449 | 127065 | -731018 | 46.5149 | 892781 | 18.9134 | 64.5325 | 0 | 926864 | 926.864 | 162492 | -816584 | 50.0776 | 939353 | 21.2646 | 72.5548 | 0 | 880292 | 880.292 | 144525 | -774627 | 43.1248 | 46.5149 | 50.0776
[20 empty] | 127 | 2020-01-06 06:00 | 127 | 1 | 6 | 7 | 0 | 0 | 45.7896 | 856901 | 17.1628 | 58.5595 | 0 | 822050 | 822.05 | 131148 | -711819 | 49.1965 | 894115 | 19.4664 | 66.4194 | 0 | 903021 | 903.021 | 166734 | -792417 | 52.7585 | 937872 | 21.8199 | 74.4495 | 0 | 859263 | 859.263 | 148751 | -753318 | 45.7896 | 49.1965 | 52.7585
[20 empty] | 128 | 2020-01-06 07:00 | 128 | 1 | 6 | 8 | 0 | 0 | 101.391 | 941917 | 1.1702 | 3.9928 | 0 | 857355 | 857.355 | 8942.2 | -746156 | 102.605 | 991079 | 1.2671 | 4.3234 | 0 | 965394 | 965.394 | 10441.3 | -855297 | 103.93 | 1049960 | 1.3664 | 4.6622 | 0 | 906517 | 906.517 | 9682.65 | -800697 | 101.391 | 102.605 | 103.93
[20 empty] | 129 | 2020-01-06 08:00 | 129 | 1 | 6 | 9 | 63875.622 | 63.8756 | 136.564 | 1105250 | 1.3945 | 4.7582 | 0 | 1020540 | 1020.54 | 10656.2 | -915176 | 137.435 | 1156200 | 1.4978 | 5.1105 | 0 | 1136130 | 1136.13 | 12251.2 | -1039180 | 138.414 | 1220840 | 1.6033 | 5.4703 | 0 | 1071490 | 1071.49 | 11445.2 | -977109 | 72.6884 | 73.5594 | 74.5384
[20 empty] | 130 | 2020-01-06 09:00 | 130 | 1 | 6 | 10 | 131233.338 | 131.2333 | 141.206 | 1070500 | 1.3938 | 4.7555 | 0 | 1010650 | 1010.65 | 10650.4 | -904818 | 142.032 | 1121290 | 1.497 | 5.1077 | 0 | 1125780 | 1125.78 | 12244.4 | -1027940 | 143.087 | 1185630 | 1.6024 | 5.4673 | 0 | 1061440 | 1061.44 | 11438.9 | -966223 | 9.9727 | 10.7987 | 11.8537
[20 empty] | 131 | 2020-01-06 10:00 | 131 | 1 | 6 | 11 | 180133.77 | 180.1338 | 142.228 | 1050430 | 1.3943 | 4.7573 | 0 | 990657 | 990.657 | 10654.3 | -884079 | 143.158 | 1099950 | 1.4975 | 5.1095 | 0 | 1102620 | 1102.62 | 12248.9 | -1002860 | 144.311 | 1162400 | 1.603 | 5.4693 | 0 | 1040170 | 1040.17 | 11443.1 | -943351 | -37.9058 | -36.9758 | -35.8228
[20 empty] | 132 | 2020-01-06 11:00 | 132 | 1 | 6 | 12 | 203128.402 | 203.1284 | 122.862 | 1107740 | 1.3938 | 4.7556 | 0 | 981076 | 981.076 | 10650.5 | -873861 | 123.828 | 1157100 | 1.497 | 5.1077 | 0 | 1092420 | 1092.42 | 12244.5 | -991533 | 125.008 | 1219080 | 1.6024 | 5.4674 | 0 | 1030440 | 1030.44 | 11439 | -932619 | -80.2664 | -79.3004 | -78.1204
[20 empty] | 133 | 2020-01-06 12:00 | 133 | 1 | 6 | 13 | 203295.554 | 203.2956 | 146.212 | 1064540 | 1.3938 | 4.7556 | 0 | 937883 | 937.883 | 10650.5 | -830858 | 147.197 | 1110960 | 1.497 | 5.1077 | 0 | 1042820 | 1042.82 | 12244.5 | -940037 | 148.394 | 1169470 | 1.6024 | 5.4674 | 0 | 984299 | 984.299 | 11439 | -885024 | -57.0836 | -56.0986 | -54.9016
[20 empty] | 134 | 2020-01-06 13:00 | 134 | 1 | 6 | 14 | 181653.287 | 181.6533 | 97.8431 | 1033620 | 1.3935 | 4.7547 | 0 | 934545 | 934.545 | 10648.5 | -826844 | 98.9115 | 1078990 | 1.4967 | 5.1067 | 0 | 1037080 | 1037.08 | 12242.2 | -933304 | 100.142 | 1136150 | 1.6021 | 5.4663 | 0 | 979916 | 979.916 | 11436.8 | -879792 | -83.8102 | -82.7418 | -81.5113
[20 empty] | 135 | 2020-01-06 14:00 | 135 | 1 | 6 | 15 | 135271.536 | 135.2715 | 92.962 | 997207 | 1.3933 | 4.7538 | 0 | 937577 | 937.577 | 10646.5 | -828684 | 94.0113 | 1040480 | 1.4964 | 5.1058 | 0 | 1033820 | 1033.82 | 12240 | -928563 | 95.2415 | 1093450 | 1.6018 | 5.4653 | 0 | 980854 | 980.854 | 11434.8 | -879532 | -42.3095 | -41.2602 | -40.03
[20 empty] | 136 | 2020-01-06 15:00 | 136 | 1 | 6 | 16 | 68424.971 | 68.425 | 78.1369 | 1015190 | 1.3938 | 4.7556 | 0 | 955560 | 955.56 | 10650.4 | -847064 | 79.1964 | 1058130 | 1.497 | 5.1077 | 0 | 1052020 | 1052.02 | 12244.5 | -947695 | 80.4589 | 1111650 | 1.6024 | 5.4674 | 0 | 998498 | 998.498 | 11439 | -898093 | 9.7119 | 10.7714 | 12.0339
[20 empty] | 137 | 2020-01-06 16:00 | 137 | 1 | 6 | 17 | 1429.791 | 1.4298 | 77.2235 | 990206 | 1.3935 | 4.7547 | 0 | 955428 | 955.428 | 10648.5 | -847201 | 78.2962 | 1033840 | 1.4967 | 5.1067 | 0 | 1053640 | 1053.64 | 12242.2 | -949683 | 79.4949 | 1088420 | 1.6021 | 5.4663 | 0 | 999058 | 999.058 | 11436.8 | -898945 | 75.7937 | 76.8664 | 78.0651
[20 empty] | 138 | 2020-01-06 17:00 | 138 | 1 | 6 | 18 | 0 | 0 | 14.6733 | 34851.3 | 0 | 0 | 0 | 0 | 0 | 0 | 0 | 14.6733 | 34851.3 | 0 | 0 | 0 | 0 | 0 | 0 | 0 | 14.6733 | 34851.3 | 0 | 0 | 0 | 0 | 0 | 0 | 0 | 14.6733 | 14.6733 | 14.6733
[20 empty] | 139 | 2020-01-06 18:00 | 139 | 1 | 6 | 19 | 0 | 0 | 13.7561 | 34851.3 | 0 | 0 | 0 | 0 | 0 | 0 | 0 | 13.7561 | 34851.3 | 0 | 0 | 0 | 0 | 0 | 0 | 0 | 13.7561 | 34851.3 | 0 | 0 | 0 | 0 | 0 | 0 | 0 | 13.7561 | 13.7561 | 13.7561
[20 empty] | 140 | 2020-01-06 19:00 | 140 | 1 | 6 | 20 | 0 | 0 | 10.3718 | 34851.3 | 0 | 0 | 0 | 0 | 0 | 0 | 0 | 10.3718 | 34851.3 | 0 | 0 | 0 | 0 | 0 | 0 | 0 | 10.3718 | 34851.3 | 0 | 0 | 0 | 0 | 0 | 0 | 0 | 10.3718 | 10.3718 | 10.3718
[20 empty] | 141 | 2020-01-06 20:00 | 141 | 1 | 6 | 21 | 0 | 0 | 8.8603 | 12415.5 | 0 | 0 | 0 | 0 | 0 | 0 | 0 | 8.8603 | 12415.5 | 0 | 0 | 0 | 0 | 0 | 0 | 0 | 8.8603 | 12415.5 | 0 | 0 | 0 | 0 | 0 | 0 | 0 | 8.8603 | 8.8603 | 8.8603
[20 empty] | 142 | 2020-01-06 21:00 | 142 | 1 | 6 | 22 | 0 | 0 | 7.3488 | 12488.8 | 0 | 0 | 0 | 0 | 0 | 0 | 0 | 7.3488 | 12488.8 | 0 | 0 | 0 | 0 | 0 | 0 | 0 | 7.3488 | 12488.8 | 0 | 0 | 0 | 0 | 0 | 0 | 0 | 7.3488 | 7.3488 | 7.3488
[20 empty] | 143 | 2020-01-06 22:00 | 143 | 1 | 6 | 23 | 0 | 0 | 7.3488 | 12415.5 | 0 | 0 | 0 | 0 | 0 | 0 | 0 | 7.3488 | 12415.5 | 0 | 0 | 0 | 0 | 0 | 0 | 0 | 7.3488 | 12415.5 | 0 | 0 | 0 | 0 | 0 | 0 | 0 | 7.3488 | 7.3488 | 7.3488
[20 empty] | 144 | 2020-01-06 23:00 | 144 | 1 | 6 | 24 | 0 | 0 | 7.3488 | 12488.8 | 0 | 0 | 0 | 0 | 0 | 0 | 0 | 7.3488 | 12488.8 | 0 | 0 | 0 | 0 | 0 | 0 | 0 | 7.3488 | 12488.8 | 0 | 0 | 0 | 0 | 0 | 0 | 0 | 7.3488 | 7.3488 | 7.3488
[20 empty] | 145 | 2020-01-07 | 145 | 1 | 7 | 1 | 0 | 0 | 7.3488 | 12488.8 | 0 | 0 | 0 | 0 | 0 | 0 | 0 | 7.3488 | 12488.8 | 0 | 0 | 0 | 0 | 0 | 0 | 0 | 7.3488 | 12488.8 | 0 | 0 | 0 | 0 | 0 | 0 | 0 | 7.3488 | 7.3488 | 7.3488
[20 empty] | 146 | 2020-01-07 01:00 | 146 | 1 | 7 | 2 | 0 | 0 | 7.3488 | 12488.8 | 0 | 0 | 0 | 0 | 0 | 0 | 0 | 7.3488 | 12488.8 | 0 | 0 | 0 | 0 | 0 | 0 | 0 | 7.3488 | 12488.8 | 0 | 0 | 0 | 0 | 0 | 0 | 0 | 7.3488 | 7.3488 | 7.3488
[20 empty] | 147 | 2020-01-07 02:00 | 147 | 1 | 7 | 3 | 0 | 0 | 7.3488 | 12415.5 | 0 | 0 | 0 | 0 | 0 | 0 | 0 | 7.3488 | 12415.5 | 0 | 0 | 0 | 0 | 0 | 0 | 0 | 7.3488 | 12415.5 | 0 | 0 | 0 | 0 | 0 | 0 | 0 | 7.3488 | 7.3488 | 7.3488
[20 empty] | 148 | 2020-01-07 03:00 | 148 | 1 | 7 | 4 | 0 | 0 | 7.3488 | 12415.5 | 0 | 0 | 0 | 0 | 0 | 0 | 0 | 7.3488 | 12415.5 | 0 | 0 | 0 | 0 | 0 | 0 | 0 | 7.3488 | 12415.5 | 0 | 0 | 0 | 0 | 0 | 0 | 0 | 7.3488 | 7.3488 | 7.3488
[20 empty] | 149 | 2020-01-07 04:00 | 149 | 1 | 7 | 5 | 0 | 0 | 36.3812 | 936408 | 12.5332 | 42.7633 | 0 | 923992 | 923.992 | 95771.1 | -740778 | 38.7741 | 981761 | 13.8121 | 47.1269 | 0 | 1030760 | 1030.76 | 115334 | -850783 | 41.2763 | 1043170 | 15.0933 | 51.4983 | 0 | 969346 | 969.346 | 105544 | -796082 | 36.3812 | 38.7741 | 41.2763
[20 empty] | 150 | 2020-01-07 05:00 | 150 | 1 | 7 | 6 | 0 | 0 | 37.7246 | 834622 | 16.3439 | 55.7654 | 0 | 822280 | 822.28 | 124890 | -711684 | 41.0064 | 882991 | 18.5088 | 63.152 | 0 | 925618 | 925.618 | 158610 | -814889 | 44.4763 | 937960 | 20.7566 | 70.8215 | 0 | 870649 | 870.649 | 141434 | -764434 | 37.7246 | 41.0064 | 44.4763
[20 empty] | 151 | 2020-01-07 06:00 | 151 | 1 | 7 | 7 | 0 | 0 | 40.5464 | 852037 | 17.028 | 58.0995 | 0 | 817259 | 817.259 | 130118 | -705252 | 43.9125 | 896847 | 19.2817 | 65.7892 | 0 | 912668 | 912.668 | 164956 | -800515 | 47.4344 | 947446 | 21.5871 | 73.6552 | 0 | 862069 | 862.069 | 147339 | -754464 | 40.5464 | 43.9125 | 47.4344
[20 empty] | 152 | 2020-01-07 07:00 | 152 | 1 | 7 | 8 | 0 | 0 | 99.9746 | 935752 | 0.87416 | 2.9826 | 0 | 851263 | 851.263 | 6679.8 | -740480 | 101.19 | 985651 | 0.97106 | 3.3132 | 0 | 960711 | 960.711 | 8178.93 | -851125 | 102.515 | 1045200 | 1.0703 | 3.652 | 0 | 901163 | 901.163 | 7420.23 | -795723 | 99.9746 | 101.19 | 102.515
[20 empty] | 153 | 2020-01-07 08:00 | 153 | 1 | 7 | 9 | 64267.617 | 64.2676 | 136.252 | 1109580 | 1.3925 | 4.7512 | 0 | 1025100 | 1025.1 | 10640.6 | -921581 | 137.041 | 1158870 | 1.4956 | 5.103 | 0 | 1136810 | 1136.81 | 12233.2 | -1041580 | 137.965 | 1221290 | 1.6009 | 5.4623 | 0 | 1074390 | 1074.39 | 11428.4 | -981849 | 71.9844 | 72.7734 | 73.6974
[20 empty] | 154 | 2020-01-07 09:00 | 154 | 1 | 7 | 10 | 130931.683 | 130.9317 | 141.834 | 1050690 | 1.3933 | 4.7538 | 0 | 991204 | 991.204 | 10646.4 | -887546 | 142.534 | 1100660 | 1.4964 | 5.1058 | 0 | 1103680 | 1103.68 | 12239.9 | -1006900 | 143.549 | 1163160 | 1.6018 | 5.4653 | 0 | 1041180 | 1041.18 | 11434.6 | -947239 | 10.9023 | 11.6023 | 12.6173
[20 empty] | 155 | 2020-01-07 10:00 | 155 | 1 | 7 | 11 | 176662.952 | 176.663 | 142.801 | 1035280 | 1.3935 | 4.7547 | 0 | 975799 | 975.799 | 10648.4 | -868480 | 143.498 | 1084450 | 1.4967 | 5.1067 | 0 | 1086430 | 1086.43 | 12242.1 | -985181 | 144.571 | 1145910 | 1.6021 | 5.4663 | 0 | 1024960 | 1024.96 | 11436.8 | -926852 | -33.862 | -33.165 | -32.092
[20 empty] | 156 | 2020-01-07 11:00 | 156 | 1 | 7 | 12 | 197916.884 | 197.9169 | 123.069 | 1079710 | 1.3933 | 4.7538 | 0 | 953054 | 953.054 | 10646.4 | -844910 | 123.98 | 1127990 | 1.4964 | 5.1058 | 0 | 1061050 | 1061.05 | 12239.9 | -957881 | 125.137 | 1187700 | 1.6018 | 5.4653 | 0 | 1001330 | 1001.33 | 11434.7 | -901567 | -74.8479 | -73.9369 | -72.7799
[20 empty] | 157 | 2020-01-07 12:00 | 157 | 1 | 7 | 13 | 197650.889 | 197.6509 | 146.313 | 1029210 | 1.3935 | 4.7547 | 0 | 902553 | 902.553 | 10648.4 | -793295 | 147.276 | 1073330 | 1.4967 | 5.1067 | 0 | 1001810 | 1001.81 | 12242.1 | -895250 | 148.493 | 1128470 | 1.6021 | 5.4663 | 0 | 946669 | 946.669 | 11436.7 | -844045 | -51.3379 | -50.3749 | -49.1579
[20 empty] | 158 | 2020-01-07 13:00 | 158 | 1 | 7 | 14 | 175762.937 | 175.7629 | 98.102 | 994470 | 1.3935 | 4.7547 | 0 | 896094 | 896.094 | 10648.4 | -786156 | 99.1012 | 1035190 | 1.4967 | 5.1067 | 0 | 989245 | 989.245 | 12242.1 | -881416 | 100.306 | 1087620 | 1.6021 | 5.4663 | 0 | 936817 | 936.817 | 11436.7 | -833158 | -77.6609 | -76.6617 | -75.4569
[20 empty] | 159 | 2020-01-07 14:00 | 159 | 1 | 7 | 15 | 130944.54 | 130.9445 | 93.0847 | 998118 | 1.3938 | 4.7555 | 0 | 938487 | 938.487 | 10650.3 | -826304 | 94.1126 | 1037950 | 1.497 | 5.1076 | 0 | 1030280 | 1030.28 | 12244.4 | -921317 | 95.3318 | 1089910 | 1.6024 | 5.4673 | 0 | 978319 | 978.319 | 11438.9 | -873579 | -37.8598 | -36.8319 | -35.6127
[20 empty] | 160 | 2020-01-07 15:00 | 160 | 1 | 7 | 16 | 66638.792 | 66.6388 | 78.1337 | 1018800 | 1.3933 | 4.7538 | 0 | 959174 | 959.174 | 10646.4 | -850842 | 79.2083 | 1058520 | 1.4964 | 5.1058 | 0 | 1051200 | 1051.2 | 12239.9 | -946833 | 80.4684 | 1110830 | 1.6018 | 5.4653 | 0 | 998886 | 998.886 | 11434.7 | -898525 | 11.4949 | 12.5695 | 13.8296
[20 empty] | 161 | 2020-01-07 16:00 | 161 | 1 | 7 | 17 | 1428.899 | 1.4289 | 77.1167 | 995517 | 1.3935 | 4.7547 | 0 | 960739 | 960.739 | 10648.4 | -852734 | 78.1754 | 1036890 | 1.4967 | 5.1067 | 0 | 1056110 | 1056.11 | 12242.1 | -952326 | 79.3692 | 1090890 | 1.6021 | 5.4663 | 0 | 1002110 | 1002.11 | 11436.8 | -902206 | 75.6878 | 76.7465 | 77.9403
[20 empty] | 162 | 2020-01-07 17:00 | 162 | 1 | 7 | 18 | 0 | 0 | 14.6733 | 35071.3 | 0 | 0 | 0 | 0 | 0 | 0 | 0 | 14.6733 | 35071.3 | 0 | 0 | 0 | 0 | 0 | 0 | 0 | 14.6733 | 35071.3 | 0 | 0 | 0 | 0 | 0 | 0 | 0 | 14.6733 | 14.6733 | 14.6733
[20 empty] | 163 | 2020-01-07 18:00 | 163 | 1 | 7 | 19 | 0 | 0 | 13.7561 | 35291.3 | 0 | 0 | 0 | 0 | 0 | 0 | 0 | 13.7561 | 35291.3 | 0 | 0 | 0 | 0 | 0 | 0 | 0 | 13.7561 | 35291.3 | 0 | 0 | 0 | 0 | 0 | 0 | 0 | 13.7561 | 13.7561 | 13.7561
[20 empty] | 164 | 2020-01-07 19:00 | 164 | 1 | 7 | 20 | 0 | 0 | 10.3718 | 35291.3 | 0 | 0 | 0 | 0 | 0 | 0 | 0 | 10.3718 | 35291.3 | 0 | 0 | 0 | 0 | 0 | 0 | 0 | 10.3718 | 35291.3 | 0 | 0 | 0 | 0 | 0 | 0 | 0 | 10.3718 | 10.3718 | 10.3718
[20 empty] | 165 | 2020-01-07 20:00 | 165 | 1 | 7 | 21 | 0 | 0 | 8.8603 | 13148.8 | 0 | 0 | 0 | 0 | 0 | 0 | 0 | 8.8603 | 13148.8 | 0 | 0 | 0 | 0 | 0 | 0 | 0 | 8.8603 | 13148.8 | 0 | 0 | 0 | 0 | 0 | 0 | 0 | 8.8603 | 8.8603 | 8.8603
[20 empty] | 166 | 2020-01-07 21:00 | 166 | 1 | 7 | 22 | 0 | 0 | 7.3488 | 13222.1 | 0 | 0 | 0 | 0 | 0 | 0 | 0 | 7.3488 | 13222.1 | 0 | 0 | 0 | 0 | 0 | 0 | 0 | 7.3488 | 13222.1 | 0 | 0 | 0 | 0 | 0 | 0 | 0 | 7.3488 | 7.3488 | 7.3488
[20 empty] | 167 | 2020-01-07 22:00 | 167 | 1 | 7 | 23 | 0 | 0 | 7.3488 | 13222.1 | 0 | 0 | 0 | 0 | 0 | 0 | 0 | 7.3488 | 13222.1 | 0 | 0 | 0 | 0 | 0 | 0 | 0 | 7.3488 | 13222.1 | 0 | 0 | 0 | 0 | 0 | 0 | 0 | 7.3488 | 7.3488 | 7.3488
[20 empty] | 168 | 2020-01-07 23:00 | 168 | 1 | 7 | 24 | 0 | 0 | 7.3488 | 13295.4 | 0 | 0 | 0 | 0 | 0 | 0 | 0 | 7.3488 | 13295.4 | 0 | 0 | 0 | 0 | 0 | 0 | 0 | 7.3488 | 13295.4 | 0 | 0 | 0 | 0 | 0 | 0 | 0 | 7.3488 | 7.3488 | 7.3488
[20 empty] | 169 | 2020-01-08 | 169 | 1 | 8 | 1 | 0 | 0 | 7.3488 | 13368.8 | 0 | 0 | 0 | 0 | 0 | 0 | 0 | 7.3488 | 13368.8 | 0 | 0 | 0 | 0 | 0 | 0 | 0 | 7.3488 | 13368.8 | 0 | 0 | 0 | 0 | 0 | 0 | 0 | 7.3488 | 7.3488 | 7.3488
[20 empty] | 170 | 2020-01-08 01:00 | 170 | 1 | 8 | 2 | 0 | 0 | 7.3488 | 13368.8 | 0 | 0 | 0 | 0 | 0 | 0 | 0 | 7.3488 | 13368.8 | 0 | 0 | 0 | 0 | 0 | 0 | 0 | 7.3488 | 13368.8 | 0 | 0 | 0 | 0 | 0 | 0 | 0 | 7.3488 | 7.3488 | 7.3488
[20 empty] | 171 | 2020-01-08 02:00 | 171 | 1 | 8 | 3 | 0 | 0 | 7.3488 | 13368.8 | 0 | 0 | 0 | 0 | 0 | 0 | 0 | 7.3488 | 13368.8 | 0 | 0 | 0 | 0 | 0 | 0 | -599.362 | 8.6472 | 13368.8 | 0 | 0 | 0 | 0 | 0 | 0 | 0 | 7.3488 | 7.3488 | 8.6472
[20 empty] | 172 | 2020-01-08 03:00 | 172 | 1 | 8 | 4 | 0 | 0 | 7.3488 | 13368.8 | 0 | 0 | 0 | 0 | 0 | 0 | 0 | 8.589 | 13368.8 | 0 | 0 | 0 | 0 | 0 | 0 | -2001.85 | 8.6472 | 13368.8 | 0 | 0 | 0 | 0 | 0 | 0 | -536.093 | 7.3488 | 8.589 | 8.6472
[20 empty] | 173 | 2020-01-08 04:00 | 173 | 1 | 8 | 5 | 0 | 0 | 31.2732 | 892037 | 11.4825 | 39.1783 | 0 | 878669 | 878.669 | 87742.7 | -692247 | 33.3579 | 937772 | 12.4505 | 42.4811 | 0 | 983882 | 983.882 | 102285 | -807111 | 35.5117 | 997251 | 13.3856 | 45.6717 | 0 | 924403 | 924.403 | 95139.2 | -752103 | 31.2732 | 33.3579 | 35.5117
[20 empty] | 174 | 2020-01-08 05:00 | 174 | 1 | 8 | 6 | 0 | 0 | 36.5691 | 808572 | 15.2487 | 52.0286 | 0 | 795276 | 795.276 | 116521 | -683346 | 39.5379 | 857420 | 17.104 | 58.3588 | 0 | 901080 | 901.08 | 145295 | -788202 | 42.6685 | 914376 | 19.0142 | 64.8765 | 0 | 844124 | 844.124 | 130699 | -735990 | 36.5691 | 39.5379 | 42.6685
[20 empty] | 175 | 2020-01-08 06:00 | 175 | 1 | 8 | 7 | 0 | 0 | 39.3333 | 828395 | 15.8608 | 54.117 | 0 | 792737 | 792.737 | 121199 | -682383 | 42.3915 | 877791 | 17.8049 | 60.7503 | 0 | 899692 | 899.692 | 151498 | -788510 | 45.6342 | 935350 | 19.8259 | 67.646 | 0 | 842133 | 842.133 | 136054 | -735503 | 39.3333 | 42.3915 | 45.6342
[20 empty] | 176 | 2020-01-08 07:00 | 176 | 1 | 8 | 8 | 0 | 0 | 100.187 | 959517 | 0.90608 | 3.0916 | 0 | 874148 | 874.148 | 6923.74 | -763925 | 101.432 | 1010970 | 1.0078 | 3.4386 | 0 | 986251 | 986.251 | 8496.23 | -878425 | 102.787 | 1071620 | 1.1119 | 3.7937 | 0 | 925601 | 925.601 | 7700.96 | -821531 | 100.187 | 101.432 | 102.787
[20 empty] | 177 | 2020-01-08 08:00 | 177 | 1 | 8 | 9 | 54651.996 | 54.652 | 136.191 | 1108750 | 1.394 | 4.7564 | 0 | 1023610 | 1023.61 | 10652.2 | -919880 | 136.94 | 1158020 | 1.4972 | 5.1085 | 0 | 1135200 | 1135.2 | 12246.6 | -1039660 | 137.846 | 1220350 | 1.6027 | 5.4683 | 0 | 1072880 | 1072.88 | 11440.9 | -980056 | 81.539 | 82.288 | 83.194
[20 empty] | 178 | 2020-01-08 09:00 | 178 | 1 | 8 | 10 | 68852.178 | 68.8522 | 141.647 | 1086300 | 1.3935 | 4.7547 | 0 | 1026160 | 1026.16 | 10648.4 | -920811 | 142.285 | 1135490 | 1.4967 | 5.1067 | 0 | 1137770 | 1137.77 | 12242.1 | -1040650 | 143.287 | 1197910 | 1.6021 | 5.4663 | 0 | 1075350 | 1075.35 | 11436.7 | -981011 | 72.7948 | 73.4328 | 74.4348
[20 empty] | 179 | 2020-01-08 10:00 | 179 | 1 | 8 | 11 | 50643.083 | 50.6431 | 142.761 | 1084290 | 1.3935 | 4.7547 | 0 | 1024150 | 1024.15 | 10648.3 | -918957 | 143.491 | 1133560 | 1.4967 | 5.1067 | 0 | 1135840 | 1135.84 | 12242.1 | -1038790 | 144.54 | 1195990 | 1.6021 | 5.4663 | 0 | 1073420 | 1073.42 | 11436.7 | -979158 | 92.1179 | 92.8479 | 93.8969
[20 empty] | 180 | 2020-01-08 11:00 | 180 | 1 | 8 | 12 | 29304.058 | 29.3041 | 123.402 | 1141310 | 1.3935 | 4.7547 | 0 | 1014650 | 1014.65 | 10648.3 | -909146 | 124.173 | 1190930 | 1.4967 | 5.1067 | 0 | 1126750 | 1126.75 | 12242.1 | -1028980 | 125.269 | 1253410 | 1.6021 | 5.4663 | 0 | 1064270 | 1064.27 | 11436.7 | -969345 | 94.0979 | 94.8689 | 95.9649
[20 empty] | 181 | 2020-01-08 12:00 | 181 | 1 | 8 | 13 | 9063.527 | 9.0635 | 146.593 | 1102880 | 1.3938 | 4.7555 | 0 | 976226 | 976.226 | 10650.3 | -870400 | 147.492 | 1154810 | 1.497 | 5.1076 | 0 | 1092250 | 1092.25 | 12244.4 | -992808 | 148.66 | 1218900 | 1.6024 | 5.4673 | 0 | 1028150 | 1028.15 | 11438.9 | -931635 | 137.5295 | 138.4285 | 139.5965
[20 empty] | 182 | 2020-01-08 13:00 | 182 | 1 | 8 | 14 | 21492.924 | 21.4929 | 98.1018 | 1065930 | 1.3935 | 4.7547 | 0 | 966783 | 966.783 | 10648.4 | -858833 | 99.1251 | 1113950 | 1.4967 | 5.1067 | 0 | 1073760 | 1073.76 | 12242.1 | -971266 | 100.347 | 1172910 | 1.6021 | 5.4663 | 0 | 1014800 | 1014.8 | 11436.8 | -915684 | 76.6089 | 77.6322 | 78.8541
[20 empty] | 183 | 2020-01-08 14:00 | 183 | 1 | 8 | 15 | 44759.758 | 44.7598 | 93.122 | 1036520 | 1.3935 | 4.7547 | 0 | 976892 | 976.892 | 10648.3 | -870896 | 94.1604 | 1077890 | 1.4967 | 5.1067 | 0 | 1072220 | 1072.22 | 12242.1 | -971206 | 95.3829 | 1131850 | 1.6021 | 5.4663 | 0 | 1018260 | 1018.26 | 11436.7 | -920939 | 48.3622 | 49.4006 | 50.6231
[20 empty] | 184 | 2020-01-08 15:00 | 184 | 1 | 8 | 16 | 26608.372 | 26.6084 | 78.069 | 1056120 | 1.3935 | 4.7547 | 0 | 996339 | 996.339 | 10648.4 | -886906 | 79.1811 | 1096130 | 1.4967 | 5.1067 | 0 | 1089790 | 1089.79 | 12242.1 | -985611 | 80.4548 | 1149570 | 1.6021 | 5.4663 | 0 | 1036350 | 1036.35 | 11436.7 | -936110 | 51.4606 | 52.5727 | 53.8464
[20 empty] | 185 | 2020-01-08 16:00 | 185 | 1 | 8 | 17 | 110.115 | 0.11011 | 76.9474 | 1031260 | 1.3935 | 4.7547 | 0 | 996339 | 996.339 | 10648.4 | -889982 | 77.9996 | 1073870 | 1.4967 | 5.1067 | 0 | 1094320 | 1094.32 | 12242.1 | -993627 | 79.2441 | 1129250 | 1.6021 | 5.4663 | 0 | 1038940 | 1038.94 | 11436.7 | -941887 | 76.8373 | 77.8895 | 79.134
[20 empty] | 186 | 2020-01-08 17:00 | 186 | 1 | 8 | 18 | 0 | 0 | 14.6733 | 34997.9 | 0 | 0 | 0 | 0 | 0 | 0 | 0 | 14.6733 | 34997.9 | 0 | 0 | 0 | 0 | 0 | 0 | 0 | 14.6733 | 34997.9 | 0 | 0 | 0 | 0 | 0 | 0 | 0 | 14.6733 | 14.6733 | 14.6733
[20 empty] | 187 | 2020-01-08 18:00 | 187 | 1 | 8 | 19 | 0 | 0 | 13.7561 | 34997.9 | 0 | 0 | 0 | 0 | 0 | 0 | 0 | 13.7561 | 34997.9 | 0 | 0 | 0 | 0 | 0 | 0 | 0 | 13.7561 | 34997.9 | 0 | 0 | 0 | 0 | 0 | 0 | 0 | 13.7561 | 13.7561 | 13.7561
[20 empty] | 188 | 2020-01-08 19:00 | 188 | 1 | 8 | 20 | 0 | 0 | 10.3718 | 34997.9 | 0 | 0 | 0 | 0 | 0 | 0 | 0 | 10.3718 | 34997.9 | 0 | 0 | 0 | 0 | 0 | 0 | 0 | 10.3718 | 34997.9 | 0 | 0 | 0 | 0 | 0 | 0 | 0 | 10.3718 | 10.3718 | 10.3718
[20 empty] | 189 | 2020-01-08 20:00 | 189 | 1 | 8 | 21 | 0 | 0 | 8.8603 | 12708.8 | 0 | 0 | 0 | 0 | 0 | 0 | 0 | 8.8603 | 12708.8 | 0 | 0 | 0 | 0 | 0 | 0 | 0 | 8.8603 | 12708.8 | 0 | 0 | 0 | 0 | 0 | 0 | 0 | 8.8603 | 8.8603 | 8.8603
[20 empty] | 190 | 2020-01-08 21:00 | 190 | 1 | 8 | 22 | 0 | 0 | 7.3488 | 12635.5 | 0 | 0 | 0 | 0 | 0 | 0 | 0 | 7.3488 | 12635.5 | 0 | 0 | 0 | 0 | 0 | 0 | 0 | 7.3488 | 12635.5 | 0 | 0 | 0 | 0 | 0 | 0 | 0 | 7.3488 | 7.3488 | 7.3488
[20 empty] | 191 | 2020-01-08 22:00 | 191 | 1 | 8 | 23 | 0 | 0 | 7.3488 | 12635.5 | 0 | 0 | 0 | 0 | 0 | 0 | 0 | 7.3488 | 12635.5 | 0 | 0 | 0 | 0 | 0 | 0 | 0 | 7.3488 | 12635.5 | 0 | 0 | 0 | 0 | 0 | 0 | 0 | 7.3488 | 7.3488 | 7.3488
[20 empty] | 192 | 2020-01-08 23:00 | 192 | 1 | 8 | 24 | 0 | 0 | 7.3488 | 12562.1 | 0 | 0 | 0 | 0 | 0 | 0 | 0 | 7.3488 | 12562.1 | 0 | 0 | 0 | 0 | 0 | 0 | 0 | 7.3488 | 12562.1 | 0 | 0 | 0 | 0 | 0 | 0 | 0 | 7.3488 | 7.3488 | 7.3488
[20 empty] | 193 | 2020-01-09 | 193 | 1 | 9 | 1 | 0 | 0 | 7.8094 | 12415.5 | 0 | 0 | 0 | 0 | 0 | 0 | 0 | 7.8094 | 12415.5 | 0 | 0 | 0 | 0 | 0 | 0 | 0 | 7.8094 | 12415.5 | 0 | 0 | 0 | 0 | 0 | 0 | 0 | 7.8094 | 7.8094 | 7.8094
[20 empty] | 194 | 2020-01-09 01:00 | 194 | 1 | 9 | 2 | 0 | 0 | 7.8094 | 12415.5 | 0 | 0 | 0 | 0 | 0 | 0 | 0 | 7.8094 | 12415.5 | 0 | 0 | 0 | 0 | 0 | 0 | 0 | 7.8094 | 12415.5 | 0 | 0 | 0 | 0 | 0 | 0 | 0 | 7.8094 | 7.8094 | 7.8094
[20 empty] | 195 | 2020-01-09 02:00 | 195 | 1 | 9 | 3 | 0 | 0 | 7.8094 | 12048.8 | 0 | 0 | 0 | 0 | 0 | 0 | 0 | 7.8094 | 12048.8 | 0 | 0 | 0 | 0 | 0 | 0 | 0 | 7.8094 | 12048.8 | 0 | 0 | 0 | 0 | 0 | 0 | 0 | 7.8094 | 7.8094 | 7.8094
[20 empty] | 196 | 2020-01-09 03:00 | 196 | 1 | 9 | 4 | 0 | 0 | 7.8094 | 11975.5 | 0 | 0 | 0 | 0 | 0 | 0 | 0 | 7.8094 | 11975.5 | 0 | 0 | 0 | 0 | 0 | 0 | -297.374 | 9.1077 | 11975.5 | 0 | 0 | 0 | 0 | 0 | 0 | 0 | 7.8094 | 7.8094 | 9.1077
[20 empty] | 197 | 2020-01-09 04:00 | 197 | 1 | 9 | 5 | 0 | 0 | 7.8094 | 11975.5 | 0 | 0 | 0 | 0 | 0 | 0 | 0 | 9.0495 | 11975.5 | 0 | 0 | 0 | 0 | 0 | 0 | -804.444 | 9.1077 | 11975.5 | 0 | 0 | 0 | 0 | 0 | 0 | -182.467 | 7.8094 | 9.0495 | 9.1077
[20 empty] | 198 | 2020-01-09 05:00 | 198 | 1 | 9 | 6 | 0 | 0 | 7.8094 | 11975.5 | 0 | 0 | 0 | 0 | 0 | 0 | 0 | 9.0495 | 11975.5 | 0 | 0 | 0 | 0 | 0 | 0 | -2411.65 | 9.1077 | 11975.5 | 0 | 0 | 0 | 0 | 0 | 0 | -892.646 | 7.8094 | 9.0495 | 9.1077
[20 empty] | 199 | 2020-01-09 06:00 | 199 | 1 | 9 | 7 | 0 | 0 | 9.0804 | 11975.5 | 0 | 0 | 0 | 0 | 0 | 0 | -1072.51 | 9.0495 | 11975.5 | 0 | 0 | 0 | 0 | 0 | 0 | -4051.2 | 9.1077 | 11975.5 | 0 | 0 | 0 | 0 | 0 | 0 | -2443.85 | 9.0804 | 9.0495 | 9.1077
[20 empty] | 200 | 2020-01-09 07:00 | 200 | 1 | 9 | 8 | 2713.683 | 2.7137 | 9.0804 | 11975.5 | 0 | 0 | 0 | 0 | 0 | 0 | -2195 | 9.0495 | 11975.5 | 0 | 0 | 0 | 133425 | 133.425 | 0 | -5652.36 | 9.1077 | 145401 | 0 | 0 | 0 | 0 | 0 | 0 | -3968.09 | 6.3667 | 6.3358 | 6.3941
[20 empty] | 201 | 2020-01-09 08:00 | 201 | 1 | 9 | 9 | 70681.149 | 70.6811 | 9.0779 | 12195.5 | 0 | 0 | 0 | 0 | 0 | 0 | -3981.88 | 9.0465 | 147517 | 0 | 0 | 0 | 42031.3 | 42.0313 | 0 | -8223.11 | 9.1043 | 54226.8 | 0 | 0 | 0 | 135321 | 135.321 | 0 | -5803.19 | -61.6033 | -61.6347 | -61.5768
[20 empty] | 202 | 2020-01-09 09:00 | 202 | 1 | 9 | 10 | 142263.73 | 142.2637 | 9.0761 | 154443 | 0 | 0 | 0 | 142247 | 142.247 | 0 | -5313.8 | 9.0443 | 45036.5 | 0 | 0 | 0 | 37387 | 37.387 | 0 | -10474.2 | 9.1019 | 49582.5 | 0 | 0 | 0 | 32841 | 32.841 | 0 | -7366.92 | -133.1876 | -133.2194 | -133.1619
[20 empty] | 203 | 2020-01-09 10:00 | 203 | 1 | 9 | 11 | 192337.173 | 192.3372 | 9.0703 | 12122.2 | 0 | 0 | 0 | 0 | 0 | 0 | -6156.16 | 9.0394 | 43849.7 | 0 | 0 | 0 | 36446.1 | 36.4461 | 0 | -11446.1 | 9.0977 | 48568.3 | 0 | 0 | 0 | 31727.5 | 31.7275 | 0 | -8248.31 | -183.2669 | -183.2977 | -183.2395
[20 empty] | 204 | 2020-01-09 11:00 | 204 | 1 | 9 | 12 | 216663.654 | 216.6637 | 9.0703 | 11902.2 | 0 | 0 | 0 | 0 | 0 | 0 | -5740.29 | 9.0394 | 11902.2 | 0 | 0 | 0 | 31233.2 | 31.2332 | 0 | -9786.29 | 9.0977 | 43135.4 | 0 | 0 | 0 | 0 | 0 | 0 | -7324.39 | -207.5933 | -207.6242 | -207.566
[20 empty] | 205 | 2020-01-09 12:00 | 205 | 1 | 9 | 13 | 218276.874 | 218.2769 | 9.0703 | 11682.2 | 0 | 0 | 0 | 0 | 0 | 0 | -4857.59 | 9.0394 | 11682.2 | 0 | 0 | 0 | 0 | 0 | 0 | -7337.23 | 9.0977 | 11682.2 | 0 | 0 | 0 | 0 | 0 | 0 | -5789.85 | -209.2066 | -209.2374 | -209.1792
[20 empty] | 206 | 2020-01-09 13:00 | 206 | 1 | 9 | 14 | 196183.224 | 196.1832 | 9.0703 | 11682.2 | 0 | 0 | 0 | 0 | 0 | 0 | -5465.69 | 9.0394 | 11682.2 | 0 | 0 | 0 | 0 | 0 | 0 | -7784.76 | 9.0977 | 11682.2 | 0 | 0 | 0 | 0 | 0 | 0 | -6346.57 | -187.1129 | -187.1438 | -187.0855
[20 empty] | 207 | 2020-01-09 14:00 | 207 | 1 | 9 | 15 | 148507.895 | 148.5079 | 9.0703 | 11608.9 | 0 | 0 | 0 | 0 | 0 | 0 | -5780.73 | 9.0394 | 11608.9 | 0 | 0 | 0 | 120938 | 120.938 | 0 | -7857.22 | 9.0977 | 132547 | 0 | 0 | 0 | 0 | 0 | 0 | -6614.61 | -139.4376 | -139.4685 | -139.4102
[20 empty] | 208 | 2020-01-09 15:00 | 208 | 1 | 9 | 16 | 78266.559 | 78.2666 | 9.0703 | 11682.2 | 0 | 0 | 0 | 0 | 0 | 0 | -6505.88 | 9.0394 | 127084 | 0 | 0 | 0 | 38316.4 | 38.3164 | 0 | -8853.11 | 9.0977 | 49998.6 | 0 | 0 | 0 | 115402 | 115.402 | 0 | -7685.62 | -69.1962 | -69.2271 | -69.1689
[20 empty] | 209 | 2020-01-09 16:00 | 209 | 1 | 9 | 17 | 4897.007 | 4.897 | 9.0743 | 11682.2 | 0 | 0 | 0 | 0 | 0 | 0 | -7650.7 | 9.0429 | 46980.2 | 0 | 0 | 0 | 37780.8 | 37.7808 | 0 | -10710.4 | 9.1011 | 49463 | 0 | 0 | 0 | 35298 | 35.298 | 0 | -9531.93 | 4.1773 | 4.1459 | 4.2041
[20 empty] | 210 | 2020-01-09 17:00 | 210 | 1 | 9 | 18 | 0 | 0 | 9.0804 | 134790 | 0 | 0 | 0 | 123034 | 123.034 | 0 | -9535.88 | 9.0495 | 51803 | 0 | 0 | 0 | 42892 | 42.892 | 0 | -13105.2 | 9.1077 | 54647.6 | 0 | 0 | 0 | 40047.5 | 40.0475 | 0 | -11644 | 9.0804 | 9.0495 | 9.1077
[20 empty] | 211 | 2020-01-09 18:00 | 211 | 1 | 9 | 19 | 0 | 0 | 9.0804 | 49759 | 0 | 0 | 0 | 38003.4 | 38.0034 | 0 | -10880.3 | 9.0495 | 51294.2 | 0 | 0 | 0 | 43202.1 | 43.2021 | 0 | -15454.4 | 9.1077 | 54957.6 | 0 | 0 | 0 | 39538.7 | 39.5387 | 0 | -13029.5 | 9.0804 | 9.0495 | 9.1077
[20 empty] | 212 | 2020-01-09 19:00 | 212 | 1 | 9 | 20 | 0 | 0 | 9.0804 | 51353.3 | 0 | 0 | 0 | 39597.8 | 39.5978 | 0 | -12243.8 | 9.0495 | 53270.4 | 0 | 0 | 0 | 45887 | 45.887 | 0 | -17721.7 | 9.1077 | 57642.5 | 0 | 0 | 0 | 41514.9 | 41.5149 | 0 | -14814.3 | 9.0804 | 9.0495 | 9.1077
[20 empty] | 213 | 2020-01-09 20:00 | 213 | 1 | 9 | 21 | 0 | 0 | 9.0804 | 61278.4 | 0 | 0 | 0 | 49302.9 | 49.3029 | 0 | -14610.4 | 9.0495 | 64191.6 | 0 | 0 | 0 | 58094.6 | 58.0946 | 0 | -22458.1 | 9.1077 | 70070.2 | 0 | 0 | 0 | 52216 | 52.216 | 0 | -18374 | 9.0804 | 9.0495 | 9.1077
[20 empty] | 214 | 2020-01-09 21:00 | 214 | 1 | 9 | 22 | 0 | 0 | 9.0804 | 59580.6 | 0 | 0 | 0 | 47531.7 | 47.5317 | 0 | -17282.7 | 9.0495 | 62991.5 | 0 | 0 | 0 | 57815 | 57.815 | 0 | -26149.1 | 9.1077 | 69863.8 | 0 | 0 | 0 | 50942.7 | 50.9427 | 0 | -21077.7 | 9.0804 | 9.0495 | 9.1077
[20 empty] | 215 | 2020-01-09 22:00 | 215 | 1 | 9 | 23 | 0 | 0 | 9.0804 | 59750.8 | 0 | 0 | 0 | 47701.9 | 47.7019 | 0 | -19319.8 | 9.0495 | 63650.5 | 0 | 0 | 0 | 59931.8 | 59.9318 | 0 | -30120 | 9.1077 | 71980.6 | 0 | 0 | 0 | 51601.6 | 51.6016 | 0 | -23594.5 | 9.0804 | 9.0495 | 9.1077
[20 empty] | 216 | 2020-01-09 23:00 | 216 | 1 | 9 | 24 | 0 | 0 | 9.0804 | 70626.9 | 0 | 0 | 0 | 58358.1 | 58.3581 | 0 | -22543 | 9.0495 | 75740 | 0 | 0 | 0 | 76240.2 | 76.2402 | 0 | -38955.3 | 9.1077 | 88509 | 0 | 0 | 0 | 63471.1 | 63.4711 | 0 | -28238.8 | 9.0804 | 9.0495 | 9.1077
[20 empty] | 217 | 2020-01-10 | 217 | 1 | 10 | 1 | 0 | 0 | 9.0804 | 69755.4 | 0 | 0 | 0 | 57413.3 | 57.4133 | 0 | -25868.1 | 9.0495 | 79032.4 | 0 | 0 | 0 | 82032.3 | 82.0323 | 0 | -48183.1 | 9.1077 | 94374.4 | 0 | 0 | 0 | 66690.2 | 66.6902 | 0 | -35696.7 | 9.0804 | 9.0495 | 9.1077
[20 empty] | 218 | 2020-01-10 01:00 | 218 | 1 | 10 | 2 | 0 | 0 | 9.0804 | 72974.3 | 0 | 0 | 0 | 60632.2 | 60.6322 | 0 | -31159.4 | 9.0495 | 85707 | 0 | 0 | 0 | 88744 | 88.744 | 0 | -55522.5 | 9.1077 | 101086 | 0 | 0 | 0 | 73364.8 | 73.3648 | 0 | -43465.3 | 9.0804 | 9.0495 | 9.1077
[20 empty] | 219 | 2020-01-10 02:00 | 219 | 1 | 10 | 3 | 0 | 0 | 9.0804 | 86683.9 | 0 | 0 | 0 | 74195.1 | 74.1951 | 0 | -39342.1 | 9.0495 | 101295 | 0 | 0 | 0 | 104408 | 104.408 | 0 | -65290.3 | 9.1077 | 116896 | 0 | 0 | 0 | 88806.5 | 88.8065 | 0 | -53086.8 | 9.0804 | 9.0495 | 9.1077
[20 empty] | 220 | 2020-01-10 03:00 | 220 | 1 | 10 | 4 | 0 | 0 | 9.0804 | 94344.8 | 0 | 0 | 0 | 81782.6 | 81.7826 | 0 | -47973.4 | 9.0495 | 109574 | 0 | 0 | 0 | 113348 | 113.348 | 0 | -74988 | 9.1077 | 125910 | 0 | 0 | 0 | 97012.2 | 97.0122 | 0 | -61870.4 | 9.0804 | 9.0495 | 9.1077
[20 empty] | 221 | 2020-01-10 04:00 | 221 | 1 | 10 | 5 | 0 | 0 | 9.0804 | 101127 | 0 | 0 | 0 | 88565.3 | 88.5653 | 0 | -55536.1 | 9.0495 | 116634 | 0 | 0 | 0 | 121606 | 121.606 | 0 | -83931.4 | 9.1077 | 134169 | 0 | 0 | 0 | 104072 | 104.072 | 0 | -69630.6 | 9.0804 | 9.0495 | 9.1077
[20 empty] | 222 | 2020-01-10 05:00 | 222 | 1 | 10 | 6 | 0 | 0 | 9.0804 | 110797 | 0 | 0 | 0 | 98161 | 98.161 | 0 | -63920.4 | 9.0495 | 126965 | 0 | 0 | 0 | 133351 | 133.351 | 0 | -94298.9 | 9.1077 | 145986 | 0 | 0 | 0 | 114330 | 114.33 | 0 | -78703.1 | 9.0804 | 9.0495 | 9.1077
[20 empty] | 223 | 2020-01-10 06:00 | 223 | 1 | 10 | 7 | 0 | 0 | 9.0804 | 120941 | 0 | 0 | 0 | 108232 | 108.232 | 0 | -72569.1 | 9.0495 | 138530 | 0 | 0 | 0 | 145178 | 145.178 | 0 | -104280 | 9.1077 | 157887 | 0 | 0 | 0 | 125821 | 125.821 | 0 | -88738.5 | 9.0804 | 9.0495 | 9.1077
[20 empty] | 224 | 2020-01-10 07:00 | 224 | 1 | 10 | 8 | 2996.489 | 2.9965 | 9.0799 | 130268 | 0 | 0 | 0 | 117559 | 117.559 | 0 | -80281.4 | 9.0489 | 148609 | 0 | 0 | 0 | 155696 | 155.696 | 0 | -112899 | 9.1071 | 168404 | 0 | 0 | 0 | 135900 | 135.9 | 0 | -96839.3 | 6.0834 | 6.0524 | 6.1106
[20 empty] | 225 | 2020-01-10 08:00 | 225 | 1 | 10 | 9 | 71430.882 | 71.4309 | 9.0758 | 135015 | 0 | 0 | 0 | 122306 | 122.306 | 0 | -83088.9 | 9.0438 | 152495 | 0 | 0 | 0 | 158765 | 158.765 | 0 | -113489 | 9.1013 | 171474 | 0 | 0 | 0 | 139786 | 139.786 | 0 | -98534.9 | -62.3551 | -62.3871 | -62.3296
[20 empty] | 226 | 2020-01-10 09:00 | 226 | 1 | 10 | 10 | 141323.732 | 141.3237 | 9.0733 | 139998 | 0 | 0 | 0 | 127363 | 127.363 | 0 | -87904.9 | 9.0416 | 156591 | 0 | 0 | 0 | 161856 | 161.856 | 0 | -116813 | 9.0992 | 174492 | 0 | 0 | 0 | 143955 | 143.955 | 0 | -102715 | -132.2504 | -132.2822 | -132.2246
[20 empty] | 227 | 2020-01-10 10:00 | 227 | 1 | 10 | 11 | 187453.797 | 187.4538 | 9.0705 | 145399 | 0 | 0 | 0 | 132763 | 132.763 | 0 | -92434.9 | 9.0394 | 160670 | 0 | 0 | 0 | 164715 | 164.715 | 0 | -118949 | 9.0977 | 177350 | 0 | 0 | 0 | 148034 | 148.034 | 0 | -105953 | -178.3833 | -178.4144 | -178.3561
[20 empty] | 228 | 2020-01-10 11:00 | 228 | 1 | 10 | 12 | 209531.66 | 209.5317 | 9.0703 | 142324 | 0 | 0 | 0 | 129835 | 129.835 | 0 | -90314.3 | 9.0394 | 154978 | 0 | 0 | 0 | 156451 | 156.451 | 0 | -111614 | 9.0977 | 168940 | 0 | 0 | 0 | 142489 | 142.489 | 0 | -101218 | -200.4613 | -200.4922 | -200.434
[20 empty] | 229 | 2020-01-10 12:00 | 229 | 1 | 10 | 13 | 209608.524 | 209.6085 | 9.0703 | 137256 | 0 | 0 | 0 | 124841 | 124.841 | 0 | -85337.5 | 9.0394 | 146225 | 0 | 0 | 0 | 144363 | 144.363 | 0 | -100312 | 9.0977 | 156778 | 0 | 0 | 0 | 133809 | 133.809 | 0 | -92923.8 | -200.5382 | -200.5691 | -200.5108
[20 empty] | 230 | 2020-01-10 13:00 | 230 | 1 | 10 | 14 | 187229.75 | 187.2297 | 9.0703 | 136848 | 0 | 0 | 0 | 124433 | 124.433 | 0 | -83807.1 | 9.0394 | 142844 | 0 | 0 | 0 | 138472 | 138.472 | 0 | -94608 | 9.0977 | 150887 | 0 | 0 | 0 | 130429 | 130.429 | 0 | -89191.7 | -178.1594 | -178.1903 | -178.132
[20 empty] | 231 | 2020-01-10 14:00 | 231 | 1 | 10 | 15 | 142762.126 | 142.7621 | 9.0703 | 127773 | 0 | 0 | 0 | 115504 | 115.504 | 0 | -79636.5 | 9.0394 | 132445 | 0 | 0 | 0 | 126604 | 126.604 | 0 | -88615.1 | 9.0977 | 138873 | 0 | 0 | 0 | 120176 | 120.176 | 0 | -84122.4 | -133.6918 | -133.7227 | -133.6644
[20 empty] | 232 | 2020-01-10 15:00 | 232 | 1 | 10 | 16 | 54750.672 | 54.7507 | 9.0703 | 137344 | 0 | 0 | 0 | 125002 | 125.002 | 0 | -83634.8 | 9.0394 | 142106 | 0 | 0 | 0 | 136503 | 136.503 | 0 | -93507.7 | 9.0977 | 148846 | 0 | 0 | 0 | 129764 | 129.764 | 0 | -88726 | -45.6804 | -45.7112 | -45.653
[20 empty] | 233 | 2020-01-10 16:00 | 233 | 1 | 10 | 17 | 5085.814 | 5.0858 | 9.0741 | 141944 | 0 | 0 | 0 | 129602 | 129.602 | 0 | -90272.3 | 9.0426 | 148039 | 0 | 0 | 0 | 143003 | 143.003 | 0 | -102068 | 9.1009 | 155345 | 0 | 0 | 0 | 135697 | 135.697 | 0 | -96612.3 | 3.9883 | 3.9568 | 4.0151
[20 empty] | 234 | 2020-01-10 17:00 | 234 | 1 | 10 | 18 | 0 | 0 | 9.0804 | 156543 | 0 | 0 | 0 | 144054 | 144.054 | 0 | -99015.1 | 9.0495 | 163487 | 0 | 0 | 0 | 160163 | 160.163 | 0 | -113130 | 9.1077 | 172652 | 0 | 0 | 0 | 150998 | 150.998 | 0 | -106034 | 9.0804 | 9.0495 | 9.1077
[20 empty] | 235 | 2020-01-10 18:00 | 235 | 1 | 10 | 19 | 0 | 0 | 9.0804 | 159639 | 0 | 0 | 0 | 147150 | 147.15 | 0 | -105083 | 9.0495 | 167558 | 0 | 0 | 0 | 165123 | 165.123 | 0 | -120657 | 9.1077 | 177611 | 0 | 0 | 0 | 155069 | 155.069 | 0 | -112851 | 9.0804 | 9.0495 | 9.1077
[20 empty] | 236 | 2020-01-10 19:00 | 236 | 1 | 10 | 20 | 0 | 0 | 9.0804 | 167356 | 0 | 0 | 0 | 154867 | 154.867 | 0 | -111830 | 9.0495 | 175823 | 0 | 0 | 0 | 174442 | 174.442 | 0 | -128739 | 9.1077 | 186931 | 0 | 0 | 0 | 163335 | 163.335 | 0 | -119971 | 9.0804 | 9.0495 | 9.1077
[20 empty] | 237 | 2020-01-10 20:00 | 237 | 1 | 10 | 21 | 0 | 0 | 9.0804 | 179177 | 0 | 0 | 0 | 166615 | 166.615 | 0 | -120198 | 9.0495 | 188800 | 0 | 0 | 0 | 188922 | 188.922 | 0 | -139710 | 9.1077 | 201484 | 0 | 0 | 0 | 176238 | 176.238 | 0 | -129597 | 9.0804 | 9.0495 | 9.1077
[20 empty] | 238 | 2020-01-10 21:00 | 238 | 1 | 10 | 22 | 0 | 0 | 9.0804 | 186596 | 0 | 0 | 0 | 173960 | 173.96 | 0 | -128491 | 9.0495 | 198100 | 0 | 0 | 0 | 199554 | 199.554 | 0 | -150930 | 9.1077 | 212189 | 0 | 0 | 0 | 185464 | 185.464 | 0 | -139541 | 9.0804 | 9.0495 | 9.1077
[20 empty] | 239 | 2020-01-10 22:00 | 239 | 1 | 10 | 23 | 0 | 0 | 9.0804 | 194639 | 0 | 0 | 0 | 182004 | 182.004 | 0 | -134860 | 9.0495 | 207804 | 0 | 0 | 0 | 210459 | 210.459 | 0 | -159572 | 9.1077 | 223094 | 0 | 0 | 0 | 195169 | 195.169 | 0 | -147246 | 9.0804 | 9.0495 | 9.1077
[20 empty] | 240 | 2020-01-10 23:00 | 240 | 1 | 10 | 24 | 0 | 0 | 9.0804 | 200613 | 0 | 0 | 0 | 188051 | 188.051 | 0 | -139603 | 9.0495 | 214763 | 0 | 0 | 0 | 218414 | 218.414 | 0 | -165532 | 9.1082 | 230976 | 0 | 0 | 0 | 202201 | 202.201 | 0 | -152661 | 9.0804 | 9.0495 | 9.1082
[20 empty] | 241 | 2020-01-11 | 241 | 1 | 11 | 1 | 0 | 0 | 8.6198 | 208206 | 0 | 0 | 0 | 195644 | 195.644 | 0 | -146656 | 8.591 | 223880 | 0 | 0 | 0 | 229301 | 229.301 | 0 | -173527 | 8.6538 | 241863 | 0 | 0 | 0 | 211318 | 211.318 | 0 | -160369 | 8.6198 | 8.591 | 8.6538
[20 empty] | 242 | 2020-01-11 01:00 | 242 | 1 | 11 | 2 | 0 | 0 | 8.6198 | 215987 | 0 | 0 | 0 | 203425 | 203.425 | 0 | -153144 | 8.596 | 233130 | 0 | 0 | 0 | 237534 | 237.534 | 0 | -180555 | 8.6592 | 250096 | 0 | 0 | 0 | 220568 | 220.568 | 0 | -167031 | 8.6198 | 8.596 | 8.6592
[20 empty] | 243 | 2020-01-11 02:00 | 243 | 1 | 11 | 3 | 0 | 0 | 8.6198 | 215702 | 0 | 0 | 0 | 203287 | 203.287 | 0 | -156287 | 8.6001 | 231860 | 0 | 0 | 0 | 235644 | 235.644 | 0 | -182427 | 8.663 | 248060 | 0 | 0 | 0 | 219445 | 219.445 | 0 | -169395 | 8.6198 | 8.6001 | 8.663
[20 empty] | 244 | 2020-01-11 03:00 | 244 | 1 | 11 | 4 | 0 | 0 | 8.6223 | 231759 | 0 | 0 | 0 | 219270 | 219.27 | 0 | -164149 | 8.6055 | 247724 | 0 | 0 | 0 | 252283 | 252.283 | 0 | -191418 | 8.6687 | 264771 | 0 | 0 | 0 | 235235 | 235.235 | 0 | -177889 | 8.6223 | 8.6055 | 8.6687
[20 empty] | 245 | 2020-01-11 04:00 | 245 | 1 | 11 | 5 | 0 | 0 | 18.5497 | 858838 | 2.7199 | 9.2803 | 0 | 846350 | 846.35 | 20783.8 | -738075 | 20.7099 | 910842 | 3.5074 | 11.9674 | 0 | 959072 | 959.072 | 32454.7 | -851942 | 22.6209 | 971560 | 4.2472 | 14.4915 | 0 | 898353 | 898.353 | 26801.8 | -795259 | 18.5497 | 20.7099 | 22.6209
[20 empty] | 246 | 2020-01-11 05:00 | 246 | 1 | 11 | 6 | 0 | 0 | 27.6262 | 845066 | 6.5683 | 22.4111 | 0 | 832650 | 832.65 | 50191.2 | -722061 | 30.0556 | 894468 | 7.8996 | 26.9535 | 0 | 940044 | 940.044 | 72085.3 | -829775 | 32.862 | 952459 | 9.4335 | 32.1872 | 0 | 882052 | 882.052 | 60364.1 | -776156 | 27.6262 | 30.0556 | 32.862
[20 empty] | 247 | 2020-01-11 06:00 | 247 | 1 | 11 | 7 | 0 | 0 | 30.8658 | 867683 | 7.5168 | 25.6474 | 0 | 832905 | 832.905 | 57439.1 | -721950 | 33.468 | 916932 | 9.008 | 30.7353 | 0 | 940035 | 940.035 | 81586.5 | -829572 | 36.3557 | 974813 | 10.6769 | 36.4296 | 0 | 882154 | 882.154 | 68833.7 | -775987 | 30.8658 | 33.468 | 36.3557
[20 empty] | 248 | 2020-01-11 07:00 | 248 | 1 | 11 | 8 | 2046.427 | 2.0464 | 102.889 | 1021860 | 1.3735 | 4.6862 | 0 | 937370 | 937.37 | 10495.2 | -828188 | 104.141 | 1070640 | 1.4765 | 5.0379 | 0 | 1045750 | 1045.75 | 12085.7 | -941070 | 105.502 | 1130240 | 1.5816 | 5.3965 | 0 | 986154 | 986.154 | 11282.7 | -884943 | 100.8426 | 102.0946 | 103.4556
[20 empty] | 249 | 2020-01-11 08:00 | 249 | 1 | 11 | 9 | 66499.757 | 66.4998 | 136.224 | 1107210 | 1.3938 | 4.7555 | 0 | 1022940 | 1022.94 | 10650.4 | -922404 | 136.982 | 1156550 | 1.497 | 5.1076 | 0 | 1134450 | 1134.45 | 12244.4 | -1042240 | 137.882 | 1218720 | 1.6024 | 5.4673 | 0 | 1072290 | 1072.29 | 11438.9 | -982604 | 69.7242 | 70.4822 | 71.3822
[20 empty] | 250 | 2020-01-11 09:00 | 250 | 1 | 11 | 10 | 133498.449 | 133.4984 | 141.327 | 1082770 | 1.3943 | 4.7573 | 0 | 1023500 | 1023.5 | 10654.3 | -920967 | 142.075 | 1132110 | 1.4975 | 5.1095 | 0 | 1135150 | 1135.15 | 12248.9 | -1040800 | 143.113 | 1194420 | 1.603 | 5.4693 | 0 | 1072850 | 1072.85 | 11443.1 | -981167 | 7.8286 | 8.5766 | 9.6146
[20 empty] | 251 | 2020-01-11 10:00 | 251 | 1 | 11 | 11 | 180564.216 | 180.5642 | 142.304 | 1083230 | 1.3935 | 4.7547 | 0 | 1023970 | 1023.97 | 10648.5 | -918805 | 143.221 | 1132500 | 1.4967 | 5.1067 | 0 | 1135650 | 1135.65 | 12242.2 | -1038640 | 144.369 | 1194920 | 1.6021 | 5.4663 | 0 | 1073240 | 1073.24 | 11436.8 | -979005 | -38.2602 | -37.3432 | -36.1952
[20 empty] | 252 | 2020-01-11 11:00 | 252 | 1 | 11 | 12 | 152357.85 | 152.3579 | 122.9 | 1125050 | 1.3938 | 4.7556 | 0 | 998386 | 998.386 | 10650.4 | -897994 | 123.905 | 1175310 | 1.497 | 5.1077 | 0 | 1110960 | 1110.96 | 12244.5 | -1017830 | 125.11 | 1237620 | 1.6024 | 5.4674 | 0 | 1048650 | 1048.65 | 11439 | -958192 | -29.4579 | -28.4529 | -27.2479
[20 empty] | 253 | 2020-01-11 12:00 | 253 | 1 | 11 | 13 | 155659.99 | 155.66 | 146.293 | 1119820 | 1.3938 | 4.7556 | 0 | 993161 | 993.161 | 10650.4 | -889331 | 147.352 | 1170170 | 1.497 | 5.1077 | 0 | 1104870 | 1104.87 | 12244.5 | -1007980 | 148.608 | 1231530 | 1.6024 | 5.4673 | 0 | 1043510 | 1043.51 | 11438.9 | -949529 | -9.367 | -8.308 | -7.052
[20 empty] | 254 | 2020-01-11 13:00 | 254 | 1 | 11 | 14 | 93787.116 | 93.7871 | 98.1233 | 1091880 | 1.3935 | 4.7547 | 0 | 995280 | 995.28 | 10648.5 | -888814 | 99.2025 | 1140070 | 1.4967 | 5.1067 | 0 | 1098670 | 1098.67 | 12242.2 | -998597 | 100.458 | 1195270 | 1.6021 | 5.4663 | 0 | 1043470 | 1043.47 | 11436.8 | -946872 | 4.3362 | 5.4154 | 6.6709
[20 empty] | 255 | 2020-01-11 14:00 | 255 | 1 | 11 | 15 | 88247.136 | 88.2471 | 93.3219 | 1058720 | 1.3946 | 4.7582 | 0 | 1000190 | 1000.19 | 10656.4 | -900284 | 94.3824 | 1098200 | 1.4978 | 5.1105 | 0 | 1085440 | 1085.44 | 12251.3 | -990796 | 95.6139 | 1143970 | 1.6033 | 5.4704 | 0 | 1039670 | 1039.67 | 11445.3 | -949038 | 5.0748 | 6.1353 | 7.3668
[20 empty] | 256 | 2020-01-11 15:00 | 256 | 1 | 11 | 16 | 51150.184 | 51.1502 | 78.3376 | 1064110 | 1.3943 | 4.7574 | 0 | 1005580 | 1005.58 | 10654.5 | -900365 | 79.4522 | 1100960 | 1.4975 | 5.1096 | 0 | 1087360 | 1087.36 | 12249.2 | -986819 | 80.7233 | 1145890 | 1.603 | 5.4694 | 0 | 1042430 | 1042.43 | 11443.4 | -946417 | 27.1874 | 28.302 | 29.5731
[20 empty] | 257 | 2020-01-11 16:00 | 257 | 1 | 11 | 17 | 1632.833 | 1.6328 | 77.1957 | 1038700 | 1.3935 | 4.7548 | 0 | 1005020 | 1005.02 | 10648.6 | -899888 | 78.2277 | 1073840 | 1.4967 | 5.1068 | 0 | 1082200 | 1082.2 | 12242.4 | -981393 | 79.4347 | 1115870 | 1.6021 | 5.4664 | 0 | 1040160 | 1040.16 | 11437 | -944037 | 75.5629 | 76.5949 | 77.8019
[20 empty] | 258 | 2020-01-11 17:00 | 258 | 1 | 11 | 18 | 0 | 0 | 14.6733 | 33751.1 | 0 | 0 | 0 | 0 | 0 | 0 | 0 | 14.6733 | 33751.1 | 0 | 0 | 0 | 0 | 0 | 0 | 0 | 14.6733 | 33751.1 | 0 | 0 | 0 | 0 | 0 | 0 | 0 | 14.6733 | 14.6733 | 14.6733
[20 empty] | 259 | 2020-01-11 18:00 | 259 | 1 | 11 | 19 | 0 | 0 | 13.7561 | 33751.1 | 0 | 0 | 0 | 0 | 0 | 0 | 0 | 13.7561 | 33751.1 | 0 | 0 | 0 | 0 | 0 | 0 | 0 | 13.7561 | 33751.1 | 0 | 0 | 0 | 0 | 0 | 0 | 0 | 13.7561 | 13.7561 | 13.7561
[20 empty] | 260 | 2020-01-11 19:00 | 260 | 1 | 11 | 20 | 0 | 0 | 10.3718 | 33751.1 | 0 | 0 | 0 | 0 | 0 | 0 | 0 | 10.3718 | 33751.1 | 0 | 0 | 0 | 0 | 0 | 0 | 0 | 10.3718 | 33751.1 | 0 | 0 | 0 | 0 | 0 | 0 | 0 | 10.3718 | 10.3718 | 10.3718
[20 empty] | 261 | 2020-01-11 20:00 | 261 | 1 | 11 | 21 | 0 | 0 | 8.8603 | 11388.9 | 0 | 0 | 0 | 0 | 0 | 0 | 0 | 8.8603 | 11388.9 | 0 | 0 | 0 | 0 | 0 | 0 | 0 | 8.8603 | 11388.9 | 0 | 0 | 0 | 0 | 0 | 0 | 0 | 8.8603 | 8.8603 | 8.8603
[20 empty] | 262 | 2020-01-11 21:00 | 262 | 1 | 11 | 22 | 0 | 0 | 7.3488 | 11462.2 | 0 | 0 | 0 | 0 | 0 | 0 | 0 | 7.3488 | 11462.2 | 0 | 0 | 0 | 0 | 0 | 0 | 0 | 7.3488 | 11462.2 | 0 | 0 | 0 | 0 | 0 | 0 | 0 | 7.3488 | 7.3488 | 7.3488
[20 empty] | 263 | 2020-01-11 22:00 | 263 | 1 | 11 | 23 | 0 | 0 | 7.3488 | 11462.2 | 0 | 0 | 0 | 0 | 0 | 0 | 0 | 7.3488 | 11462.2 | 0 | 0 | 0 | 0 | 0 | 0 | 0 | 7.3488 | 11462.2 | 0 | 0 | 0 | 0 | 0 | 0 | 0 | 7.3488 | 7.3488 | 7.3488
[20 empty] | 264 | 2020-01-11 23:00 | 264 | 1 | 11 | 24 | 0 | 0 | 7.3488 | 11388.9 | 0 | 0 | 0 | 0 | 0 | 0 | 0 | 7.3488 | 11388.9 | 0 | 0 | 0 | 0 | 0 | 0 | 0 | 7.3488 | 11388.9 | 0 | 0 | 0 | 0 | 0 | 0 | 0 | 7.3488 | 7.3488 | 7.3488
[20 empty] | 265 | 2020-01-12 | 265 | 1 | 12 | 1 | 0 | 0 | 7.3488 | 11388.9 | 0 | 0 | 0 | 0 | 0 | 0 | 0 | 7.3488 | 11388.9 | 0 | 0 | 0 | 0 | 0 | 0 | 0 | 7.3488 | 11388.9 | 0 | 0 | 0 | 0 | 0 | 0 | 0 | 7.3488 | 7.3488 | 7.3488
[20 empty] | 266 | 2020-01-12 01:00 | 266 | 1 | 12 | 2 | 0 | 0 | 7.3488 | 11388.9 | 0 | 0 | 0 | 0 | 0 | 0 | 0 | 7.3488 | 11388.9 | 0 | 0 | 0 | 0 | 0 | 0 | 0 | 7.3488 | 11388.9 | 0 | 0 | 0 | 0 | 0 | 0 | 0 | 7.3488 | 7.3488 | 7.3488
[20 empty] | 267 | 2020-01-12 02:00 | 267 | 1 | 12 | 3 | 0 | 0 | 7.3488 | 11388.9 | 0 | 0 | 0 | 0 | 0 | 0 | 0 | 7.3488 | 11388.9 | 0 | 0 | 0 | 0 | 0 | 0 | 0 | 7.3488 | 11388.9 | 0 | 0 | 0 | 0 | 0 | 0 | 0 | 7.3488 | 7.3488 | 7.3488
[20 empty] | 268 | 2020-01-12 03:00 | 268 | 1 | 12 | 4 | 0 | 0 | 8.6198 | 11388.9 | 0 | 0 | 0 | 0 | 0 | 0 | -118.22 | 7.3488 | 11388.9 | 0 | 0 | 0 | 0 | 0 | 0 | 0 | 7.3488 | 11388.9 | 0 | 0 | 0 | 0 | 0 | 0 | 0 | 8.6198 | 7.3488 | 7.3488
[20 empty] | 269 | 2020-01-12 04:00 | 269 | 1 | 12 | 5 | 0 | 0 | 29.0435 | 888715 | 9.1143 | 31.0978 | 0 | 877326 | 877.326 | 69645.7 | -697287 | 31.6374 | 935356 | 10.5866 | 36.1215 | 0 | 985085 | 985.085 | 92855.9 | -802024 | 34.4372 | 996474 | 12.1517 | 41.4616 | 0 | 923967 | 923.967 | 80896.8 | -748255 | 29.0435 | 31.6374 | 34.4372
[20 empty] | 270 | 2020-01-12 05:00 | 270 | 1 | 12 | 6 | 0 | 0 | 34.6027 | 807081 | 13.1131 | 44.7419 | 0 | 795692 | 795.692 | 100202 | -684288 | 38.0873 | 855224 | 15.4675 | 52.7751 | 0 | 894624 | 894.624 | 137217 | -782240 | 41.8076 | 906012 | 17.9571 | 61.2696 | 0 | 843835 | 843.835 | 118194 | -736110 | 34.6027 | 38.0873 | 41.8076
[20 empty] | 271 | 2020-01-12 06:00 | 271 | 1 | 12 | 7 | 0 | 0 | 37.6663 | 827615 | 14.0174 | 47.8274 | 0 | 793864 | 793.864 | 107113 | -683961 | 41.2525 | 869618 | 16.4821 | 56.2369 | 0 | 878641 | 878.641 | 145059 | -768109 | 44.9721 | 912393 | 18.9833 | 64.771 | 0 | 835867 | 835.867 | 125946 | -729865 | 37.6663 | 41.2525 | 44.9721
[20 empty] | 272 | 2020-01-12 07:00 | 272 | 1 | 12 | 8 | 0 | 0 | 100.375 | 934492 | 0.90564 | 3.0901 | 0 | 851031 | 851.031 | 6920.38 | -740729 | 101.629 | 977532 | 1.0074 | 3.4371 | 0 | 943927 | 943.927 | 8492.86 | -834323 | 102.989 | 1027390 | 1.1114 | 3.7922 | 0 | 894071 | 894.071 | 7697.63 | -788981 | 100.375 | 101.629 | 102.989
[20 empty] | 273 | 2020-01-12 08:00 | 273 | 1 | 12 | 9 | 57724.116 | 57.7241 | 137.256 | 1075010 | 1.3941 | 4.7566 | 0 | 991621 | 991.621 | 10652.6 | -888196 | 138.248 | 1108530 | 1.4973 | 5.1087 | 0 | 1071950 | 1071.95 | 12247 | -973125 | 139.372 | 1155330 | 1.6027 | 5.4685 | 0 | 1025150 | 1025.15 | 11441.3 | -930427 | 79.5319 | 80.5239 | 81.6479
[20 empty] | 274 | 2020-01-12 09:00 | 274 | 1 | 12 | 10 | 120157.491 | 120.1575 | 142.558 | 1017380 | 1.3956 | 4.7618 | 0 | 958780 | 958.78 | 10664.3 | -849963 | 143.263 | 1051260 | 1.4989 | 5.1143 | 0 | 1040190 | 1040.19 | 12260.4 | -934342 | 144.118 | 1098790 | 1.6045 | 5.4745 | 0 | 992653 | 992.653 | 11453.8 | -891292 | 22.4005 | 23.1055 | 23.9605
[20 empty] | 275 | 2020-01-12 10:00 | 275 | 1 | 12 | 11 | 170347.826 | 170.3478 | 143.22 | 1008680 | 1.3938 | 4.7557 | 0 | 949931 | 949.931 | 10650.8 | -838976 | 143.913 | 1044250 | 1.497 | 5.1078 | 0 | 1033780 | 1033.78 | 12244.9 | -925858 | 144.93 | 1092530 | 1.6024 | 5.4675 | 0 | 985504 | 985.504 | 11439.4 | -882009 | -27.1278 | -26.4348 | -25.4178
[20 empty] | 276 | 2020-01-12 11:00 | 276 | 1 | 12 | 12 | 194065.26 | 194.0653 | 123.62 | 1038460 | 1.3948 | 4.7592 | 0 | 911802 | 911.802 | 10658.6 | -805634 | 124.427 | 1073080 | 1.4981 | 5.1116 | 0 | 991559 | 991.559 | 12253.8 | -887362 | 125.482 | 1118220 | 1.6036 | 5.4715 | 0 | 946418 | 946.418 | 11447.7 | -846559 | -70.4453 | -69.6383 | -68.5833
[20 empty] | 277 | 2020-01-12 12:00 | 277 | 1 | 12 | 13 | 196008.387 | 196.0084 | 146.782 | 1000410 | 1.3854 | 4.727 | 0 | 873748 | 873.748 | 10586.4 | -764201 | 147.638 | 1032700 | 1.4886 | 5.079 | 0 | 944375 | 944.375 | 12180.2 | -835592 | 148.7 | 1071030 | 1.594 | 5.4386 | 0 | 906038 | 906.038 | 11374.8 | -801866 | -49.2264 | -48.3704 | -47.3084
[20 empty] | 278 | 2020-01-12 13:00 | 278 | 1 | 12 | 14 | 178647.51 | 178.6475 | 98.7295 | 965007 | 1.3849 | 4.7252 | 0 | 869179 | 869.179 | 10582.5 | -759325 | 99.51 | 996562 | 1.488 | 5.0772 | 0 | 939510 | 939.51 | 12175.7 | -830164 | 100.551 | 1035340 | 1.5934 | 5.4366 | 0 | 900734 | 900.734 | 11370.6 | -796173 | -79.918 | -79.1375 | -78.0965
[20 empty] | 279 | 2020-01-12 14:00 | 279 | 1 | 12 | 15 | 137381.068 | 137.3811 | 93.8304 | 941316 | 1.3859 | 4.7287 | 0 | 882786 | 882.786 | 10590.3 | -774756 | 94.5995 | 971120 | 1.4891 | 5.0809 | 0 | 951151 | 951.151 | 12184.7 | -843851 | 95.6418 | 1009680 | 1.5946 | 5.4407 | 0 | 912590 | 912.59 | 11379 | -810048 | -43.5507 | -42.7816 | -41.7393
[20 empty] | 280 | 2020-01-12 15:00 | 280 | 1 | 12 | 16 | 74282.653 | 74.2827 | 78.6187 | 957258 | 1.3944 | 4.7576 | 0 | 898728 | 898.728 | 10654.9 | -789396 | 79.5693 | 987823 | 1.4976 | 5.1098 | 0 | 968592 | 968.592 | 12249.6 | -860336 | 80.7352 | 1027120 | 1.6031 | 5.4696 | 0 | 929293 | 929.293 | 11443.7 | -825828 | 4.336 | 5.2866 | 6.4525
[20 empty] | 281 | 2020-01-12 16:00 | 281 | 1 | 12 | 17 | 5438.722 | 5.4387 | 77.571 | 929994 | 1.3933 | 4.754 | 0 | 896316 | 896.316 | 10647 | -787072 | 78.6676 | 959410 | 1.4965 | 5.106 | 0 | 965874 | 965.874 | 12240.5 | -857653 | 79.8697 | 999551 | 1.6019 | 5.4656 | 0 | 925732 | 925.732 | 11435.3 | -822296 | 72.1323 | 73.2289 | 74.431
[20 empty] | 282 | 2020-01-12 17:00 | 282 | 1 | 12 | 18 | 0 | 0 | 14.6733 | 33677.8 | 0 | 0 | 0 | 0 | 0 | 0 | 0 | 14.6733 | 33677.8 | 0 | 0 | 0 | 0 | 0 | 0 | 0 | 14.6733 | 33677.8 | 0 | 0 | 0 | 0 | 0 | 0 | 0 | 14.6733 | 14.6733 | 14.6733
[20 empty] | 283 | 2020-01-12 18:00 | 283 | 1 | 12 | 19 | 0 | 0 | 13.7561 | 33531.1 | 0 | 0 | 0 | 0 | 0 | 0 | 0 | 13.7561 | 33531.1 | 0 | 0 | 0 | 0 | 0 | 0 | 0 | 13.7561 | 33531.1 | 0 | 0 | 0 | 0 | 0 | 0 | 0 | 13.7561 | 13.7561 | 13.7561
[20 empty] | 284 | 2020-01-12 19:00 | 284 | 1 | 12 | 20 | 0 | 0 | 10.3718 | 33531.1 | 0 | 0 | 0 | 0 | 0 | 0 | 0 | 10.3718 | 33531.1 | 0 | 0 | 0 | 0 | 0 | 0 | 0 | 10.3718 | 33531.1 | 0 | 0 | 0 | 0 | 0 | 0 | 0 | 10.3718 | 10.3718 | 10.3718
[20 empty] | 285 | 2020-01-12 20:00 | 285 | 1 | 12 | 21 | 0 | 0 | 8.8603 | 11168.9 | 0 | 0 | 0 | 0 | 0 | 0 | 0 | 8.8603 | 11168.9 | 0 | 0 | 0 | 0 | 0 | 0 | 0 | 8.8603 | 11168.9 | 0 | 0 | 0 | 0 | 0 | 0 | 0 | 8.8603 | 8.8603 | 8.8603
[20 empty] | 286 | 2020-01-12 21:00 | 286 | 1 | 12 | 22 | 0 | 0 | 7.3488 | 11168.9 | 0 | 0 | 0 | 0 | 0 | 0 | 0 | 7.3488 | 11168.9 | 0 | 0 | 0 | 0 | 0 | 0 | 0 | 7.3488 | 11168.9 | 0 | 0 | 0 | 0 | 0 | 0 | 0 | 7.3488 | 7.3488 | 7.3488
[20 empty] | 287 | 2020-01-12 22:00 | 287 | 1 | 12 | 23 | 0 | 0 | 7.3488 | 11168.9 | 0 | 0 | 0 | 0 | 0 | 0 | 0 | 7.3488 | 11168.9 | 0 | 0 | 0 | 0 | 0 | 0 | 0 | 7.3488 | 11168.9 | 0 | 0 | 0 | 0 | 0 | 0 | 0 | 7.3488 | 7.3488 | 7.3488
[20 empty] | 288 | 2020-01-12 23:00 | 288 | 1 | 12 | 24 | 0 | 0 | 7.3488 | 11315.6 | 0 | 0 | 0 | 0 | 0 | 0 | 0 | 7.3488 | 11315.6 | 0 | 0 | 0 | 0 | 0 | 0 | 0 | 7.3488 | 11315.6 | 0 | 0 | 0 | 0 | 0 | 0 | 0 | 7.3488 | 7.3488 | 7.3488
[20 empty] | 289 | 2020-01-13 | 289 | 1 | 13 | 1 | 0 | 0 | 7.3488 | 11315.6 | 0 | 0 | 0 | 0 | 0 | 0 | 0 | 7.3488 | 11315.6 | 0 | 0 | 0 | 0 | 0 | 0 | 0 | 7.3488 | 11315.6 | 0 | 0 | 0 | 0 | 0 | 0 | 0 | 7.3488 | 7.3488 | 7.3488
[20 empty] | 290 | 2020-01-13 01:00 | 290 | 1 | 13 | 2 | 0 | 0 | 7.3488 | 11315.6 | 0 | 0 | 0 | 0 | 0 | 0 | 0 | 7.3488 | 11315.6 | 0 | 0 | 0 | 0 | 0 | 0 | 0 | 7.3488 | 11315.6 | 0 | 0 | 0 | 0 | 0 | 0 | 0 | 7.3488 | 7.3488 | 7.3488
[20 empty] | 291 | 2020-01-13 02:00 | 291 | 1 | 13 | 3 | 0 | 0 | 7.3488 | 11388.9 | 0 | 0 | 0 | 0 | 0 | 0 | 0 | 7.3488 | 11388.9 | 0 | 0 | 0 | 0 | 0 | 0 | 0 | 7.3488 | 11388.9 | 0 | 0 | 0 | 0 | 0 | 0 | 0 | 7.3488 | 7.3488 | 7.3488
[20 empty] | 292 | 2020-01-13 03:00 | 292 | 1 | 13 | 4 | 0 | 0 | 7.3488 | 11388.9 | 0 | 0 | 0 | 0 | 0 | 0 | 0 | 7.3488 | 11388.9 | 0 | 0 | 0 | 0 | 0 | 0 | 0 | 7.3488 | 11388.9 | 0 | 0 | 0 | 0 | 0 | 0 | 0 | 7.3488 | 7.3488 | 7.3488
[20 empty] | 293 | 2020-01-13 04:00 | 293 | 1 | 13 | 5 | 0 | 0 | 33.4139 | 878262 | 13.4477 | 45.8836 | 0 | 866874 | 866.874 | 102760 | -680878 | 36.1172 | 912226 | 15.0447 | 51.3325 | 0 | 949917 | 949.917 | 127161 | -764277 | 38.929 | 961306 | 16.6411 | 56.7794 | 0 | 900837 | 900.837 | 114963 | -722882 | 33.4139 | 36.1172 | 38.929
[20 empty] | 294 | 2020-01-13 05:00 | 294 | 1 | 13 | 6 | 0 | 0 | 38.4254 | 775920 | 16.9942 | 57.9842 | 0 | 764311 | 764.311 | 129859 | -649778 | 41.8251 | 811986 | 19.287 | 65.8072 | 0 | 843252 | 843.252 | 165323 | -726592 | 45.3869 | 854860 | 21.6351 | 73.819 | 0 | 800377 | 800.377 | 147380 | -688872 | 38.4254 | 41.8251 | 45.3869
[20 empty] | 295 | 2020-01-13 06:00 | 295 | 1 | 13 | 7 | 0 | 0 | 40.9887 | 775908 | 17.4421 | 59.5124 | 0 | 741863 | 741.863 | 133282 | -632101 | 44.4093 | 809724 | 19.7592 | 67.4184 | 0 | 813993 | 813.993 | 168956 | -702083 | 47.9678 | 848037 | 22.1106 | 75.4414 | 0 | 775680 | 775.68 | 150988 | -668568 | 40.9887 | 44.4093 | 47.9678
[20 empty] | 296 | 2020-01-13 07:00 | 296 | 1 | 13 | 8 | 0 | 0 | 99.8477 | 864499 | 0.87416 | 2.9826 | 0 | 780744 | 780.744 | 6679.83 | -670845 | 101.021 | 907489 | 0.97106 | 3.3133 | 0 | 875089 | 875.089 | 8179 | -763602 | 102.296 | 958843 | 1.0703 | 3.652 | 0 | 823734 | 823.734 | 7420.29 | -717142 | 99.8477 | 101.021 | 102.296
[20 empty] | 297 | 2020-01-13 08:00 | 297 | 1 | 13 | 9 | 23829.734 | 23.8297 | 136.333 | 1032410 | 1.3848 | 4.7251 | 0 | 948430 | 948.43 | 10582.2 | -837046 | 137.151 | 1076650 | 1.488 | 5.077 | 0 | 1049420 | 1049.42 | 12175.4 | -942175 | 138.106 | 1133390 | 1.5934 | 5.4365 | 0 | 992675 | 992.675 | 11370.3 | -889311 | 112.5033 | 113.3213 | 114.2763
[20 empty] | 298 | 2020-01-13 09:00 | 298 | 1 | 13 | 10 | 84685.548 | 84.6855 | 142.192 | 967795 | 1.393 | 4.753 | 0 | 908605 | 908.605 | 10644.6 | -797624 | 142.973 | 1011880 | 1.4962 | 5.1049 | 0 | 1006900 | 1006.9 | 12237.8 | -898684 | 144.037 | 1066090 | 1.6015 | 5.4644 | 0 | 952693 | 952.693 | 11432.7 | -848519 | 57.5065 | 58.2875 | 59.3515
[20 empty] | 299 | 2020-01-13 10:00 | 299 | 1 | 13 | 11 | 69489.614 | 69.4896 | 143.112 | 952790 | 1.3935 | 4.7547 | 0 | 893600 | 893.6 | 10648.5 | -783734 | 143.762 | 995789 | 1.4967 | 5.1067 | 0 | 990700 | 990.7 | 12242.3 | -883047 | 144.715 | 1049890 | 1.6021 | 5.4664 | 0 | 936599 | 936.599 | 11436.9 | -833053 | 73.6224 | 74.2724 | 75.2254
[20 empty] | 300 | 2020-01-13 11:00 | 300 | 1 | 13 | 12 | 116834.139 | 116.8341 | 123.452 | 1005410 | 1.3928 | 4.7521 | 0 | 878752 | 878.752 | 10642.6 | -767177 | 124.221 | 1047160 | 1.4959 | 5.1039 | 0 | 973998 | 973.998 | 12235.5 | -864033 | 125.267 | 1100660 | 1.6012 | 5.4633 | 0 | 920499 | 920.499 | 11430.6 | -814809 | 6.6179 | 7.3869 | 8.4329
[20 empty] | 301 | 2020-01-13 12:00 | 301 | 1 | 13 | 13 | 104649.087 | 104.6491 | 146.603 | 957693 | 1.3927 | 4.7521 | 0 | 831035 | 831.035 | 10642.5 | -719686 | 147.445 | 997126 | 1.4959 | 5.1039 | 0 | 919319 | 919.319 | 12235.4 | -807983 | 148.596 | 1045980 | 1.6012 | 5.4633 | 0 | 870467 | 870.467 | 11430.5 | -763682 | 41.9539 | 42.7959 | 43.9469
[20 empty] | 302 | 2020-01-13 13:00 | 302 | 1 | 13 | 14 | 42414.111 | 42.4141 | 98.0218 | 922324 | 1.3853 | 4.7268 | 0 | 824441 | 824.441 | 10585.9 | -714077 | 99.0126 | 957868 | 1.4885 | 5.0788 | 0 | 905461 | 905.461 | 12179.7 | -794800 | 100.205 | 1003340 | 1.5939 | 5.4384 | 0 | 859985 | 859.985 | 11374.3 | -753960 | 55.6077 | 56.5985 | 57.7909
[20 empty] | 303 | 2020-01-13 14:00 | 303 | 1 | 13 | 15 | 94062.917 | 94.0629 | 93.0692 | 899867 | 1.3938 | 4.7556 | 0 | 840603 | 840.603 | 10650.4 | -731687 | 94.0868 | 930529 | 1.497 | 5.1076 | 0 | 911438 | 911.438 | 12244.4 | -802358 | 95.294 | 970701 | 1.6024 | 5.4673 | 0 | 871266 | 871.266 | 11438.9 | -766876 | -0.99372 | 0.023883 | 1.2311
[20 empty] | 304 | 2020-01-13 15:00 | 304 | 1 | 13 | 16 | 45557.199 | 45.5572 | 78.0372 | 934408 | 1.3935 | 4.7547 | 0 | 874998 | 874.998 | 10648.4 | -761697 | 79.129 | 964671 | 1.4967 | 5.1067 | 0 | 946539 | 946.539 | 12242.1 | -833711 | 80.386 | 1005950 | 1.6021 | 5.4663 | 0 | 905261 | 905.261 | 11436.8 | -797329 | 32.48 | 33.5718 | 34.8288
[20 empty] | 305 | 2020-01-13 16:00 | 305 | 1 | 13 | 17 | 1811.616 | 1.8116 | 76.7968 | 915817 | 1.3935 | 4.7547 | 0 | 881259 | 881.259 | 10648.4 | -771110 | 77.8003 | 948510 | 1.4967 | 5.1067 | 0 | 957637 | 957.637 | 12242.1 | -848400 | 79.0137 | 992194 | 1.6021 | 5.4663 | 0 | 913952 | 913.952 | 11436.8 | -809345 | 74.9852 | 75.9887 | 77.2021
[20 empty] | 306 | 2020-01-13 17:00 | 306 | 1 | 13 | 18 | 0 | 0 | 14.6733 | 34777.9 | 0 | 0 | 0 | 0 | 0 | 0 | 0 | 14.6733 | 34777.9 | 0 | 0 | 0 | 0 | 0 | 0 | 0 | 14.6733 | 34777.9 | 0 | 0 | 0 | 0 | 0 | 0 | 0 | 14.6733 | 14.6733 | 14.6733
[20 empty] | 307 | 2020-01-13 18:00 | 307 | 1 | 13 | 19 | 0 | 0 | 13.7561 | 34851.3 | 0 | 0 | 0 | 0 | 0 | 0 | 0 | 13.7561 | 34851.3 | 0 | 0 | 0 | 0 | 0 | 0 | 0 | 13.7561 | 34851.3 | 0 | 0 | 0 | 0 | 0 | 0 | 0 | 13.7561 | 13.7561 | 13.7561
[20 empty] | 308 | 2020-01-13 19:00 | 308 | 1 | 13 | 20 | 0 | 0 | 10.3718 | 34851.3 | 0 | 0 | 0 | 0 | 0 | 0 | 0 | 10.3718 | 34851.3 | 0 | 0 | 0 | 0 | 0 | 0 | 0 | 10.3718 | 34851.3 | 0 | 0 | 0 | 0 | 0 | 0 | 0 | 10.3718 | 10.3718 | 10.3718
[20 empty] | 309 | 2020-01-13 20:00 | 309 | 1 | 13 | 21 | 0 | 0 | 8.8603 | 12562.1 | 0 | 0 | 0 | 0 | 0 | 0 | 0 | 8.8603 | 12562.1 | 0 | 0 | 0 | 0 | 0 | 0 | 0 | 8.8603 | 12562.1 | 0 | 0 | 0 | 0 | 0 | 0 | 0 | 8.8603 | 8.8603 | 8.8603
[20 empty] | 310 | 2020-01-13 21:00 | 310 | 1 | 13 | 22 | 0 | 0 | 7.3488 | 12562.1 | 0 | 0 | 0 | 0 | 0 | 0 | 0 | 7.3488 | 12562.1 | 0 | 0 | 0 | 0 | 0 | 0 | 0 | 7.3488 | 12562.1 | 0 | 0 | 0 | 0 | 0 | 0 | 0 | 7.3488 | 7.3488 | 7.3488
[20 empty] | 311 | 2020-01-13 22:00 | 311 | 1 | 13 | 23 | 0 | 0 | 7.3488 | 12562.1 | 0 | 0 | 0 | 0 | 0 | 0 | 0 | 7.3488 | 12562.1 | 0 | 0 | 0 | 0 | 0 | 0 | 0 | 7.3488 | 12562.1 | 0 | 0 | 0 | 0 | 0 | 0 | 0 | 7.3488 | 7.3488 | 7.3488
[20 empty] | 312 | 2020-01-13 23:00 | 312 | 1 | 13 | 24 | 0 | 0 | 7.3488 | 12562.1 | 0 | 0 | 0 | 0 | 0 | 0 | 0 | 7.3488 | 12562.1 | 0 | 0 | 0 | 0 | 0 | 0 | 0 | 7.3488 | 12562.1 | 0 | 0 | 0 | 0 | 0 | 0 | 0 | 7.3488 | 7.3488 | 7.3488
[20 empty] | 313 | 2020-01-14 | 313 | 1 | 14 | 1 | 0 | 0 | 7.3488 | 12562.1 | 0 | 0 | 0 | 0 | 0 | 0 | 0 | 7.3488 | 12562.1 | 0 | 0 | 0 | 0 | 0 | 0 | 0 | 7.3488 | 12562.1 | 0 | 0 | 0 | 0 | 0 | 0 | 0 | 7.3488 | 7.3488 | 7.3488
[20 empty] | 314 | 2020-01-14 01:00 | 314 | 1 | 14 | 2 | 0 | 0 | 7.3488 | 12562.1 | 0 | 0 | 0 | 0 | 0 | 0 | 0 | 7.3488 | 12562.1 | 0 | 0 | 0 | 0 | 0 | 0 | 0 | 7.3488 | 12562.1 | 0 | 0 | 0 | 0 | 0 | 0 | 0 | 7.3488 | 7.3488 | 7.3488
[20 empty] | 315 | 2020-01-14 02:00 | 315 | 1 | 14 | 3 | 0 | 0 | 7.3488 | 12562.1 | 0 | 0 | 0 | 0 | 0 | 0 | 0 | 7.3488 | 12562.1 | 0 | 0 | 0 | 0 | 0 | 0 | 0 | 7.3488 | 12562.1 | 0 | 0 | 0 | 0 | 0 | 0 | 0 | 7.3488 | 7.3488 | 7.3488
[20 empty] | 316 | 2020-01-14 03:00 | 316 | 1 | 14 | 4 | 0 | 0 | 7.3488 | 12562.1 | 0 | 0 | 0 | 0 | 0 | 0 | 0 | 7.3488 | 12562.1 | 0 | 0 | 0 | 0 | 0 | 0 | 0 | 7.3488 | 12562.1 | 0 | 0 | 0 | 0 | 0 | 0 | 0 | 7.3488 | 7.3488 | 7.3488
[20 empty] | 317 | 2020-01-14 04:00 | 317 | 1 | 14 | 5 | 0 | 0 | 33.527 | 891491 | 13.7284 | 46.8413 | 0 | 878928 | 878.928 | 104904 | -686621 | 36.0551 | 932551 | 15.1486 | 51.687 | 0 | 975375 | 975.375 | 126494 | -784186 | 38.6732 | 987937 | 16.5537 | 56.4812 | 0 | 919989 | 919.989 | 115756 | -736395 | 33.527 | 36.0551 | 38.6732
[20 empty] | 318 | 2020-01-14 05:00 | 318 | 1 | 14 | 6 | 0 | 0 | 38.7417 | 795718 | 17.4199 | 59.4367 | 0 | 783156 | 783.156 | 133113 | -671640 | 42.0694 | 839307 | 19.6387 | 67.0072 | 0 | 874572 | 874.572 | 167292 | -761540 | 45.5352 | 887134 | 21.8929 | 74.6986 | 0 | 826745 | 826.745 | 150067 | -718593 | 38.7417 | 42.0694 | 45.5352
[20 empty] | 319 | 2020-01-14 06:00 | 319 | 1 | 14 | 7 | 0 | 0 | 41.4221 | 805410 | 17.96 | 61.2795 | 0 | 770485 | 770.485 | 137240 | -660831 | 44.7754 | 842556 | 20.2117 | 68.9623 | 0 | 850629 | 850.629 | 171795 | -739520 | 48.2524 | 885554 | 22.4821 | 76.7089 | 0 | 807632 | 807.632 | 154446 | -701249 | 41.4221 | 44.7754 | 48.2524
[20 empty] | 320 | 2020-01-14 07:00 | 320 | 1 | 14 | 8 | 1495.433 | 1.4954 | 99.8188 | 920348 | 0.87416 | 2.9826 | 0 | 835713 | 835.713 | 6679.77 | -724656 | 101.005 | 971253 | 0.97106 | 3.3132 | 0 | 946389 | 946.389 | 8178.94 | -835716 | 102.301 | 1031020 | 1.0703 | 3.652 | 0 | 886618 | 886.618 | 7420.23 | -780338 | 98.3234 | 99.5096 | 100.8056
[20 empty] | 321 | 2020-01-14 08:00 | 321 | 1 | 14 | 9 | 60571.326 | 60.5713 | 136.049 | 1070390 | 1.3859 | 4.7286 | 0 | 986053 | 986.053 | 10589.9 | -886490 | 136.771 | 1121680 | 1.4891 | 5.0807 | 0 | 1100790 | 1100.79 | 12184.3 | -1008180 | 137.647 | 1185140 | 1.5945 | 5.4405 | 0 | 1037340 | 1037.34 | 11378.6 | -947318 | 75.4777 | 76.1997 | 77.0757
[20 empty] | 322 | 2020-01-14 09:00 | 322 | 1 | 14 | 10 | 122793.835 | 122.7938 | 141.351 | 981863 | 1.394 | 4.7565 | 0 | 922673 | 922.673 | 10652.4 | -819775 | 142.109 | 1028940 | 1.4972 | 5.1086 | 0 | 1028170 | 1028.17 | 12246.8 | -929148 | 143.141 | 1087360 | 1.6027 | 5.4684 | 0 | 969754 | 969.754 | 11441.1 | -874097 | 18.5572 | 19.3152 | 20.3472
[20 empty] | 323 | 2020-01-14 10:00 | 323 | 1 | 14 | 11 | 166251.042 | 166.251 | 142.24 | 966886 | 1.3935 | 4.7547 | 0 | 907696 | 907.696 | 10648.6 | -798193 | 143.165 | 1012220 | 1.4967 | 5.1068 | 0 | 1009850 | 1009.85 | 12242.3 | -903299 | 144.313 | 1069040 | 1.6021 | 5.4664 | 0 | 953031 | 953.031 | 11436.9 | -850340 | -24.011 | -23.086 | -21.938
[20 empty] | 324 | 2020-01-14 11:00 | 324 | 1 | 14 | 12 | 186649.702 | 186.6497 | 122.812 | 988579 | 1.3938 | 4.7556 | 0 | 861920 | 861.92 | 10650.6 | -756416 | 123.794 | 1029960 | 1.497 | 5.1077 | 0 | 954039 | 954.039 | 12244.6 | -849761 | 124.992 | 1080700 | 1.6024 | 5.4674 | 0 | 903305 | 903.305 | 11439.1 | -803113 | -63.8377 | -62.8557 | -61.6577
[20 empty] | 325 | 2020-01-14 12:00 | 325 | 1 | 14 | 13 | 188559.769 | 188.5598 | 145.991 | 922090 | 1.3807 | 4.711 | 0 | 795431 | 795.431 | 10550.6 | -687789 | 147.034 | 959187 | 1.4839 | 5.0631 | 0 | 879396 | 879.396 | 12144.6 | -770781 | 148.267 | 1006050 | 1.5893 | 5.4228 | 0 | 832528 | 832.528 | 11339.1 | -728539 | -42.5688 | -41.5258 | -40.2928
[20 empty] | 326 | 2020-01-14 13:00 | 326 | 1 | 14 | 14 | 170567.27 | 170.5673 | 97.5626 | 885633 | 1.3496 | 4.6048 | 0 | 788887 | 788.887 | 10312.6 | -679190 | 98.6305 | 919805 | 1.4527 | 4.9568 | 0 | 866909 | 866.909 | 11906.4 | -756011 | 99.8663 | 963654 | 1.5581 | 5.3164 | 0 | 823060 | 823.06 | 11101 | -716902 | -73.0047 | -71.9368 | -70.701
[20 empty] | 327 | 2020-01-14 14:00 | 327 | 1 | 14 | 15 | 129891.779 | 129.8918 | 92.8075 | 864946 | 1.3768 | 4.6977 | 0 | 806123 | 806.123 | 10520.9 | -697745 | 93.8758 | 896171 | 1.48 | 5.0499 | 0 | 877809 | 877.809 | 12115.3 | -768610 | 95.1005 | 936633 | 1.5855 | 5.4097 | 0 | 837348 | 837.348 | 11309.6 | -732814 | -37.0843 | -36.016 | -34.7913
[20 empty] | 328 | 2020-01-14 15:00 | 328 | 1 | 14 | 16 | 69442.992 | 69.443 | 78.001 | 897673 | 1.3854 | 4.7269 | 0 | 838776 | 838.776 | 10586.2 | -726973 | 79.0944 | 928600 | 1.4886 | 5.0789 | 0 | 911201 | 911.201 | 12180 | -799218 | 80.3621 | 970098 | 1.5939 | 5.4386 | 0 | 869703 | 869.703 | 11374.6 | -762515 | 8.558 | 9.6514 | 10.9191
[20 empty] | 329 | 2020-01-14 16:00 | 329 | 1 | 14 | 17 | 5569.492 | 5.5695 | 76.8648 | 873863 | 1.3936 | 4.7548 | 0 | 839818 | 839.818 | 10648.7 | -729751 | 77.873 | 906338 | 1.4967 | 5.1068 | 0 | 914981 | 914.981 | 12242.5 | -804808 | 79.0593 | 949025 | 1.6021 | 5.4664 | 0 | 872293 | 872.293 | 11437.1 | -766811 | 71.2953 | 72.3035 | 73.4898
[20 empty] | 330 | 2020-01-14 17:00 | 330 | 1 | 14 | 18 | 0 | 0 | 14.6733 | 34117.8 | 0 | 0 | 0 | 0 | 0 | 0 | 0 | 14.6733 | 34117.8 | 0 | 0 | 0 | 0 | 0 | 0 | 0 | 14.6733 | 34117.8 | 0 | 0 | 0 | 0 | 0 | 0 | 0 | 14.6733 | 14.6733 | 14.6733
[20 empty] | 331 | 2020-01-14 18:00 | 331 | 1 | 14 | 19 | 0 | 0 | 13.7561 | 34117.8 | 0 | 0 | 0 | 0 | 0 | 0 | 0 | 13.7561 | 34117.8 | 0 | 0 | 0 | 0 | 0 | 0 | 0 | 13.7561 | 34117.8 | 0 | 0 | 0 | 0 | 0 | 0 | 0 | 13.7561 | 13.7561 | 13.7561
[20 empty] | 332 | 2020-01-14 19:00 | 332 | 1 | 14 | 20 | 0 | 0 | 10.3718 | 34117.8 | 0 | 0 | 0 | 0 | 0 | 0 | 0 | 10.3718 | 34117.8 | 0 | 0 | 0 | 0 | 0 | 0 | 0 | 10.3718 | 34117.8 | 0 | 0 | 0 | 0 | 0 | 0 | 0 | 10.3718 | 10.3718 | 10.3718
[20 empty] | 333 | 2020-01-14 20:00 | 333 | 1 | 14 | 21 | 0 | 0 | 8.8603 | 11755.5 | 0 | 0 | 0 | 0 | 0 | 0 | 0 | 8.8603 | 11755.5 | 0 | 0 | 0 | 0 | 0 | 0 | 0 | 8.8603 | 11755.5 | 0 | 0 | 0 | 0 | 0 | 0 | 0 | 8.8603 | 8.8603 | 8.8603
[20 empty] | 334 | 2020-01-14 21:00 | 334 | 1 | 14 | 22 | 0 | 0 | 7.3488 | 11755.5 | 0 | 0 | 0 | 0 | 0 | 0 | 0 | 7.3488 | 11755.5 | 0 | 0 | 0 | 0 | 0 | 0 | 0 | 7.3488 | 11755.5 | 0 | 0 | 0 | 0 | 0 | 0 | 0 | 7.3488 | 7.3488 | 7.3488
[20 empty] | 335 | 2020-01-14 22:00 | 335 | 1 | 14 | 23 | 0 | 0 | 7.3488 | 11755.5 | 0 | 0 | 0 | 0 | 0 | 0 | 0 | 7.3488 | 11755.5 | 0 | 0 | 0 | 0 | 0 | 0 | 0 | 7.3488 | 11755.5 | 0 | 0 | 0 | 0 | 0 | 0 | 0 | 7.3488 | 7.3488 | 7.3488
[20 empty] | 336 | 2020-01-14 23:00 | 336 | 1 | 14 | 24 | 0 | 0 | 7.3488 | 11755.5 | 0 | 0 | 0 | 0 | 0 | 0 | 0 | 7.3488 | 11755.5 | 0 | 0 | 0 | 0 | 0 | 0 | 0 | 7.3488 | 11755.5 | 0 | 0 | 0 | 0 | 0 | 0 | 0 | 7.3488 | 7.3488 | 7.3488
[20 empty] | 337 | 2020-01-15 | 337 | 1 | 15 | 1 | 0 | 0 | 7.3488 | 11902.2 | 0 | 0 | 0 | 0 | 0 | 0 | 0 | 7.3488 | 11902.2 | 0 | 0 | 0 | 0 | 0 | 0 | 0 | 7.3488 | 11902.2 | 0 | 0 | 0 | 0 | 0 | 0 | 0 | 7.3488 | 7.3488 | 7.3488
[20 empty] | 338 | 2020-01-15 01:00 | 338 | 1 | 15 | 2 | 0 | 0 | 7.3488 | 11902.2 | 0 | 0 | 0 | 0 | 0 | 0 | 0 | 7.3488 | 11902.2 | 0 | 0 | 0 | 0 | 0 | 0 | 0 | 7.3488 | 11902.2 | 0 | 0 | 0 | 0 | 0 | 0 | 0 | 7.3488 | 7.3488 | 7.3488
[20 empty] | 339 | 2020-01-15 02:00 | 339 | 1 | 15 | 3 | 0 | 0 | 7.3488 | 11975.5 | 0 | 0 | 0 | 0 | 0 | 0 | 0 | 7.3488 | 11975.5 | 0 | 0 | 0 | 0 | 0 | 0 | 0 | 7.3488 | 11975.5 | 0 | 0 | 0 | 0 | 0 | 0 | 0 | 7.3488 | 7.3488 | 7.3488
[20 empty] | 340 | 2020-01-15 03:00 | 340 | 1 | 15 | 4 | 0 | 0 | 7.3488 | 11902.2 | 0 | 0 | 0 | 0 | 0 | 0 | 0 | 7.3488 | 11902.2 | 0 | 0 | 0 | 0 | 0 | 0 | 0 | 7.3488 | 11902.2 | 0 | 0 | 0 | 0 | 0 | 0 | 0 | 7.3488 | 7.3488 | 7.3488
[20 empty] | 341 | 2020-01-15 04:00 | 341 | 1 | 15 | 5 | 0 | 0 | 35.1574 | 874977 | 15.2788 | 52.1313 | 0 | 863075 | 863.075 | 116751 | -673149 | 37.8144 | 909953 | 16.831 | 57.4274 | 0 | 947182 | 947.182 | 140376 | -757653 | 40.5646 | 959084 | 18.3705 | 62.6801 | 0 | 898051 | 898.051 | 128613 | -716267 | 35.1574 | 37.8144 | 40.5646
[20 empty] | 342 | 2020-01-15 05:00 | 342 | 1 | 15 | 6 | 0 | 0 | 40.0884 | 759782 | 18.7109 | 63.8416 | 0 | 747880 | 747.88 | 142977 | -638083 | 43.427 | 793891 | 20.9486 | 71.4766 | 0 | 823211 | 823.211 | 177510 | -711143 | 46.917 | 835113 | 23.23 | 79.2608 | 0 | 781988 | 781.988 | 160077 | -674882 | 40.0884 | 43.427 | 46.917
[20 empty] | 343 | 2020-01-15 06:00 | 343 | 1 | 15 | 7 | 0 | 0 | 42.561 | 758781 | 19.0722 | 65.0743 | 0 | 724443 | 724.443 | 145738 | -615262 | 45.9027 | 791139 | 21.3153 | 72.7278 | 0 | 795151 | 795.151 | 180337 | -683426 | 49.3922 | 829489 | 23.6 | 80.5232 | 0 | 756801 | 756.801 | 162879 | -649945 | 42.561 | 45.9027 | 49.3922
[20 empty] | 344 | 2020-01-15 07:00 | 344 | 1 | 15 | 8 | 109.911 | 0.10991 | 99.9307 | 863488 | 0.87416 | 2.9826 | 0 | 779440 | 779.44 | 6679.84 | -669131 | 101.144 | 909822 | 0.97106 | 3.3133 | 0 | 880547 | 880.547 | 8179 | -768569 | 102.468 | 964595 | 1.0703 | 3.652 | 0 | 825774 | 825.774 | 7420.3 | -718689 | 99.8208 | 101.0341 | 102.3581
[20 empty] | 345 | 2020-01-15 08:00 | 345 | 1 | 15 | 9 | 17155.751 | 17.1558 | 137.411 | 1007530 | 1.3854 | 4.7268 | 0 | 923556 | 923.556 | 10586.1 | -817491 | 138.533 | 1055230 | 1.4885 | 5.0789 | 0 | 1029500 | 1029.5 | 12179.9 | -927147 | 139.765 | 1113480 | 1.5939 | 5.4385 | 0 | 971252 | 971.252 | 11374.5 | -872486 | 120.2552 | 121.3772 | 122.6092
[20 empty] | 346 | 2020-01-15 09:00 | 346 | 1 | 15 | 10 | 8388.753 | 8.3888 | 141.275 | 930840 | 1.3854 | 4.7268 | 0 | 871650 | 871.65 | 10586.1 | -760423 | 142.016 | 977944 | 1.4885 | 5.0789 | 0 | 976632 | 976.632 | 12179.9 | -867159 | 143.04 | 1035820 | 1.5939 | 5.4385 | 0 | 918754 | 918.754 | 11374.5 | -813380 | 132.8862 | 133.6272 | 134.6512
[20 empty] | 347 | 2020-01-15 10:00 | 347 | 1 | 15 | 11 | 2825.471 | 2.8255 | 141.822 | 894435 | 1.3477 | 4.5982 | 0 | 835392 | 835.392 | 10298 | -728380 | 142.753 | 939008 | 1.4508 | 4.9502 | 0 | 933429 | 933.429 | 11891.8 | -826945 | 143.907 | 992473 | 1.5562 | 5.3099 | 0 | 879965 | 879.965 | 11086.4 | -777669 | 138.9965 | 139.9275 | 141.0815
[20 empty] | 348 | 2020-01-15 11:00 | 348 | 1 | 15 | 12 | 11938.764 | 11.9388 | 122.616 | 915164 | 1.3477 | 4.5983 | 0 | 788505 | 788.505 | 10298.1 | -683404 | 123.542 | 954690 | 1.4508 | 4.9503 | 0 | 876179 | 876.179 | 11891.8 | -770149 | 124.712 | 1002840 | 1.5562 | 5.3099 | 0 | 828031 | 828.031 | 11086.4 | -726449 | 110.6772 | 111.6032 | 112.7732
[20 empty] | 349 | 2020-01-15 12:00 | 349 | 1 | 15 | 13 | 83873.54 | 83.8735 | 145.859 | 843563 | 1.3207 | 4.5061 | 0 | 716904 | 716.904 | 10091.8 | -611305 | 146.799 | 879136 | 1.4238 | 4.858 | 0 | 796062 | 796.062 | 11684.9 | -687693 | 147.965 | 922721 | 1.5292 | 5.2175 | 0 | 752477 | 752.477 | 10879.8 | -648937 | 61.9855 | 62.9255 | 64.0915
[20 empty] | 350 | 2020-01-15 13:00 | 350 | 1 | 15 | 14 | 133294.082 | 133.2941 | 97.4032 | 806701 | 1.3156 | 4.489 | 0 | 710380 | 710.38 | 10053.3 | -602864 | 98.4307 | 838162 | 1.4188 | 4.841 | 0 | 781278 | 781.278 | 11647.1 | -670931 | 99.6464 | 877599 | 1.5242 | 5.2006 | 0 | 741841 | 741.841 | 10841.7 | -636379 | -35.8909 | -34.8634 | -33.6477
[20 empty] | 351 | 2020-01-15 14:00 | 351 | 1 | 15 | 15 | 100708.425 | 100.7084 | 92.4863 | 781326 | 1.3264 | 4.5255 | 0 | 722650 | 722.65 | 10135.3 | -616293 | 93.533 | 807562 | 1.4295 | 4.8775 | 0 | 781433 | 781.433 | 11728.8 | -672829 | 94.7504 | 840110 | 1.5349 | 5.2371 | 0 | 748885 | 748.885 | 10923.5 | -644875 | -8.2221 | -7.1754 | -5.958
[20 empty] | 352 | 2020-01-15 15:00 | 352 | 1 | 15 | 16 | 47216.09 | 47.2161 | 77.5194 | 804376 | 1.3322 | 4.5454 | 0 | 745699 | 745.699 | 10179.8 | -636995 | 78.6351 | 827475 | 1.4354 | 4.8974 | 0 | 799759 | 799.759 | 11773.5 | -689191 | 79.9017 | 858436 | 1.5408 | 5.257 | 0 | 768798 | 768.798 | 10968.1 | -662965 | 30.3033 | 31.419 | 32.6856
[20 empty] | 353 | 2020-01-15 16:00 | 353 | 1 | 15 | 17 | 2352.82 | 2.3528 | 76.4415 | 784542 | 1.3696 | 4.6732 | 0 | 750718 | 750.718 | 10465.9 | -642076 | 77.4545 | 809011 | 1.4728 | 5.0252 | 0 | 808492 | 808.492 | 12059.7 | -698026 | 78.6742 | 842317 | 1.5782 | 5.3849 | 0 | 775187 | 775.187 | 11254.3 | -669474 | 74.0887 | 75.1017 | 76.3214
[20 empty] | 354 | 2020-01-15 17:00 | 354 | 1 | 15 | 18 | 0 | 0 | 14.6733 | 33971.1 | 0 | 0 | 0 | 0 | 0 | 0 | 0 | 14.6733 | 33971.1 | 0 | 0 | 0 | 0 | 0 | 0 | 0 | 14.6733 | 33971.1 | 0 | 0 | 0 | 0 | 0 | 0 | 0 | 14.6733 | 14.6733 | 14.6733
[20 empty] | 355 | 2020-01-15 18:00 | 355 | 1 | 15 | 19 | 0 | 0 | 13.7561 | 34044.5 | 0 | 0 | 0 | 0 | 0 | 0 | 0 | 13.7561 | 34044.5 | 0 | 0 | 0 | 0 | 0 | 0 | 0 | 13.7561 | 34044.5 | 0 | 0 | 0 | 0 | 0 | 0 | 0 | 13.7561 | 13.7561 | 13.7561
[20 empty] | 356 | 2020-01-15 19:00 | 356 | 1 | 15 | 20 | 0 | 0 | 10.3718 | 34044.5 | 0 | 0 | 0 | 0 | 0 | 0 | 0 | 10.3718 | 34044.5 | 0 | 0 | 0 | 0 | 0 | 0 | 0 | 10.3718 | 34044.5 | 0 | 0 | 0 | 0 | 0 | 0 | 0 | 10.3718 | 10.3718 | 10.3718
[20 empty] | 357 | 2020-01-15 20:00 | 357 | 1 | 15 | 21 | 0 | 0 | 8.8603 | 11682.2 | 0 | 0 | 0 | 0 | 0 | 0 | 0 | 8.8603 | 11682.2 | 0 | 0 | 0 | 0 | 0 | 0 | 0 | 8.8603 | 11682.2 | 0 | 0 | 0 | 0 | 0 | 0 | 0 | 8.8603 | 8.8603 | 8.8603
[20 empty] | 358 | 2020-01-15 21:00 | 358 | 1 | 15 | 22 | 0 | 0 | 7.3488 | 11682.2 | 0 | 0 | 0 | 0 | 0 | 0 | 0 | 7.3488 | 11682.2 | 0 | 0 | 0 | 0 | 0 | 0 | 0 | 7.3488 | 11682.2 | 0 | 0 | 0 | 0 | 0 | 0 | 0 | 7.3488 | 7.3488 | 7.3488
[20 empty] | 359 | 2020-01-15 22:00 | 359 | 1 | 15 | 23 | 0 | 0 | 7.3488 | 11682.2 | 0 | 0 | 0 | 0 | 0 | 0 | 0 | 7.3488 | 11682.2 | 0 | 0 | 0 | 0 | 0 | 0 | 0 | 7.3488 | 11682.2 | 0 | 0 | 0 | 0 | 0 | 0 | 0 | 7.3488 | 7.3488 | 7.3488
[20 empty] | 360 | 2020-01-15 23:00 | 360 | 1 | 15 | 24 | 0 | 0 | 7.3488 | 11682.2 | 0 | 0 | 0 | 0 | 0 | 0 | 0 | 7.3488 | 11682.2 | 0 | 0 | 0 | 0 | 0 | 0 | 0 | 7.3488 | 11682.2 | 0 | 0 | 0 | 0 | 0 | 0 | 0 | 7.3488 | 7.3488 | 7.3488
[20 empty] | 361 | 2020-01-16 | 361 | 1 | 16 | 1 | 0 | 0 | 7.8094 | 11828.9 | 0 | 0 | 0 | 0 | 0 | 0 | 0 | 7.8094 | 11828.9 | 0 | 0 | 0 | 0 | 0 | 0 | 0 | 7.8094 | 11828.9 | 0 | 0 | 0 | 0 | 0 | 0 | 0 | 7.8094 | 7.8094 | 7.8094
[20 empty] | 362 | 2020-01-16 01:00 | 362 | 1 | 16 | 2 | 0 | 0 | 7.8094 | 11828.9 | 0 | 0 | 0 | 0 | 0 | 0 | 0 | 7.8094 | 11828.9 | 0 | 0 | 0 | 0 | 0 | 0 | 0 | 7.8094 | 11828.9 | 0 | 0 | 0 | 0 | 0 | 0 | 0 | 7.8094 | 7.8094 | 7.8094
[20 empty] | 363 | 2020-01-16 02:00 | 363 | 1 | 16 | 3 | 0 | 0 | 7.8094 | 11755.5 | 0 | 0 | 0 | 0 | 0 | 0 | 0 | 7.8094 | 11755.5 | 0 | 0 | 0 | 0 | 0 | 0 | 0 | 7.8094 | 11755.5 | 0 | 0 | 0 | 0 | 0 | 0 | 0 | 7.8094 | 7.8094 | 7.8094
[20 empty] | 364 | 2020-01-16 03:00 | 364 | 1 | 16 | 4 | 0 | 0 | 7.8094 | 11755.5 | 0 | 0 | 0 | 0 | 0 | 0 | 0 | 7.8094 | 11755.5 | 0 | 0 | 0 | 0 | 0 | 0 | 0 | 7.8094 | 11755.5 | 0 | 0 | 0 | 0 | 0 | 0 | 0 | 7.8094 | 7.8094 | 7.8094
[20 empty] | 365 | 2020-01-16 04:00 | 365 | 1 | 16 | 5 | 0 | 0 | 7.8094 | 11755.5 | 0 | 0 | 0 | 0 | 0 | 0 | 0 | 7.8094 | 11755.5 | 0 | 0 | 0 | 0 | 0 | 0 | 0 | 7.8094 | 11755.5 | 0 | 0 | 0 | 0 | 0 | 0 | 0 | 7.8094 | 7.8094 | 7.8094
[20 empty] | 366 | 2020-01-16 05:00 | 366 | 1 | 16 | 6 | 0 | 0 | 7.8094 | 11755.5 | 0 | 0 | 0 | 0 | 0 | 0 | 0 | 7.8094 | 11755.5 | 0 | 0 | 0 | 0 | 0 | 0 | 0 | 7.8094 | 11755.5 | 0 | 0 | 0 | 0 | 0 | 0 | 0 | 7.8094 | 7.8094 | 7.8094
[20 empty] | 367 | 2020-01-16 06:00 | 367 | 1 | 16 | 7 | 0 | 0 | 7.8094 | 11755.5 | 0 | 0 | 0 | 0 | 0 | 0 | 0 | 7.8094 | 11755.5 | 0 | 0 | 0 | 0 | 0 | 0 | 0 | 7.8094 | 11755.5 | 0 | 0 | 0 | 0 | 0 | 0 | 0 | 7.8094 | 7.8094 | 7.8094
[20 empty] | 368 | 2020-01-16 07:00 | 368 | 1 | 16 | 8 | 2511.03 | 2.511 | 7.8094 | 11755.5 | 0 | 0 | 0 | 0 | 0 | 0 | 0 | 7.8094 | 11755.5 | 0 | 0 | 0 | 0 | 0 | 0 | 0 | 7.8094 | 11755.5 | 0 | 0 | 0 | 0 | 0 | 0 | 0 | 5.2983 | 5.2983 | 5.2983
[20 empty] | 369 | 2020-01-16 08:00 | 369 | 1 | 16 | 9 | 67271.58 | 67.2716 | 7.8048 | 11535.5 | 0 | 0 | 0 | 0 | 0 | 0 | 0 | 7.8039 | 11535.5 | 0 | 0 | 0 | 0 | 0 | 0 | 0 | 7.8031 | 11535.5 | 0 | 0 | 0 | 0 | 0 | 0 | 0 | -59.4668 | -59.4677 | -59.4685
[20 empty] | 370 | 2020-01-16 09:00 | 370 | 1 | 16 | 10 | 134040.052 | 134.0401 | 7.7999 | 11242.2 | 0 | 0 | 0 | 0 | 0 | 0 | 0 | 7.7993 | 11242.2 | 0 | 0 | 0 | 0 | 0 | 0 | 0 | 7.7993 | 11242.2 | 0 | 0 | 0 | 0 | 0 | 0 | 0 | -126.2401 | -126.2407 | -126.2407
[20 empty] | 371 | 2020-01-16 10:00 | 371 | 1 | 16 | 11 | 180636.063 | 180.6361 | 7.7995 | 11242.2 | 0 | 0 | 0 | 0 | 0 | 0 | 0 | 7.7993 | 11242.2 | 0 | 0 | 0 | 0 | 0 | 0 | 0 | 7.7993 | 11242.2 | 0 | 0 | 0 | 0 | 0 | 0 | 0 | -172.8366 | -172.8367 | -172.8367
[20 empty] | 372 | 2020-01-16 11:00 | 372 | 1 | 16 | 12 | 203023.517 | 203.0235 | 7.7993 | 11022.3 | 0 | 0 | 0 | 0 | 0 | 0 | 0 | 7.7993 | 11022.3 | 0 | 0 | 0 | 0 | 0 | 0 | 0 | 7.7993 | 11022.3 | 0 | 0 | 0 | 0 | 0 | 0 | 0 | -195.2242 | -195.2242 | -195.2242
[20 empty] | 373 | 2020-01-16 12:00 | 373 | 1 | 16 | 13 | 203465.873 | 203.4659 | 7.7993 | 10802.3 | 0 | 0 | 0 | 0 | 0 | 0 | 0 | 7.7993 | 10802.3 | 0 | 0 | 0 | 0 | 0 | 0 | 0 | 7.7993 | 10802.3 | 0 | 0 | 0 | 0 | 0 | 0 | 0 | -195.6666 | -195.6666 | -195.6666
[20 empty] | 374 | 2020-01-16 13:00 | 374 | 1 | 16 | 14 | 181580.972 | 181.581 | 7.7993 | 10802.3 | 0 | 0 | 0 | 0 | 0 | 0 | 0 | 7.7993 | 10802.3 | 0 | 0 | 0 | 0 | 0 | 0 | 0 | 7.7993 | 10802.3 | 0 | 0 | 0 | 0 | 0 | 0 | 0 | -173.7817 | -173.7817 | -173.7817
[20 empty] | 375 | 2020-01-16 14:00 | 375 | 1 | 16 | 15 | 139604.946 | 139.6049 | 7.7993 | 11022.3 | 0 | 0 | 0 | 0 | 0 | 0 | 0 | 7.7993 | 11022.3 | 0 | 0 | 0 | 0 | 0 | 0 | 0 | 7.7993 | 11022.3 | 0 | 0 | 0 | 0 | 0 | 0 | 0 | -131.8056 | -131.8056 | -131.8056
[20 empty] | 376 | 2020-01-16 15:00 | 376 | 1 | 16 | 16 | 76482.68 | 76.4827 | 7.7993 | 11168.9 | 0 | 0 | 0 | 0 | 0 | 0 | 0 | 7.7993 | 11168.9 | 0 | 0 | 0 | 0 | 0 | 0 | 0 | 7.7993 | 11168.9 | 0 | 0 | 0 | 0 | 0 | 0 | 0 | -68.6834 | -68.6834 | -68.6834
[20 empty] | 377 | 2020-01-16 16:00 | 377 | 1 | 16 | 17 | 5026.29 | 5.0263 | 7.8022 | 11168.9 | 0 | 0 | 0 | 0 | 0 | 0 | 0 | 7.8015 | 11168.9 | 0 | 0 | 0 | 0 | 0 | 0 | 0 | 7.8014 | 11168.9 | 0 | 0 | 0 | 0 | 0 | 0 | 0 | 2.7759 | 2.7752 | 2.7752
[20 empty] | 378 | 2020-01-16 17:00 | 378 | 1 | 16 | 18 | 0 | 0 | 7.8094 | 11755.5 | 0 | 0 | 0 | 0 | 0 | 0 | 0 | 7.8094 | 11755.5 | 0 | 0 | 0 | 0 | 0 | 0 | 0 | 7.8094 | 11755.5 | 0 | 0 | 0 | 0 | 0 | 0 | 0 | 7.8094 | 7.8094 | 7.8094
[20 empty] | 379 | 2020-01-16 18:00 | 379 | 1 | 16 | 19 | 0 | 0 | 7.8094 | 11828.9 | 0 | 0 | 0 | 0 | 0 | 0 | 0 | 7.8094 | 11828.9 | 0 | 0 | 0 | 0 | 0 | 0 | 0 | 7.8094 | 11828.9 | 0 | 0 | 0 | 0 | 0 | 0 | 0 | 7.8094 | 7.8094 | 7.8094
[20 empty] | 380 | 2020-01-16 19:00 | 380 | 1 | 16 | 20 | 0 | 0 | 7.8094 | 11828.9 | 0 | 0 | 0 | 0 | 0 | 0 | 0 | 7.8094 | 11828.9 | 0 | 0 | 0 | 0 | 0 | 0 | -265.856 | 9.1077 | 11828.9 | 0 | 0 | 0 | 0 | 0 | 0 | 0 | 7.8094 | 7.8094 | 9.1077
[20 empty] | 381 | 2020-01-16 20:00 | 381 | 1 | 16 | 21 | 0 | 0 | 7.8094 | 12195.5 | 0 | 0 | 0 | 0 | 0 | 0 | 0 | 9.0495 | 12195.5 | 0 | 0 | 0 | 0 | 0 | 0 | -962.219 | 9.1077 | 12195.5 | 0 | 0 | 0 | 0 | 0 | 0 | -403.502 | 7.8094 | 9.0495 | 9.1077
[20 empty] | 382 | 2020-01-16 21:00 | 382 | 1 | 16 | 22 | 0 | 0 | 9.0804 | 12342.2 | 0 | 0 | 0 | 0 | 0 | 0 | -335.039 | 9.0495 | 12342.2 | 0 | 0 | 0 | 0 | 0 | 0 | -2079.82 | 9.1077 | 12342.2 | 0 | 0 | 0 | 0 | 0 | 0 | -913.52 | 9.0804 | 9.0495 | 9.1077
[20 empty] | 383 | 2020-01-16 22:00 | 383 | 1 | 16 | 23 | 0 | 0 | 9.0804 | 12342.2 | 0 | 0 | 0 | 0 | 0 | 0 | -680.571 | 9.0495 | 12342.2 | 0 | 0 | 0 | 0 | 0 | 0 | -2874.07 | 9.1077 | 12342.2 | 0 | 0 | 0 | 0 | 0 | 0 | -1737.11 | 9.0804 | 9.0495 | 9.1077
[20 empty] | 384 | 2020-01-16 23:00 | 384 | 1 | 16 | 24 | 0 | 0 | 9.0804 | 12488.8 | 0 | 0 | 0 | 0 | 0 | 0 | -1384.21 | 9.0495 | 12488.8 | 0 | 0 | 0 | 0 | 0 | 0 | -3875.13 | 9.1077 | 12488.8 | 0 | 0 | 0 | 0 | 0 | 0 | -2662.48 | 9.0804 | 9.0495 | 9.1077
[20 empty] | 385 | 2020-01-17 | 385 | 1 | 17 | 1 | 0 | 0 | 9.0804 | 12562.1 | 0 | 0 | 0 | 0 | 0 | 0 | -2209.59 | 9.0495 | 12562.1 | 0 | 0 | 0 | 176902 | 176.902 | 0 | -5446.39 | 9.1077 | 189464 | 0 | 0 | 0 | 0 | 0 | 0 | -3468.18 | 9.0804 | 9.0495 | 9.1077
[20 empty] | 386 | 2020-01-17 01:00 | 386 | 1 | 17 | 2 | 0 | 0 | 9.0804 | 12562.1 | 0 | 0 | 0 | 0 | 0 | 0 | -2882.96 | 9.0495 | 180458 | 0 | 0 | 0 | 33861.8 | 33.8618 | 0 | -7393.45 | 9.1077 | 46423.9 | 0 | 0 | 0 | 167896 | 167.896 | 0 | -4444.1 | 9.0804 | 9.0495 | 9.1077
[20 empty] | 387 | 2020-01-17 02:00 | 387 | 1 | 17 | 3 | 0 | 0 | 9.0804 | 12635.5 | 0 | 0 | 0 | 0 | 0 | 0 | -3578.4 | 9.0495 | 44103.3 | 0 | 0 | 0 | 36214.4 | 36.2144 | 0 | -9417.83 | 9.1077 | 48849.9 | 0 | 0 | 0 | 31467.8 | 31.4678 | 0 | -6260.45 | 9.0804 | 9.0495 | 9.1077
[20 empty] | 388 | 2020-01-17 03:00 | 388 | 1 | 17 | 4 | 0 | 0 | 9.0804 | 183018 | 0 | 0 | 0 | 170382 | 170.382 | 0 | -4718.36 | 9.0495 | 46294.9 | 0 | 0 | 0 | 39189.3 | 39.1893 | 0 | -12125.1 | 9.1077 | 51824.8 | 0 | 0 | 0 | 33659.5 | 33.6595 | 0 | -8145.47 | 9.0804 | 9.0495 | 9.1077
[20 empty] | 389 | 2020-01-17 04:00 | 389 | 1 | 17 | 5 | 0 | 0 | 9.0804 | 45472.7 | 0 | 0 | 0 | 32837.3 | 32.8373 | 0 | -6617.98 | 9.0495 | 48632.8 | 0 | 0 | 0 | 43140.2 | 43.1402 | 0 | -15714.5 | 9.1077 | 55775.7 | 0 | 0 | 0 | 35997.3 | 35.9973 | 0 | -10173.8 | 9.0804 | 9.0495 | 9.1077
[20 empty] | 390 | 2020-01-17 05:00 | 390 | 1 | 17 | 6 | 0 | 0 | 9.0804 | 48656.9 | 0 | 0 | 0 | 35948.1 | 35.9481 | 0 | -9522.35 | 9.0495 | 52806.3 | 0 | 0 | 0 | 48529.6 | 48.5296 | 0 | -20645.7 | 9.1077 | 61238.4 | 0 | 0 | 0 | 40097.5 | 40.0975 | 0 | -14162.3 | 9.0804 | 9.0495 | 9.1077
[20 empty] | 391 | 2020-01-17 06:00 | 391 | 1 | 17 | 7 | 0 | 0 | 9.0804 | 52217.8 | 0 | 0 | 0 | 39509 | 39.509 | 0 | -12600.8 | 9.0495 | 57314.4 | 0 | 0 | 0 | 53856.6 | 53.8566 | 0 | -25053.1 | 9.1077 | 66565.4 | 0 | 0 | 0 | 44605.6 | 44.6056 | 0 | -17954.5 | 9.0804 | 9.0495 | 9.1077
[20 empty] | 392 | 2020-01-17 07:00 | 392 | 1 | 17 | 8 | 0 | 0 | 9.0798 | 55868.9 | 0 | 0 | 0 | 43160.1 | 43.1601 | 0 | -15723.2 | 9.0489 | 61814.1 | 0 | 0 | 0 | 60200 | 60.2 | 0 | -30795.5 | 9.107 | 72908.8 | 0 | 0 | 0 | 49105.3 | 49.1053 | 0 | -21803.3 | 9.0798 | 9.0489 | 9.107
[20 empty] | 393 | 2020-01-17 08:00 | 393 | 1 | 17 | 9 | 12282.487 | 12.2825 | 9.0742 | 57664.1 | 0 | 0 | 0 | 45102 | 45.102 | 0 | -16882.9 | 9.042 | 63238.7 | 0 | 0 | 0 | 61919 | 61.919 | 0 | -30817 | 9.0992 | 74481.1 | 0 | 0 | 0 | 50676.6 | 50.6766 | 0 | -22295.4 | -3.2083 | -3.2405 | -3.1833
[20 empty] | 394 | 2020-01-17 09:00 | 394 | 1 | 17 | 10 | 17430.135 | 17.4301 | 9.0705 | 51061.6 | 0 | 0 | 0 | 38719.4 | 38.7194 | 0 | -17451.5 | 9.0394 | 56020.3 | 0 | 0 | 0 | 53982.9 | 53.9829 | 0 | -30176.5 | 9.0977 | 66325.1 | 0 | 0 | 0 | 43678.1 | 43.6781 | 0 | -22187.4 | -8.3596 | -8.3907 | -8.3324
[20 empty] | 395 | 2020-01-17 10:00 | 395 | 1 | 17 | 11 | 16726.64 | 16.7266 | 9.0717 | 59692.6 | 0 | 0 | 0 | 47350.4 | 47.3504 | 0 | -18862.3 | 9.04 | 64713.1 | 0 | 0 | 0 | 63713.4 | 63.7134 | 0 | -33071 | 9.098 | 76055.6 | 0 | 0 | 0 | 52370.9 | 52.3709 | 0 | -24096.8 | -7.6549 | -7.6866 | -7.6287
[20 empty] | 396 | 2020-01-17 11:00 | 396 | 1 | 17 | 12 | 6102.985 | 6.103 | 9.0711 | 52600.9 | 0 | 0 | 0 | 40478.8 | 40.4788 | 0 | -18788.8 | 9.0398 | 56796.7 | 0 | 0 | 0 | 54819.3 | 54.8193 | 0 | -30369.1 | 9.0977 | 66941.5 | 0 | 0 | 0 | 44674.6 | 44.6746 | 0 | -22715.2 | 2.9681 | 2.9368 | 2.9948
[20 empty] | 397 | 2020-01-17 12:00 | 397 | 1 | 17 | 13 | 15349.419 | 15.3494 | 9.0703 | 56144.3 | 0 | 0 | 0 | 44095.4 | 44.0954 | 0 | -17446.1 | 9.0394 | 58828.5 | 0 | 0 | 0 | 55241.4 | 55.2414 | 0 | -26154.2 | 9.0977 | 67290.2 | 0 | 0 | 0 | 46779.7 | 46.7797 | 0 | -20224.5 | -6.2791 | -6.31 | -6.2517
[20 empty] | 398 | 2020-01-17 13:00 | 398 | 1 | 17 | 14 | 6155.814 | 6.1558 | 9.0703 | 59004 | 0 | 0 | 0 | 46955.1 | 46.9551 | 0 | -18413.5 | 9.0394 | 61556.6 | 0 | 0 | 0 | 57236.7 | 57.2367 | 0 | -27046.6 | 9.0977 | 69285.6 | 0 | 0 | 0 | 49507.8 | 49.5078 | 0 | -21496 | 2.9145 | 2.8836 | 2.9419
[20 empty] | 399 | 2020-01-17 14:00 | 399 | 1 | 17 | 15 | 462.455 | 0.46246 | 9.0703 | 58856 | 0 | 0 | 0 | 46807.1 | 46.8071 | 0 | -17918.5 | 9.0394 | 61631 | 0 | 0 | 0 | 56698.3 | 56.6983 | 0 | -26131.9 | 9.0977 | 68747.1 | 0 | 0 | 0 | 49582.2 | 49.5822 | 0 | -21151.7 | 8.6079 | 8.577 | 8.6352
[20 empty] | 400 | 2020-01-17 15:00 | 400 | 1 | 17 | 16 | 1042.344 | 1.0423 | 9.0703 | 56611.9 | 0 | 0 | 0 | 44636.4 | 44.6364 | 0 | -18356.2 | 9.0394 | 59855.3 | 0 | 0 | 0 | 54556.1 | 54.5561 | 0 | -26802.9 | 9.0977 | 66531.6 | 0 | 0 | 0 | 47879.8 | 47.8798 | 0 | -22005.9 | 8.028 | 7.9971 | 8.0554
[20 empty] | 401 | 2020-01-17 16:00 | 401 | 1 | 17 | 17 | 4956.491 | 4.9565 | 9.0728 | 61078.5 | 0 | 0 | 0 | 49103 | 49.103 | 0 | -20554.4 | 9.0414 | 66642.6 | 0 | 0 | 0 | 61962 | 61.962 | 0 | -32213.2 | 9.0996 | 73937.5 | 0 | 0 | 0 | 54667.1 | 54.6671 | 0 | -26775.1 | 4.1163 | 4.0849 | 4.1431
[20 empty] | 402 | 2020-01-17 17:00 | 402 | 1 | 17 | 18 | 0 | 0 | 9.0804 | 61384.7 | 0 | 0 | 0 | 49482.5 | 49.4825 | 0 | -22989.9 | 9.0495 | 68831.2 | 0 | 0 | 0 | 64496 | 64.496 | 0 | -36079.5 | 9.1077 | 76398.2 | 0 | 0 | 0 | 56929 | 56.929 | 0 | -30421.8 | 9.0804 | 9.0495 | 9.1077
[20 empty] | 403 | 2020-01-17 18:00 | 403 | 1 | 17 | 19 | 0 | 0 | 9.0804 | 64107.6 | 0 | 0 | 0 | 52278.7 | 52.2787 | 0 | -25354.9 | 9.0495 | 72269.5 | 0 | 0 | 0 | 68096.4 | 68.0964 | 0 | -38878.3 | 9.1077 | 79925.2 | 0 | 0 | 0 | 60440.6 | 60.4406 | 0 | -33193.6 | 9.0804 | 9.0495 | 9.1077
[20 empty] | 404 | 2020-01-17 19:00 | 404 | 1 | 17 | 20 | 0 | 0 | 9.0804 | 70152.2 | 0 | 0 | 0 | 58323.4 | 58.3234 | 0 | -28701.3 | 9.0495 | 78594.3 | 0 | 0 | 0 | 74627.9 | 74.6279 | 0 | -42574.1 | 9.1077 | 86456.8 | 0 | 0 | 0 | 66765.5 | 66.7655 | 0 | -36788.6 | 9.0804 | 9.0495 | 9.1077
[20 empty] | 405 | 2020-01-17 20:00 | 405 | 1 | 17 | 21 | 0 | 0 | 9.0804 | 74198.9 | 0 | 0 | 0 | 62370 | 62.37 | 0 | -32184.1 | 9.0495 | 82551.3 | 0 | 0 | 0 | 78667.1 | 78.6671 | 0 | -45930.6 | 9.1077 | 90496 | 0 | 0 | 0 | 70722.5 | 70.7225 | 0 | -40085.4 | 9.0804 | 9.0495 | 9.1077
[20 empty] | 406 | 2020-01-17 21:00 | 406 | 1 | 17 | 22 | 0 | 0 | 9.0804 | 78097.2 | 0 | 0 | 0 | 66268.4 | 66.2684 | 0 | -35451.9 | 9.0495 | 86270.7 | 0 | 0 | 0 | 82615.9 | 82.6159 | 0 | -49298.4 | 9.1077 | 94444.7 | 0 | 0 | 0 | 74441.9 | 74.4419 | 0 | -43212 | 9.0804 | 9.0495 | 9.1077
[20 empty] | 407 | 2020-01-17 22:00 | 407 | 1 | 17 | 23 | 0 | 0 | 9.0804 | 81686.9 | 0 | 0 | 0 | 69858 | 69.858 | 0 | -38440.5 | 9.0495 | 89704.4 | 0 | 0 | 0 | 86385.1 | 86.3851 | 0 | -52457.8 | 9.1077 | 98213.9 | 0 | 0 | 0 | 77875.5 | 77.8755 | 0 | -46070.4 | 9.0804 | 9.0495 | 9.1077
[20 empty] | 408 | 2020-01-17 23:00 | 408 | 1 | 17 | 24 | 0 | 0 | 9.0804 | 81826.9 | 0 | 0 | 0 | 70071.4 | 70.0714 | 0 | -40419.9 | 9.0495 | 89624.9 | 0 | 0 | 0 | 86404.2 | 86.4042 | 0 | -54217.4 | 9.1077 | 98159.7 | 0 | 0 | 0 | 77869.4 | 77.8694 | 0 | -47776.9 | 9.0804 | 9.0495 | 9.1077
[20 empty] | 409 | 2020-01-18 | 409 | 1 | 18 | 1 | 0 | 0 | 9.0804 | 87861.4 | 0 | 0 | 0 | 76105.8 | 76.1058 | 0 | -43884.7 | 9.0495 | 95687.6 | 0 | 0 | 0 | 93495.8 | 93.4958 | 0 | -58902.1 | 9.1077 | 105251 | 0 | 0 | 0 | 83932.1 | 83.9321 | 0 | -51432.7 | 9.0804 | 9.0495 | 9.1077
[20 empty] | 410 | 2020-01-18 01:00 | 410 | 1 | 18 | 2 | 0 | 0 | 9.0804 | 92731.2 | 0 | 0 | 0 | 80975.7 | 80.9757 | 0 | -48265.8 | 9.0495 | 101012 | 0 | 0 | 0 | 99571.5 | 99.5715 | 0 | -64245.9 | 9.1077 | 111327 | 0 | 0 | 0 | 89256 | 89.256 | 0 | -56266.8 | 9.0804 | 9.0495 | 9.1077
[20 empty] | 411 | 2020-01-18 02:00 | 411 | 1 | 18 | 3 | 0 | 0 | 9.0804 | 101711 | 0 | 0 | 0 | 89881.7 | 89.8817 | 0 | -54192.9 | 9.0495 | 110746 | 0 | 0 | 0 | 110550 | 110.55 | 0 | -72151.4 | 9.1077 | 122379 | 0 | 0 | 0 | 98917.1 | 98.9171 | 0 | -62968.4 | 9.0804 | 9.0495 | 9.1077
[20 empty] | 412 | 2020-01-18 03:00 | 412 | 1 | 18 | 4 | 0 | 0 | 9.0804 | 112047 | 0 | 0 | 0 | 100071 | 100.071 | 0 | -61061.5 | 9.0495 | 122043 | 0 | 0 | 0 | 123010 | 123.01 | 0 | -80880.8 | 9.1077 | 134986 | 0 | 0 | 0 | 110067 | 110.067 | 0 | -70736.7 | 9.0804 | 9.0495 | 9.1077
[20 empty] | 413 | 2020-01-18 04:00 | 413 | 1 | 18 | 5 | 0 | 0 | 9.0804 | 113080 | 0 | 0 | 0 | 101104 | 101.104 | 0 | -65410.6 | 9.0495 | 124150 | 0 | 0 | 0 | 125198 | 125.198 | 0 | -86036.8 | 9.1077 | 137174 | 0 | 0 | 0 | 112175 | 112.175 | 0 | -75874.1 | 9.0804 | 9.0495 | 9.1077
[20 empty] | 414 | 2020-01-18 05:00 | 414 | 1 | 18 | 6 | 0 | 0 | 9.0804 | 96236.6 | 0 | 0 | 0 | 84701.1 | 84.7011 | 0 | -61717 | 9.0495 | 106742 | 0 | 0 | 0 | 106466 | 106.466 | 0 | -79770.5 | 9.1077 | 118001 | 0 | 0 | 0 | 95206.7 | 95.2067 | 0 | -70870.1 | 9.0804 | 9.0495 | 9.1077
[20 empty] | 415 | 2020-01-18 06:00 | 415 | 1 | 18 | 7 | 0 | 0 | 9.0804 | 104626 | 0 | 0 | 0 | 93237 | 93.237 | 0 | -61712.6 | 9.0495 | 114205 | 0 | 0 | 0 | 113614 | 113.614 | 0 | -78816.8 | 9.1077 | 125003 | 0 | 0 | 0 | 102817 | 102.817 | 0 | -70519.3 | 9.0804 | 9.0495 | 9.1077
[20 empty] | 416 | 2020-01-18 07:00 | 416 | 1 | 18 | 8 | 2432.735 | 2.4327 | 9.0804 | 115704 | 0 | 0 | 0 | 104241 | 104.241 | 0 | -66021.7 | 9.0495 | 125230 | 0 | 0 | 0 | 124734 | 124.734 | 0 | -83400.6 | 9.1077 | 136197 | 0 | 0 | 0 | 113767 | 113.767 | 0 | -75084.3 | 6.6476 | 6.6168 | 6.675
[20 empty] | 417 | 2020-01-18 08:00 | 417 | 1 | 18 | 9 | 17770.259 | 17.7703 | 9.0795 | 110202 | 0 | 0 | 0 | 98886.2 | 98.8862 | 0 | -66698.6 | 9.0485 | 119551 | 0 | 0 | 0 | 118410 | 118.41 | 0 | -83057.2 | 9.1066 | 129725 | 0 | 0 | 0 | 108235 | 108.235 | 0 | -75272.9 | -8.6907 | -8.7218 | -8.6636
[20 empty] | 418 | 2020-01-18 09:00 | 418 | 1 | 18 | 10 | 131658.991 | 131.659 | 9.0791 | 102147 | 0 | 0 | 0 | 91124.7 | 91.1247 | 0 | -63113.9 | 9.048 | 110479 | 0 | 0 | 0 | 108342 | 108.342 | 0 | -77306.9 | 9.106 | 119365 | 0 | 0 | 0 | 99456.5 | 99.4565 | 0 | -70560.4 | -122.5799 | -122.611 | -122.553
[20 empty] | 419 | 2020-01-18 10:00 | 419 | 1 | 18 | 11 | 179688.262 | 179.6883 | 9.0786 | 111447 | 0 | 0 | 0 | 100425 | 100.425 | 0 | -63944.1 | 9.0474 | 118950 | 0 | 0 | 0 | 116781 | 116.781 | 0 | -77649.8 | 9.1053 | 127804 | 0 | 0 | 0 | 107928 | 107.928 | 0 | -71093 | -170.6096 | -170.6409 | -170.5829
[20 empty] | 420 | 2020-01-18 11:00 | 420 | 1 | 18 | 12 | 99117.705 | 99.1177 | 9.0746 | 92428.9 | 0 | 0 | 0 | 81773.3 | 81.7733 | 0 | -56130.5 | 9.0422 | 98533.7 | 0 | 0 | 0 | 94576.5 | 94.5765 | 0 | -66246.4 | 9.0999 | 105232 | 0 | 0 | 0 | 87878.1 | 87.8781 | 0 | -61452.9 | -90.0431 | -90.0755 | -90.0178
[20 empty] | 421 | 2020-01-18 12:00 | 421 | 1 | 18 | 13 | 202546.895 | 202.5469 | 9.0703 | 100465 | 0 | 0 | 0 | 89809.5 | 89.8095 | 0 | -54201.9 | 9.0394 | 104886 | 0 | 0 | 0 | 100160 | 100.16 | 0 | -62438.2 | 9.0977 | 110815 | 0 | 0 | 0 | 94230.7 | 94.2307 | 0 | -58555.4 | -193.4766 | -193.5075 | -193.4492
[20 empty] | 422 | 2020-01-18 13:00 | 422 | 1 | 18 | 14 | 183539.054 | 183.5391 | 9.0721 | 96924.8 | 0 | 0 | 0 | 86342.5 | 86.3425 | 0 | -53646.1 | 9.0398 | 100906 | 0 | 0 | 0 | 95648.8 | 95.6488 | 0 | -61385.8 | 9.0977 | 106231 | 0 | 0 | 0 | 90323.6 | 90.3236 | 0 | -57758.3 | -174.467 | -174.4993 | -174.4414
[20 empty] | 423 | 2020-01-18 14:00 | 423 | 1 | 18 | 15 | 142943.029 | 142.943 | 9.0748 | 117687 | 0 | 0 | 0 | 106665 | 106.665 | 0 | -57781.4 | 9.043 | 121869 | 0 | 0 | 0 | 117799 | 117.799 | 0 | -67358.9 | 9.1004 | 128821 | 0 | 0 | 0 | 110846 | 110.846 | 0 | -62670.8 | -133.8682 | -133.9 | -133.8427
[20 empty] | 424 | 2020-01-18 15:00 | 424 | 1 | 18 | 16 | 80432.664 | 80.4327 | 9.0713 | 94845.4 | 0 | 0 | 0 | 83969.8 | 83.9698 | 0 | -52478.9 | 9.0394 | 98894.3 | 0 | 0 | 0 | 93469.5 | 93.4695 | 0 | -60045.5 | 9.0977 | 104345 | 0 | 0 | 0 | 88018.7 | 88.0187 | 0 | -56420.9 | -71.3614 | -71.3932 | -71.335
[20 empty] | 425 | 2020-01-18 16:00 | 425 | 1 | 18 | 17 | 9217.927 | 9.2179 | 9.076 | 94013.2 | 0 | 0 | 0 | 83211 | 83.211 | 0 | -50658.4 | 9.0445 | 97547.6 | 0 | 0 | 0 | 91829.5 | 91.8295 | 0 | -57840.3 | 9.1021 | 102632 | 0 | 0 | 0 | 86745.3 | 86.7453 | 0 | -54400.3 | -0.14198 | -0.17339 | -0.11583
[20 empty] | 426 | 2020-01-18 17:00 | 426 | 1 | 18 | 18 | 0 | 0 | 9.0804 | 103850 | 0 | 0 | 0 | 92974.6 | 92.9746 | 0 | -56910.6 | 9.0495 | 108235 | 0 | 0 | 0 | 103546 | 103.546 | 0 | -66330.6 | 9.1077 | 114422 | 0 | 0 | 0 | 97359.2 | 97.3592 | 0 | -61822.7 | 9.0804 | 9.0495 | 9.1077
[20 empty] | 427 | 2020-01-18 18:00 | 427 | 1 | 18 | 19 | 0 | 0 | 9.0804 | 103407 | 0 | 0 | 0 | 92531.3 | 92.5313 | 0 | -57040.7 | 9.0495 | 108357 | 0 | 0 | 0 | 103993 | 103.993 | 0 | -66778.9 | 9.1077 | 114869 | 0 | 0 | 0 | 97480.9 | 97.4809 | 0 | -62135.1 | 9.0804 | 9.0495 | 9.1077
[20 empty] | 428 | 2020-01-18 19:00 | 428 | 1 | 18 | 20 | 0 | 0 | 9.0804 | 103898 | 0 | 0 | 0 | 93022.5 | 93.0225 | 0 | -57556.6 | 9.0495 | 108955 | 0 | 0 | 0 | 104715 | 104.715 | 0 | -67449.9 | 9.1077 | 115590 | 0 | 0 | 0 | 98079.7 | 98.0797 | 0 | -62712.1 | 9.0804 | 9.0495 | 9.1077
[20 empty] | 429 | 2020-01-18 20:00 | 429 | 1 | 18 | 21 | 0 | 0 | 9.0804 | 109295 | 0 | 0 | 0 | 98272.5 | 98.2725 | 0 | -57876.5 | 9.0495 | 114412 | 0 | 0 | 0 | 110521 | 110.521 | 0 | -68232.5 | 9.1077 | 121543 | 0 | 0 | 0 | 103390 | 103.39 | 0 | -63213.1 | 9.0804 | 9.0495 | 9.1077
[20 empty] | 430 | 2020-01-18 21:00 | 430 | 1 | 18 | 22 | 0 | 0 | 9.0804 | 112918 | 0 | 0 | 0 | 101749 | 101.749 | 0 | -61730.8 | 9.0495 | 118587 | 0 | 0 | 0 | 115138 | 115.138 | 0 | -73231.1 | 9.1077 | 126307 | 0 | 0 | 0 | 107418 | 107.418 | 0 | -67634.8 | 9.0804 | 9.0495 | 9.1077
[20 empty] | 431 | 2020-01-18 22:00 | 431 | 1 | 18 | 23 | 0 | 0 | 9.0804 | 104485 | 0 | 0 | 0 | 93462.5 | 93.4625 | 0 | -61965 | 9.0495 | 110478 | 0 | 0 | 0 | 106837 | 106.837 | 0 | -73299.2 | 9.1077 | 117859 | 0 | 0 | 0 | 99455.9 | 99.4559 | 0 | -67780.8 | 9.0804 | 9.0495 | 9.1077
[20 empty] | 432 | 2020-01-18 23:00 | 432 | 1 | 18 | 24 | 0 | 0 | 9.0804 | 120332 | 0 | 0 | 0 | 109090 | 109.09 | 0 | -65972.4 | 9.0495 | 126501 | 0 | 0 | 0 | 123674 | 123.674 | 0 | -78445.5 | 9.1077 | 134916 | 0 | 0 | 0 | 115259 | 115.259 | 0 | -72351.6 | 9.0804 | 9.0495 | 9.1077
[20 empty] | 433 | 2020-01-19 | 433 | 1 | 19 | 1 | 0 | 0 | 8.6198 | 124314 | 0 | 0 | 0 | 112925 | 112.925 | 0 | -71736.1 | 8.589 | 131326 | 0 | 0 | 0 | 129497 | 129.497 | 0 | -86149.9 | 8.6472 | 140886 | 0 | 0 | 0 | 119937 | 119.937 | 0 | -78819.5 | 8.6198 | 8.589 | 8.6472
[20 empty] | 434 | 2020-01-19 01:00 | 434 | 1 | 19 | 2 | 0 | 0 | 8.6198 | 123125 | 0 | 0 | 0 | 111737 | 111.737 | 0 | -73926.5 | 8.589 | 131026 | 0 | 0 | 0 | 129713 | 129.713 | 0 | -89404.5 | 8.6472 | 141102 | 0 | 0 | 0 | 119637 | 119.637 | 0 | -81651.8 | 8.6198 | 8.589 | 8.6472
[20 empty] | 435 | 2020-01-19 02:00 | 435 | 1 | 19 | 3 | 0 | 0 | 8.6198 | 121690 | 0 | 0 | 0 | 110374 | 110.374 | 0 | -74379.1 | 8.589 | 129726 | 0 | 0 | 0 | 128529 | 128.529 | 0 | -89760.8 | 8.6472 | 139845 | 0 | 0 | 0 | 118410 | 118.41 | 0 | -81975.3 | 8.6198 | 8.589 | 8.6472
[20 empty] | 436 | 2020-01-19 03:00 | 436 | 1 | 19 | 4 | 0 | 0 | 8.6198 | 126358 | 0 | 0 | 0 | 115042 | 115.042 | 0 | -76802.4 | 8.589 | 134461 | 0 | 0 | 0 | 133647 | 133.647 | 0 | -92669.9 | 8.6472 | 144963 | 0 | 0 | 0 | 123145 | 123.145 | 0 | -84585 | 8.6198 | 8.589 | 8.6472
[20 empty] | 437 | 2020-01-19 04:00 | 437 | 1 | 19 | 5 | 0 | 0 | 20.5561 | 825729 | 3.6236 | 12.3637 | 0 | 814414 | 814.414 | 27689.2 | -718003 | 22.841 | 880629 | 4.487 | 15.3098 | 0 | 930153 | 930.153 | 42482.2 | -830542 | 25.7064 | 941469 | 5.5595 | 18.9689 | 0 | 869314 | 869.314 | 34287.3 | -774563 | 20.5561 | 22.841 | 25.7064
[20 empty] | 438 | 2020-01-19 05:00 | 438 | 1 | 19 | 6 | 0 | 0 | 29.4907 | 825292 | 8.1516 | 27.8133 | 0 | 813977 | 813.977 | 62289.8 | -702337 | 32.1156 | 874555 | 9.6577 | 32.9521 | 0 | 920868 | 920.868 | 86606.6 | -808925 | 35.024 | 932184 | 11.3339 | 38.6713 | 0 | 863239 | 863.239 | 73798.5 | -755849 | 29.4907 | 32.1156 | 35.024
[20 empty] | 439 | 2020-01-19 06:00 | 439 | 1 | 19 | 7 | 0 | 0 | 32.7619 | 845779 | 9.2112 | 31.4285 | 0 | 812101 | 812.101 | 70386.1 | -701783 | 35.5728 | 894990 | 10.8942 | 37.171 | 0 | 918776 | 918.776 | 97424.4 | -808330 | 38.6656 | 952454 | 12.7495 | 43.5013 | 0 | 861313 | 861.313 | 83246.8 | -755263 | 32.7619 | 35.5728 | 38.6656
[20 empty] | 440 | 2020-01-19 07:00 | 440 | 1 | 19 | 8 | 642.057 | 0.64206 | 101.542 | 959923 | 1.0872 | 3.7097 | 0 | 876535 | 876.535 | 8308.05 | -766173 | 102.781 | 1010220 | 1.1904 | 4.0617 | 0 | 986704 | 986.704 | 9901.87 | -878633 | 104.131 | 1070090 | 1.2958 | 4.4213 | 0 | 926834 | 926.834 | 9096.43 | -822628 | 100.8999 | 102.1389 | 103.4889
[20 empty] | 441 | 2020-01-19 08:00 | 441 | 1 | 19 | 9 | 11620.045 | 11.62 | 136.162 | 1088710 | 1.3941 | 4.7566 | 0 | 1005400 | 1005.4 | 10652.7 | -901777 | 136.867 | 1138560 | 1.4973 | 5.1087 | 0 | 1117590 | 1117.59 | 12247 | -1021620 | 137.752 | 1200900 | 1.6027 | 5.4685 | 0 | 1055240 | 1055.24 | 11441.3 | -961978 | 124.542 | 125.247 | 126.132
[20 empty] | 442 | 2020-01-19 09:00 | 442 | 1 | 19 | 10 | 0 | 0 | 141.223 | 1057580 | 1.3936 | 4.7548 | 0 | 999274 | 999.274 | 10648.8 | -895821 | 142.11 | 1107490 | 1.4967 | 5.1069 | 0 | 1109690 | 1109.69 | 12242.6 | -1013430 | 143.226 | 1168000 | 1.6021 | 5.4665 | 0 | 1049180 | 1049.18 | 11437.2 | -955802 | 141.223 | 142.11 | 143.226
[20 empty] | 443 | 2020-01-19 10:00 | 443 | 1 | 19 | 11 | 109596.523 | 109.5965 | 142.37 | 1056860 | 1.3936 | 4.7549 | 0 | 998551 | 998.551 | 10648.8 | -892608 | 143.34 | 1103900 | 1.4967 | 5.1069 | 0 | 1103150 | 1103.15 | 12242.6 | -1003870 | 144.549 | 1161460 | 1.6021 | 5.4665 | 0 | 1045590 | 1045.59 | 11437.2 | -949593 | 32.7735 | 33.7435 | 34.9525
[20 empty] | 444 | 2020-01-19 11:00 | 444 | 1 | 19 | 12 | 47289.994 | 47.29 | 123.062 | 1096750 | 1.3839 | 4.7217 | 0 | 970086 | 970.086 | 10574.6 | -869048 | 124.1 | 1139040 | 1.4869 | 5.0734 | 0 | 1053190 | 1053.19 | 12166.7 | -956384 | 125.308 | 1179850 | 1.5922 | 5.4326 | 0 | 1012390 | 1012.39 | 11362.2 | -919910 | 75.772 | 76.81 | 78.018
[20 empty] | 445 | 2020-01-19 12:00 | 445 | 1 | 19 | 13 | 48580.079 | 48.5801 | 145.067 | 1073600 | 1.0975 | 3.7445 | 0 | 946941 | 946.941 | 8386.11 | -838137 | 146.059 | 1100020 | 1.2006 | 4.0965 | 0 | 1013240 | 1013.24 | 9979.9 | -906835 | 147.272 | 1139900 | 1.306 | 4.4562 | 0 | 973357 | 973.357 | 9174.51 | -871687 | 96.4869 | 97.4789 | 98.6919
[20 empty] | 446 | 2020-01-19 13:00 | 446 | 1 | 19 | 14 | 5747.18 | 5.7472 | 96.8437 | 1025020 | 1.0975 | 3.7445 | 0 | 930743 | 930.743 | 8386.08 | -822884 | 97.8365 | 1052850 | 1.2006 | 4.0965 | 0 | 998899 | 998.899 | 9979.86 | -892653 | 99.0648 | 1093170 | 1.306 | 4.4561 | 0 | 958572 | 958.572 | 9174.47 | -857117 | 91.0965 | 92.0893 | 93.3176
[20 empty] | 447 | 2020-01-19 14:00 | 447 | 1 | 19 | 15 | 2778.527 | 2.7785 | 92.462 | 998275 | 1.0971 | 3.7431 | 0 | 940112 | 940.112 | 8383.03 | -831097 | 93.2758 | 1027670 | 1.2002 | 4.095 | 0 | 1011240 | 1011.24 | 9976.24 | -904111 | 94.3641 | 1069400 | 1.3055 | 4.4545 | 0 | 969508 | 969.508 | 9171.14 | -867183 | 89.6835 | 90.4973 | 91.5856
[20 empty] | 448 | 2020-01-19 15:00 | 448 | 1 | 19 | 16 | 15379.957 | 15.38 | 79.3394 | 1003430 | 1.3843 | 4.7234 | 0 | 945262 | 945.262 | 10578.4 | -837683 | 80.3229 | 1033960 | 1.4874 | 5.0752 | 0 | 1018430 | 1018.43 | 12171 | -913243 | 81.4503 | 1076590 | 1.5928 | 5.4345 | 0 | 975801 | 975.801 | 11366.2 | -875236 | 63.9594 | 64.9429 | 66.0703
[20 empty] | 449 | 2020-01-19 16:00 | 449 | 1 | 19 | 17 | 235.869 | 0.23587 | 78.0003 | 971649 | 1.3935 | 4.7548 | 0 | 938338 | 938.338 | 10648.6 | -830646 | 79.1601 | 1003050 | 1.4967 | 5.1068 | 0 | 1012650 | 1012.65 | 12242.4 | -907225 | 80.4339 | 1045960 | 1.6021 | 5.4664 | 0 | 969738 | 969.738 | 11437 | -868896 | 77.7644 | 78.9242 | 80.198
[20 empty] | 450 | 2020-01-19 17:00 | 450 | 1 | 19 | 18 | 0 | 0 | 14.6733 | 33384.4 | 0 | 0 | 0 | 0 | 0 | 0 | 0 | 14.6733 | 33384.4 | 0 | 0 | 0 | 0 | 0 | 0 | 0 | 14.6733 | 33384.4 | 0 | 0 | 0 | 0 | 0 | 0 | 0 | 14.6733 | 14.6733 | 14.6733
[20 empty] | 451 | 2020-01-19 18:00 | 451 | 1 | 19 | 19 | 0 | 0 | 13.7561 | 33384.4 | 0 | 0 | 0 | 0 | 0 | 0 | 0 | 13.7561 | 33384.4 | 0 | 0 | 0 | 0 | 0 | 0 | 0 | 13.7561 | 33384.4 | 0 | 0 | 0 | 0 | 0 | 0 | 0 | 13.7561 | 13.7561 | 13.7561
[20 empty] | 452 | 2020-01-19 19:00 | 452 | 1 | 19 | 20 | 0 | 0 | 10.3718 | 33384.4 | 0 | 0 | 0 | 0 | 0 | 0 | 0 | 10.3718 | 33384.4 | 0 | 0 | 0 | 0 | 0 | 0 | 0 | 10.3718 | 33384.4 | 0 | 0 | 0 | 0 | 0 | 0 | 0 | 10.3718 | 10.3718 | 10.3718
[20 empty] | 453 | 2020-01-19 20:00 | 453 | 1 | 19 | 21 | 0 | 0 | 8.8603 | 11095.6 | 0 | 0 | 0 | 0 | 0 | 0 | 0 | 8.8603 | 11095.6 | 0 | 0 | 0 | 0 | 0 | 0 | 0 | 8.8603 | 11095.6 | 0 | 0 | 0 | 0 | 0 | 0 | 0 | 8.8603 | 8.8603 | 8.8603
[20 empty] | 454 | 2020-01-19 21:00 | 454 | 1 | 19 | 22 | 0 | 0 | 7.3488 | 11095.6 | 0 | 0 | 0 | 0 | 0 | 0 | 0 | 7.3488 | 11095.6 | 0 | 0 | 0 | 0 | 0 | 0 | 0 | 7.3488 | 11095.6 | 0 | 0 | 0 | 0 | 0 | 0 | 0 | 7.3488 | 7.3488 | 7.3488
[20 empty] | 455 | 2020-01-19 22:00 | 455 | 1 | 19 | 23 | 0 | 0 | 7.3488 | 11095.6 | 0 | 0 | 0 | 0 | 0 | 0 | 0 | 7.3488 | 11095.6 | 0 | 0 | 0 | 0 | 0 | 0 | 0 | 7.3488 | 11095.6 | 0 | 0 | 0 | 0 | 0 | 0 | 0 | 7.3488 | 7.3488 | 7.3488
[20 empty] | 456 | 2020-01-19 23:00 | 456 | 1 | 19 | 24 | 0 | 0 | 7.3488 | 11168.9 | 0 | 0 | 0 | 0 | 0 | 0 | 0 | 7.3488 | 11168.9 | 0 | 0 | 0 | 0 | 0 | 0 | 0 | 7.3488 | 11168.9 | 0 | 0 | 0 | 0 | 0 | 0 | 0 | 7.3488 | 7.3488 | 7.3488
[20 empty] | 457 | 2020-01-20 | 457 | 1 | 20 | 1 | 0 | 0 | 7.3488 | 11168.9 | 0 | 0 | 0 | 0 | 0 | 0 | 0 | 7.3488 | 11168.9 | 0 | 0 | 0 | 0 | 0 | 0 | 0 | 7.3488 | 11168.9 | 0 | 0 | 0 | 0 | 0 | 0 | 0 | 7.3488 | 7.3488 | 7.3488
[20 empty] | 458 | 2020-01-20 01:00 | 458 | 1 | 20 | 2 | 0 | 0 | 7.3488 | 11168.9 | 0 | 0 | 0 | 0 | 0 | 0 | 0 | 7.3488 | 11168.9 | 0 | 0 | 0 | 0 | 0 | 0 | 0 | 7.3488 | 11168.9 | 0 | 0 | 0 | 0 | 0 | 0 | 0 | 7.3488 | 7.3488 | 7.3488
[20 empty] | 459 | 2020-01-20 02:00 | 459 | 1 | 20 | 3 | 0 | 0 | 7.3488 | 11168.9 | 0 | 0 | 0 | 0 | 0 | 0 | 0 | 7.3488 | 11168.9 | 0 | 0 | 0 | 0 | 0 | 0 | 0 | 7.3488 | 11168.9 | 0 | 0 | 0 | 0 | 0 | 0 | 0 | 7.3488 | 7.3488 | 7.3488
[20 empty] | 460 | 2020-01-20 03:00 | 460 | 1 | 20 | 4 | 0 | 0 | 7.3488 | 11242.2 | 0 | 0 | 0 | 0 | 0 | 0 | 0 | 7.3488 | 11242.2 | 0 | 0 | 0 | 0 | 0 | 0 | 0 | 7.3488 | 11242.2 | 0 | 0 | 0 | 0 | 0 | 0 | 0 | 7.3488 | 7.3488 | 7.3488
[20 empty] | 461 | 2020-01-20 04:00 | 461 | 1 | 20 | 5 | 0 | 0 | 31.6757 | 893147 | 11.6766 | 39.8406 | 0 | 881905 | 881.905 | 89225.8 | -692616 | 34.3495 | 939189 | 13.2207 | 45.109 | 0 | 984158 | 984.158 | 112867 | -796231 | 37.1269 | 995400 | 14.7705 | 50.3969 | 0 | 927947 | 927.947 | 101025 | -747463 | 31.6757 | 34.3495 | 37.1269
[20 empty] | 462 | 2020-01-20 05:00 | 462 | 1 | 20 | 6 | 0 | 0 | 37.0369 | 805587 | 15.5436 | 53.0348 | 0 | 794125 | 794.125 | 118775 | -678566 | 40.4635 | 842519 | 17.861 | 60.9417 | 0 | 871612 | 871.612 | 154341 | -755207 | 44.0104 | 883074 | 20.198 | 68.9156 | 0 | 831057 | 831.057 | 136483 | -719540 | 37.0369 | 40.4635 | 44.0104
[20 empty] | 463 | 2020-01-20 06:00 | 463 | 1 | 20 | 7 | 0 | 0 | 39.8495 | 805020 | 16.228 | 55.3699 | 0 | 771196 | 771.196 | 124004 | -662255 | 43.2187 | 836200 | 18.4977 | 63.1142 | 0 | 842693 | 842.693 | 159006 | -732197 | 46.741 | 876517 | 20.8085 | 70.9986 | 0 | 802375 | 802.375 | 141348 | -696735 | 39.8495 | 43.2187 | 46.741
[20 empty] | 464 | 2020-01-20 07:00 | 464 | 1 | 20 | 8 | 2599.649 | 2.5996 | 100.038 | 883303 | 0.87416 | 2.9826 | 0 | 799769 | 799.769 | 6679.83 | -689787 | 101.248 | 923099 | 0.97107 | 3.3133 | 0 | 888895 | 888.895 | 8179.02 | -777832 | 102.572 | 972429 | 1.0704 | 3.6521 | 0 | 839565 | 839.565 | 7420.32 | -733277 | 97.4384 | 98.6484 | 99.9724
[20 empty] | 465 | 2020-01-20 08:00 | 465 | 1 | 20 | 9 | 66856.507 | 66.8565 | 136.152 | 1025370 | 1.3854 | 4.7268 | 0 | 941908 | 941.908 | 10586.1 | -836729 | 136.868 | 1066430 | 1.4885 | 5.0789 | 0 | 1035690 | 1035.69 | 12179.9 | -934003 | 137.747 | 1119150 | 1.5939 | 5.4385 | 0 | 982971 | 982.971 | 11374.5 | -885192 | 69.2955 | 70.0115 | 70.8905
[20 empty] | 466 | 2020-01-20 09:00 | 466 | 1 | 20 | 10 | 134484.165 | 134.4842 | 141.237 | 955635 | 1.3851 | 4.726 | 0 | 897105 | 897.105 | 10584.2 | -789108 | 141.998 | 992948 | 1.4883 | 5.0779 | 0 | 980993 | 980.993 | 12177.7 | -874858 | 143.04 | 1039520 | 1.5936 | 5.4375 | 0 | 934419 | 934.419 | 11372.4 | -832568 | 6.7528 | 7.5138 | 8.5558
[20 empty] | 467 | 2020-01-20 10:00 | 467 | 1 | 20 | 11 | 183510.305 | 183.5103 | 142.471 | 935049 | 1.3854 | 4.7269 | 0 | 876519 | 876.519 | 10586.2 | -766848 | 143.295 | 970102 | 1.4886 | 5.0789 | 0 | 955089 | 955.089 | 12180 | -846445 | 144.39 | 1013620 | 1.5939 | 5.4385 | 0 | 911572 | 911.572 | 11374.6 | -807478 | -41.0393 | -40.2153 | -39.1203
[20 empty] | 468 | 2020-01-20 11:00 | 468 | 1 | 20 | 12 | 206228.824 | 206.2288 | 123.136 | 951244 | 1.3854 | 4.7269 | 0 | 824585 | 824.585 | 10586.2 | -720686 | 124.024 | 980205 | 1.4885 | 5.0789 | 0 | 891029 | 891.029 | 12179.9 | -786862 | 125.172 | 1017690 | 1.5939 | 5.4385 | 0 | 853546 | 853.546 | 11374.6 | -753842 | -83.0928 | -82.2048 | -81.0568
[20 empty] | 469 | 2020-01-20 12:00 | 469 | 1 | 20 | 13 | 207072.665 | 207.0727 | 144.557 | 897876 | 1.0977 | 3.7452 | 0 | 771217 | 771.217 | 8387.57 | -662716 | 145.574 | 921829 | 1.2008 | 4.0973 | 0 | 828445 | 828.445 | 9981.65 | -718381 | 146.802 | 955104 | 1.3063 | 4.457 | 0 | 795170 | 795.17 | 9176.1 | -689903 | -62.5157 | -61.4987 | -60.2707
[20 empty] | 470 | 2020-01-20 13:00 | 470 | 1 | 20 | 14 | 188472.751 | 188.4728 | 96.2214 | 858739 | 1.0975 | 3.7445 | 0 | 763972 | 763.972 | 8386.02 | -655255 | 97.2861 | 881546 | 1.2006 | 4.0965 | 0 | 818758 | 818.758 | 9979.8 | -708342 | 98.5032 | 913524 | 1.306 | 4.4561 | 0 | 786780 | 786.78 | 9174.4 | -681133 | -92.2514 | -91.1867 | -89.9696
[20 empty] | 471 | 2020-01-20 14:00 | 471 | 1 | 20 | 15 | 146505.165 | 146.5052 | 91.5577 | 837795 | 1.0975 | 3.7445 | 0 | 779558 | 779.558 | 8386.02 | -670570 | 92.4943 | 861131 | 1.2006 | 4.0965 | 0 | 833761 | 833.761 | 9979.8 | -723453 | 93.6908 | 891997 | 1.306 | 4.4561 | 0 | 802894 | 802.894 | 9174.4 | -697246 | -54.9475 | -54.0109 | -52.8144
[20 empty] | 472 | 2020-01-20 15:00 | 472 | 1 | 20 | 16 | 82646.761 | 82.6468 | 77.963 | 856350 | 1.3496 | 4.6047 | 0 | 798114 | 798.114 | 10312.6 | -688751 | 78.9898 | 879010 | 1.4527 | 4.9567 | 0 | 851885 | 851.885 | 11906.4 | -741485 | 80.2219 | 910121 | 1.5581 | 5.3164 | 0 | 820773 | 820.773 | 11101 | -715160 | -4.6838 | -3.657 | -2.4249
[20 empty] | 473 | 2020-01-20 16:00 | 473 | 1 | 20 | 17 | 9857.309 | 9.8573 | 76.858 | 828501 | 1.3854 | 4.7268 | 0 | 795116 | 795.116 | 10586.1 | -686012 | 77.8338 | 851162 | 1.4885 | 5.0789 | 0 | 849781 | 849.781 | 12179.9 | -739505 | 78.9446 | 883166 | 1.5939 | 5.4385 | 0 | 817777 | 817.777 | 11374.5 | -712307 | 67.0007 | 67.9765 | 69.0873
[20 empty] | 474 | 2020-01-20 17:00 | 474 | 1 | 20 | 18 | 0 | 0 | 14.6733 | 33457.7 | 0 | 0 | 0 | 0 | 0 | 0 | 0 | 14.6733 | 33457.7 | 0 | 0 | 0 | 0 | 0 | 0 | 0 | 14.6733 | 33457.7 | 0 | 0 | 0 | 0 | 0 | 0 | 0 | 14.6733 | 14.6733 | 14.6733
[20 empty] | 475 | 2020-01-20 18:00 | 475 | 1 | 20 | 19 | 0 | 0 | 13.7561 | 33457.7 | 0 | 0 | 0 | 0 | 0 | 0 | 0 | 13.7561 | 33457.7 | 0 | 0 | 0 | 0 | 0 | 0 | 0 | 13.7561 | 33457.7 | 0 | 0 | 0 | 0 | 0 | 0 | 0 | 13.7561 | 13.7561 | 13.7561
[20 empty] | 476 | 2020-01-20 19:00 | 476 | 1 | 20 | 20 | 0 | 0 | 10.3718 | 33457.7 | 0 | 0 | 0 | 0 | 0 | 0 | 0 | 10.3718 | 33457.7 | 0 | 0 | 0 | 0 | 0 | 0 | 0 | 10.3718 | 33457.7 | 0 | 0 | 0 | 0 | 0 | 0 | 0 | 10.3718 | 10.3718 | 10.3718
[20 empty] | 477 | 2020-01-20 20:00 | 477 | 1 | 20 | 21 | 0 | 0 | 8.8603 | 11242.2 | 0 | 0 | 0 | 0 | 0 | 0 | 0 | 8.8603 | 11242.2 | 0 | 0 | 0 | 0 | 0 | 0 | 0 | 8.8603 | 11242.2 | 0 | 0 | 0 | 0 | 0 | 0 | 0 | 8.8603 | 8.8603 | 8.8603
[20 empty] | 478 | 2020-01-20 21:00 | 478 | 1 | 20 | 22 | 0 | 0 | 7.3488 | 11388.9 | 0 | 0 | 0 | 0 | 0 | 0 | 0 | 7.3488 | 11388.9 | 0 | 0 | 0 | 0 | 0 | 0 | 0 | 7.3488 | 11388.9 | 0 | 0 | 0 | 0 | 0 | 0 | 0 | 7.3488 | 7.3488 | 7.3488
[20 empty] | 479 | 2020-01-20 22:00 | 479 | 1 | 20 | 23 | 0 | 0 | 7.3488 | 11388.9 | 0 | 0 | 0 | 0 | 0 | 0 | 0 | 7.3488 | 11388.9 | 0 | 0 | 0 | 0 | 0 | 0 | 0 | 7.3488 | 11388.9 | 0 | 0 | 0 | 0 | 0 | 0 | 0 | 7.3488 | 7.3488 | 7.3488
[20 empty] | 480 | 2020-01-20 23:00 | 480 | 1 | 20 | 24 | 0 | 0 | 7.3488 | 11682.2 | 0 | 0 | 0 | 0 | 0 | 0 | 0 | 7.3488 | 11682.2 | 0 | 0 | 0 | 0 | 0 | 0 | 0 | 7.3488 | 11682.2 | 0 | 0 | 0 | 0 | 0 | 0 | 0 | 7.3488 | 7.3488 | 7.3488
[20 empty] | 481 | 2020-01-21 | 481 | 1 | 21 | 1 | 0 | 0 | 7.3488 | 11755.5 | 0 | 0 | 0 | 0 | 0 | 0 | 0 | 7.3488 | 11755.5 | 0 | 0 | 0 | 0 | 0 | 0 | 0 | 7.3488 | 11755.5 | 0 | 0 | 0 | 0 | 0 | 0 | 0 | 7.3488 | 7.3488 | 7.3488
[20 empty] | 482 | 2020-01-21 01:00 | 482 | 1 | 21 | 2 | 0 | 0 | 7.3488 | 11755.5 | 0 | 0 | 0 | 0 | 0 | 0 | 0 | 7.3488 | 11755.5 | 0 | 0 | 0 | 0 | 0 | 0 | 0 | 7.3488 | 11755.5 | 0 | 0 | 0 | 0 | 0 | 0 | 0 | 7.3488 | 7.3488 | 7.3488
[20 empty] | 483 | 2020-01-21 02:00 | 483 | 1 | 21 | 3 | 0 | 0 | 7.3488 | 11902.2 | 0 | 0 | 0 | 0 | 0 | 0 | 0 | 7.3488 | 11902.2 | 0 | 0 | 0 | 0 | 0 | 0 | 0 | 7.3488 | 11902.2 | 0 | 0 | 0 | 0 | 0 | 0 | 0 | 7.3488 | 7.3488 | 7.3488
[20 empty] | 484 | 2020-01-21 03:00 | 484 | 1 | 21 | 4 | 0 | 0 | 7.3488 | 11902.2 | 0 | 0 | 0 | 0 | 0 | 0 | 0 | 7.3488 | 11902.2 | 0 | 0 | 0 | 0 | 0 | 0 | 0 | 7.3488 | 11902.2 | 0 | 0 | 0 | 0 | 0 | 0 | 0 | 7.3488 | 7.3488 | 7.3488
[20 empty] | 485 | 2020-01-21 04:00 | 485 | 1 | 21 | 5 | 0 | 0 | 34.7702 | 876988 | 14.9068 | 50.862 | 0 | 865086 | 865.086 | 113909 | -662574 | 37.4452 | 912974 | 16.4747 | 56.2117 | 0 | 952813 | 952.813 | 137904 | -750144 | 40.2314 | 964715 | 18.0469 | 61.576 | 0 | 901072 | 901.072 | 125890 | -706850 | 34.7702 | 37.4452 | 40.2314
[20 empty] | 486 | 2020-01-21 05:00 | 486 | 1 | 21 | 6 | 0 | 0 | 39.5989 | 758983 | 18.2619 | 62.3096 | 0 | 746860 | 746.86 | 139546 | -632505 | 42.9536 | 795586 | 20.5131 | 69.9907 | 0 | 824134 | 824.134 | 174278 | -707461 | 46.4538 | 836257 | 22.8071 | 77.8178 | 0 | 783464 | 783.464 | 156749 | -671855 | 39.5989 | 42.9536 | 46.4538
[20 empty] | 487 | 2020-01-21 06:00 | 487 | 1 | 21 | 7 | 0 | 0 | 42.0741 | 756506 | 18.608 | 63.4905 | 0 | 722021 | 722.021 | 142191 | -614214 | 45.42 | 789198 | 20.8556 | 71.1593 | 0 | 794047 | 794.047 | 176784 | -683698 | 48.9046 | 828531 | 23.135 | 78.9366 | 0 | 754714 | 754.714 | 159366 | -649229 | 42.0741 | 45.42 | 48.9046
[20 empty] | 488 | 2020-01-21 07:00 | 488 | 1 | 21 | 8 | 4476.585 | 4.4766 | 99.6943 | 866275 | 0.87415 | 2.9826 | 0 | 782080 | 782.08 | 6679.72 | -671596 | 100.848 | 915233 | 0.97105 | 3.3132 | 0 | 887903 | 887.903 | 8178.87 | -775795 | 102.112 | 972098 | 1.0703 | 3.652 | 0 | 831039 | 831.039 | 7420.18 | -723796 | 95.2177 | 96.3714 | 97.6354
[20 empty] | 489 | 2020-01-21 08:00 | 489 | 1 | 21 | 9 | 75308.36 | 75.3084 | 135.913 | 1003800 | 1.3854 | 4.7268 | 0 | 919823 | 919.823 | 10586 | -816559 | 136.6 | 1051010 | 1.4885 | 5.0788 | 0 | 1024860 | 1024.86 | 12179.7 | -925287 | 137.466 | 1108830 | 1.5939 | 5.4384 | 0 | 967036 | 967.036 | 11374.4 | -870926 | 60.6046 | 61.2916 | 62.1576
[20 empty] | 490 | 2020-01-21 09:00 | 490 | 1 | 21 | 10 | 143957.908 | 143.9579 | 140.857 | 921170 | 1.3853 | 4.7268 | 0 | 862127 | 862.127 | 10586 | -753737 | 141.722 | 964866 | 1.4885 | 5.0788 | 0 | 959975 | 959.975 | 12179.7 | -852912 | 142.812 | 1019020 | 1.5939 | 5.4384 | 0 | 905823 | 905.823 | 11374.3 | -802889 | -3.1009 | -2.2359 | -1.1459
[20 empty] | 491 | 2020-01-21 10:00 | 491 | 1 | 21 | 11 | 188098.422 | 188.0984 | 141.747 | 902527 | 1.3496 | 4.6047 | 0 | 843483 | 843.483 | 10312.5 | -733368 | 142.689 | 945104 | 1.4527 | 4.9567 | 0 | 938706 | 938.706 | 11906.2 | -829137 | 143.867 | 997750 | 1.5581 | 5.3163 | 0 | 886061 | 886.061 | 11100.8 | -780868 | -46.3514 | -45.4094 | -44.2314
[20 empty] | 492 | 2020-01-21 11:00 | 492 | 1 | 21 | 12 | 208687.457 | 208.6875 | 122.389 | 923946 | 1.3496 | 4.6047 | 0 | 797287 | 797.287 | 10312.4 | -691995 | 123.404 | 963144 | 1.4527 | 4.9567 | 0 | 884155 | 884.155 | 11906.2 | -778109 | 124.6 | 1010810 | 1.5581 | 5.3163 | 0 | 836485 | 836.485 | 11100.8 | -734867 | -86.2985 | -85.2835 | -84.0875
[20 empty] | 493 | 2020-01-21 12:00 | 493 | 1 | 21 | 13 | 210808.18 | 210.8082 | 145.637 | 852814 | 1.3404 | 4.5735 | 0 | 726155 | 726.155 | 10242.7 | -621584 | 146.691 | 886908 | 1.4436 | 4.9255 | 0 | 802216 | 802.216 | 11836.4 | -695257 | 147.91 | 928875 | 1.549 | 5.2852 | 0 | 760249 | 760.249 | 11031 | -657972 | -65.1712 | -64.1172 | -62.8982
[20 empty] | 494 | 2020-01-21 13:00 | 494 | 1 | 21 | 14 | 131715.95 | 131.716 | 96.0088 | 818556 | 1.0974 | 3.7444 | 0 | 722379 | 722.379 | 8385.91 | -614524 | 97.0722 | 848642 | 1.2006 | 4.0964 | 0 | 789555 | 789.555 | 9979.66 | -679306 | 98.3013 | 885732 | 1.306 | 4.4561 | 0 | 752465 | 752.465 | 9174.28 | -646953 | -35.7072 | -34.6438 | -33.4147
[20 empty] | 495 | 2020-01-21 14:00 | 495 | 1 | 21 | 15 | 153180.407 | 153.1804 | 92.4551 | 792714 | 1.3273 | 4.5288 | 0 | 734111 | 734.111 | 10142.6 | -627591 | 93.5062 | 817182 | 1.4305 | 4.881 | 0 | 791449 | 791.449 | 11737.2 | -682826 | 94.7285 | 850052 | 1.536 | 5.2408 | 0 | 758579 | 758.579 | 10931.4 | -654653 | -60.7253 | -59.6742 | -58.4519
[20 empty] | 496 | 2020-01-21 15:00 | 496 | 1 | 21 | 16 | 89987.654 | 89.9877 | 77.678 | 840221 | 1.3468 | 4.5954 | 0 | 781471 | 781.471 | 10291.7 | -668902 | 78.7632 | 867442 | 1.4501 | 4.9476 | 0 | 845115 | 845.115 | 11886.3 | -731059 | 80.0312 | 903865 | 1.5555 | 5.3074 | 0 | 808692 | 808.692 | 11080.5 | -699574 | -12.3097 | -11.2245 | -9.9565
[20 empty] | 497 | 2020-01-21 16:00 | 497 | 1 | 21 | 17 | 13862.595 | 13.8626 | 76.6471 | 816222 | 1.3834 | 4.7202 | 0 | 782325 | 782.325 | 10571.1 | -672946 | 77.618 | 845402 | 1.4866 | 5.0722 | 0 | 849651 | 849.651 | 12164.9 | -738851 | 78.7382 | 883549 | 1.592 | 5.4318 | 0 | 811504 | 811.504 | 11359.5 | -705501 | 62.7845 | 63.7554 | 64.8756
[20 empty] | 498 | 2020-01-21 17:00 | 498 | 1 | 21 | 18 | 0 | 0 | 14.6733 | 33897.8 | 0 | 0 | 0 | 0 | 0 | 0 | 0 | 14.6733 | 33897.8 | 0 | 0 | 0 | 0 | 0 | 0 | 0 | 14.6733 | 33897.8 | 0 | 0 | 0 | 0 | 0 | 0 | 0 | 14.6733 | 14.6733 | 14.6733
[20 empty] | 499 | 2020-01-21 18:00 | 499 | 1 | 21 | 19 | 0 | 0 | 13.7561 | 33824.4 | 0 | 0 | 0 | 0 | 0 | 0 | 0 | 13.7561 | 33824.4 | 0 | 0 | 0 | 0 | 0 | 0 | 0 | 13.7561 | 33824.4 | 0 | 0 | 0 | 0 | 0 | 0 | 0 | 13.7561 | 13.7561 | 13.7561
[20 empty] | 500 | 2020-01-21 19:00 | 500 | 1 | 21 | 20 | 0 | 0 | 10.3718 | 33824.4 | 0 | 0 | 0 | 0 | 0 | 0 | 0 | 10.3718 | 33824.4 | 0 | 0 | 0 | 0 | 0 | 0 | 0 | 10.3718 | 33824.4 | 0 | 0 | 0 | 0 | 0 | 0 | 0 | 10.3718 | 10.3718 | 10.3718
[20 empty] | 501 | 2020-01-21 20:00 | 501 | 1 | 21 | 21 | 0 | 0 | 8.8603 | 11535.5 | 0 | 0 | 0 | 0 | 0 | 0 | 0 | 8.8603 | 11535.5 | 0 | 0 | 0 | 0 | 0 | 0 | 0 | 8.8603 | 11535.5 | 0 | 0 | 0 | 0 | 0 | 0 | 0 | 8.8603 | 8.8603 | 8.8603
[20 empty] | 502 | 2020-01-21 21:00 | 502 | 1 | 21 | 22 | 0 | 0 | 7.3488 | 11462.2 | 0 | 0 | 0 | 0 | 0 | 0 | 0 | 7.3488 | 11462.2 | 0 | 0 | 0 | 0 | 0 | 0 | 0 | 7.3488 | 11462.2 | 0 | 0 | 0 | 0 | 0 | 0 | 0 | 7.3488 | 7.3488 | 7.3488
[20 empty] | 503 | 2020-01-21 22:00 | 503 | 1 | 21 | 23 | 0 | 0 | 7.3488 | 11462.2 | 0 | 0 | 0 | 0 | 0 | 0 | 0 | 7.3488 | 11462.2 | 0 | 0 | 0 | 0 | 0 | 0 | 0 | 7.3488 | 11462.2 | 0 | 0 | 0 | 0 | 0 | 0 | 0 | 7.3488 | 7.3488 | 7.3488
[20 empty] | 504 | 2020-01-21 23:00 | 504 | 1 | 21 | 24 | 0 | 0 | 7.3488 | 11535.5 | 0 | 0 | 0 | 0 | 0 | 0 | 0 | 7.3488 | 11535.5 | 0 | 0 | 0 | 0 | 0 | 0 | 0 | 7.3488 | 11535.5 | 0 | 0 | 0 | 0 | 0 | 0 | 0 | 7.3488 | 7.3488 | 7.3488
[20 empty] | 505 | 2020-01-22 | 505 | 1 | 22 | 1 | 0 | 0 | 7.3488 | 11535.5 | 0 | 0 | 0 | 0 | 0 | 0 | 0 | 7.3488 | 11535.5 | 0 | 0 | 0 | 0 | 0 | 0 | 0 | 7.3488 | 11535.5 | 0 | 0 | 0 | 0 | 0 | 0 | 0 | 7.3488 | 7.3488 | 7.3488
[20 empty] | 506 | 2020-01-22 01:00 | 506 | 1 | 22 | 2 | 0 | 0 | 7.3488 | 11535.5 | 0 | 0 | 0 | 0 | 0 | 0 | 0 | 7.3488 | 11535.5 | 0 | 0 | 0 | 0 | 0 | 0 | 0 | 7.3488 | 11535.5 | 0 | 0 | 0 | 0 | 0 | 0 | 0 | 7.3488 | 7.3488 | 7.3488
[20 empty] | 507 | 2020-01-22 02:00 | 507 | 1 | 22 | 3 | 0 | 0 | 7.3488 | 11535.5 | 0 | 0 | 0 | 0 | 0 | 0 | 0 | 7.3488 | 11535.5 | 0 | 0 | 0 | 0 | 0 | 0 | 0 | 7.3488 | 11535.5 | 0 | 0 | 0 | 0 | 0 | 0 | 0 | 7.3488 | 7.3488 | 7.3488
[20 empty] | 508 | 2020-01-22 03:00 | 508 | 1 | 22 | 4 | 0 | 0 | 7.3488 | 11535.5 | 0 | 0 | 0 | 0 | 0 | 0 | 0 | 7.3488 | 11535.5 | 0 | 0 | 0 | 0 | 0 | 0 | 0 | 7.3488 | 11535.5 | 0 | 0 | 0 | 0 | 0 | 0 | 0 | 7.3488 | 7.3488 | 7.3488
[20 empty] | 509 | 2020-01-22 04:00 | 509 | 1 | 22 | 5 | 0 | 0 | 36.3018 | 831841 | 16.4084 | 55.9855 | 0 | 820306 | 820.306 | 125383 | -634973 | 39.0392 | 862631 | 18.0446 | 61.5682 | 0 | 894950 | 894.95 | 150375 | -708732 | 41.8809 | 906485 | 19.679 | 67.1447 | 0 | 851095 | 851.095 | 137886 | -672707 | 36.3018 | 39.0392 | 41.8809
[20 empty] | 510 | 2020-01-22 05:00 | 510 | 1 | 22 | 6 | 0 | 0 | 40.8695 | 710780 | 19.5073 | 66.5589 | 0 | 699171 | 699.171 | 149063 | -590179 | 44.2073 | 741233 | 21.7475 | 74.2025 | 0 | 766142 | 766.142 | 183646 | -654062 | 47.6974 | 777751 | 24.0331 | 82.0009 | 0 | 729624 | 729.624 | 166182 | -622540 | 40.8695 | 44.2073 | 47.6974
[20 empty] | 511 | 2020-01-22 06:00 | 511 | 1 | 22 | 7 | 0 | 0 | 43.2232 | 702998 | 19.7465 | 67.3751 | 0 | 669027 | 669.027 | 150891 | -564032 | 46.5594 | 731801 | 21.9872 | 75.0203 | 0 | 732386 | 732.386 | 185494 | -624049 | 50.0499 | 766358 | 24.2748 | 82.8256 | 0 | 697830 | 697.83 | 168013 | -594285 | 43.2232 | 46.5594 | 50.0499
[20 empty] | 512 | 2020-01-22 07:00 | 512 | 1 | 22 | 8 | 296.494 | 0.29649 | 99.6609 | 785368 | 0.87417 | 2.9827 | 0 | 701686 | 701.686 | 6679.87 | -594221 | 100.87 | 827191 | 0.97107 | 3.3133 | 0 | 792130 | 792.13 | 8179.04 | -680940 | 102.189 | 875811 | 1.0704 | 3.6521 | 0 | 743510 | 743.51 | 7420.33 | -637561 | 99.3644 | 100.5735 | 101.8925
[20 empty] | 513 | 2020-01-22 08:00 | 513 | 1 | 22 | 9 | 30030.267 | 30.0303 | 135.61 | 922134 | 1.3404 | 4.5736 | 0 | 838527 | 838.527 | 10242.8 | -731306 | 136.302 | 964790 | 1.4436 | 4.9256 | 0 | 933276 | 933.276 | 11836.6 | -826450 | 137.167 | 1016880 | 1.549 | 5.2852 | 0 | 881182 | 881.182 | 11031.2 | -778686 | 105.5797 | 106.2717 | 107.1367
[20 empty] | 514 | 2020-01-22 09:00 | 514 | 1 | 22 | 10 | 98396.014 | 98.396 | 140.17 | 828350 | 1.3159 | 4.4898 | 0 | 769673 | 769.673 | 10055.2 | -662148 | 141.074 | 869034 | 1.4191 | 4.8419 | 0 | 859355 | 859.355 | 11649.3 | -750230 | 142.19 | 918032 | 1.5245 | 5.2016 | 0 | 810358 | 810.358 | 10843.8 | -705921 | 41.774 | 42.678 | 43.794
[20 empty] | 515 | 2020-01-22 10:00 | 515 | 1 | 22 | 11 | 134919.723 | 134.9197 | 141.509 | 807142 | 1.3156 | 4.489 | 0 | 748466 | 748.466 | 10053.4 | -639868 | 142.447 | 846569 | 1.4188 | 4.841 | 0 | 835167 | 835.167 | 11647.2 | -724426 | 143.615 | 893843 | 1.5242 | 5.2006 | 0 | 787892 | 787.892 | 10841.8 | -681983 | 6.5893 | 7.5273 | 8.6953
[20 empty] | 516 | 2020-01-22 11:00 | 516 | 1 | 22 | 12 | 159532.119 | 159.5321 | 122.195 | 838198 | 1.315 | 4.4867 | 0 | 711539 | 711.539 | 10048.3 | -607056 | 123.172 | 875148 | 1.4182 | 4.8388 | 0 | 792328 | 792.328 | 11642.1 | -685005 | 124.343 | 918987 | 1.5236 | 5.1984 | 0 | 748489 | 748.489 | 10836.7 | -645939 | -37.3371 | -36.3601 | -35.1891
[20 empty] | 517 | 2020-01-22 12:00 | 517 | 1 | 22 | 13 | 156858.532 | 156.8585 | 144.151 | 766064 | 1.0975 | 3.7445 | 0 | 639405 | 639.405 | 8386.05 | -537407 | 145.177 | 797432 | 1.2006 | 4.0965 | 0 | 708682 | 708.682 | 9979.84 | -602868 | 146.407 | 835341 | 1.306 | 4.4561 | 0 | 670773 | 670.773 | 9174.44 | -569753 | -12.7075 | -11.6815 | -10.4515
[20 empty] | 518 | 2020-01-22 13:00 | 518 | 1 | 22 | 14 | 129648.977 | 129.649 | 95.8637 | 728285 | 1.0975 | 3.7445 | 0 | 632813 | 632.813 | 8386.05 | -529556 | 96.9092 | 750511 | 1.2006 | 4.0965 | 0 | 684723 | 684.723 | 9979.83 | -578604 | 98.1293 | 780195 | 1.306 | 4.4561 | 0 | 655039 | 655.039 | 9174.43 | -553304 | -33.7853 | -32.7398 | -31.5197
[20 empty] | 519 | 2020-01-22 14:00 | 519 | 1 | 22 | 15 | 97054.759 | 97.0548 | 90.9785 | 678214 | 1.0975 | 3.7445 | 0 | 619904 | 619.904 | 8386.07 | -520954 | 92.0164 | 695193 | 1.2006 | 4.0965 | 0 | 660519 | 660.519 | 9979.87 | -558520 | 93.2296 | 718829 | 1.306 | 4.4562 | 0 | 636883 | 636.883 | 9174.47 | -539097 | -6.0763 | -5.0384 | -3.8252
[20 empty] | 520 | 2020-01-22 15:00 | 520 | 1 | 22 | 16 | 37496.599 | 37.4966 | 77.3042 | 700340 | 1.3128 | 4.4793 | 0 | 642030 | 642.03 | 10031.7 | -538404 | 78.4133 | 715317 | 1.416 | 4.8313 | 0 | 679058 | 679.058 | 11625.5 | -572754 | 79.6732 | 737368 | 1.5214 | 5.1909 | 0 | 657007 | 657.007 | 10820.1 | -555004 | 39.8076 | 40.9167 | 42.1766
[20 empty] | 521 | 2020-01-22 16:00 | 521 | 1 | 22 | 17 | 4556.257 | 4.5563 | 75.7078 | 675048 | 1.3259 | 4.5241 | 0 | 641591 | 641.591 | 10132.1 | -538230 | 76.7234 | 692645 | 1.4291 | 4.8762 | 0 | 683487 | 683.487 | 11725.9 | -577238 | 77.9393 | 716945 | 1.5345 | 5.2358 | 0 | 659187 | 659.187 | 10920.5 | -557316 | 71.1515 | 72.1671 | 73.383
[20 empty] | 522 | 2020-01-22 17:00 | 522 | 1 | 22 | 18 | 0 | 0 | 14.6733 | 33604.4 | 0 | 0 | 0 | 0 | 0 | 0 | 0 | 14.6733 | 33604.4 | 0 | 0 | 0 | 0 | 0 | 0 | 0 | 14.6733 | 33604.4 | 0 | 0 | 0 | 0 | 0 | 0 | 0 | 14.6733 | 14.6733 | 14.6733
[20 empty] | 523 | 2020-01-22 18:00 | 523 | 1 | 22 | 19 | 0 | 0 | 13.7561 | 33604.4 | 0 | 0 | 0 | 0 | 0 | 0 | 0 | 13.7561 | 33604.4 | 0 | 0 | 0 | 0 | 0 | 0 | 0 | 13.7561 | 33604.4 | 0 | 0 | 0 | 0 | 0 | 0 | 0 | 13.7561 | 13.7561 | 13.7561
[20 empty] | 524 | 2020-01-22 19:00 | 524 | 1 | 22 | 20 | 0 | 0 | 10.3718 | 33604.4 | 0 | 0 | 0 | 0 | 0 | 0 | 0 | 10.3718 | 33604.4 | 0 | 0 | 0 | 0 | 0 | 0 | 0 | 10.3718 | 33604.4 | 0 | 0 | 0 | 0 | 0 | 0 | 0 | 10.3718 | 10.3718 | 10.3718
[20 empty] | 525 | 2020-01-22 20:00 | 525 | 1 | 22 | 21 | 0 | 0 | 8.8603 | 11462.2 | 0 | 0 | 0 | 0 | 0 | 0 | 0 | 8.8603 | 11462.2 | 0 | 0 | 0 | 0 | 0 | 0 | 0 | 8.8603 | 11462.2 | 0 | 0 | 0 | 0 | 0 | 0 | 0 | 8.8603 | 8.8603 | 8.8603
[20 empty] | 526 | 2020-01-22 21:00 | 526 | 1 | 22 | 22 | 0 | 0 | 7.3488 | 11608.9 | 0 | 0 | 0 | 0 | 0 | 0 | 0 | 7.3488 | 11608.9 | 0 | 0 | 0 | 0 | 0 | 0 | 0 | 7.3488 | 11608.9 | 0 | 0 | 0 | 0 | 0 | 0 | 0 | 7.3488 | 7.3488 | 7.3488
[20 empty] | 527 | 2020-01-22 22:00 | 527 | 1 | 22 | 23 | 0 | 0 | 7.3488 | 11608.9 | 0 | 0 | 0 | 0 | 0 | 0 | 0 | 7.3488 | 11608.9 | 0 | 0 | 0 | 0 | 0 | 0 | 0 | 7.3488 | 11608.9 | 0 | 0 | 0 | 0 | 0 | 0 | 0 | 7.3488 | 7.3488 | 7.3488
[20 empty] | 528 | 2020-01-22 23:00 | 528 | 1 | 22 | 24 | 0 | 0 | 7.3488 | 11755.5 | 0 | 0 | 0 | 0 | 0 | 0 | 0 | 7.3488 | 11755.5 | 0 | 0 | 0 | 0 | 0 | 0 | 0 | 7.3488 | 11755.5 | 0 | 0 | 0 | 0 | 0 | 0 | 0 | 7.3488 | 7.3488 | 7.3488
[20 empty] | 529 | 2020-01-23 | 529 | 1 | 23 | 1 | 0 | 0 | 7.8094 | 11755.5 | 0 | 0 | 0 | 0 | 0 | 0 | 0 | 7.8094 | 11755.5 | 0 | 0 | 0 | 0 | 0 | 0 | 0 | 7.8094 | 11755.5 | 0 | 0 | 0 | 0 | 0 | 0 | 0 | 7.8094 | 7.8094 | 7.8094
[20 empty] | 530 | 2020-01-23 01:00 | 530 | 1 | 23 | 2 | 0 | 0 | 7.8094 | 11755.5 | 0 | 0 | 0 | 0 | 0 | 0 | 0 | 7.8094 | 11755.5 | 0 | 0 | 0 | 0 | 0 | 0 | 0 | 7.8094 | 11755.5 | 0 | 0 | 0 | 0 | 0 | 0 | 0 | 7.8094 | 7.8094 | 7.8094
[20 empty] | 531 | 2020-01-23 02:00 | 531 | 1 | 23 | 3 | 0 | 0 | 7.8094 | 11828.9 | 0 | 0 | 0 | 0 | 0 | 0 | 0 | 7.8094 | 11828.9 | 0 | 0 | 0 | 0 | 0 | 0 | 0 | 7.8094 | 11828.9 | 0 | 0 | 0 | 0 | 0 | 0 | 0 | 7.8094 | 7.8094 | 7.8094
[20 empty] | 532 | 2020-01-23 03:00 | 532 | 1 | 23 | 4 | 0 | 0 | 7.8094 | 11828.9 | 0 | 0 | 0 | 0 | 0 | 0 | 0 | 7.8094 | 11828.9 | 0 | 0 | 0 | 0 | 0 | 0 | 0 | 7.8094 | 11828.9 | 0 | 0 | 0 | 0 | 0 | 0 | 0 | 7.8094 | 7.8094 | 7.8094
[20 empty] | 533 | 2020-01-23 04:00 | 533 | 1 | 23 | 5 | 0 | 0 | 7.8094 | 11828.9 | 0 | 0 | 0 | 0 | 0 | 0 | 0 | 7.8094 | 11828.9 | 0 | 0 | 0 | 0 | 0 | 0 | 0 | 7.8094 | 11828.9 | 0 | 0 | 0 | 0 | 0 | 0 | 0 | 7.8094 | 7.8094 | 7.8094
[20 empty] | 534 | 2020-01-23 05:00 | 534 | 1 | 23 | 6 | 0 | 0 | 7.8094 | 11902.2 | 0 | 0 | 0 | 0 | 0 | 0 | 0 | 7.8094 | 11902.2 | 0 | 0 | 0 | 0 | 0 | 0 | 0 | 7.8094 | 11902.2 | 0 | 0 | 0 | 0 | 0 | 0 | 0 | 7.8094 | 7.8094 | 7.8094
[20 empty] | 535 | 2020-01-23 06:00 | 535 | 1 | 23 | 7 | 0 | 0 | 7.8094 | 11975.5 | 0 | 0 | 0 | 0 | 0 | 0 | 0 | 7.8094 | 11975.5 | 0 | 0 | 0 | 0 | 0 | 0 | 0 | 7.8094 | 11975.5 | 0 | 0 | 0 | 0 | 0 | 0 | 0 | 7.8094 | 7.8094 | 7.8094
[20 empty] | 536 | 2020-01-23 07:00 | 536 | 1 | 23 | 8 | 5162.95 | 5.1629 | 7.8082 | 11975.5 | 0 | 0 | 0 | 0 | 0 | 0 | 0 | 7.808 | 11975.5 | 0 | 0 | 0 | 0 | 0 | 0 | 0 | 7.8078 | 11975.5 | 0 | 0 | 0 | 0 | 0 | 0 | 0 | 2.6453 | 2.6451 | 2.6449
[20 empty] | 537 | 2020-01-23 08:00 | 537 | 1 | 23 | 9 | 80313.787 | 80.3138 | 7.8044 | 11755.5 | 0 | 0 | 0 | 0 | 0 | 0 | 0 | 7.803 | 11755.5 | 0 | 0 | 0 | 0 | 0 | 0 | 0 | 7.8023 | 11755.5 | 0 | 0 | 0 | 0 | 0 | 0 | 0 | -72.5094 | -72.5108 | -72.5114
[20 empty] | 538 | 2020-01-23 09:00 | 538 | 1 | 23 | 10 | 153125.613 | 153.1256 | 7.8038 | 11535.5 | 0 | 0 | 0 | 0 | 0 | 0 | 0 | 7.8033 | 11535.5 | 0 | 0 | 0 | 0 | 0 | 0 | 0 | 7.8029 | 11535.5 | 0 | 0 | 0 | 0 | 0 | 0 | 0 | -145.3218 | -145.3223 | -145.3227
[20 empty] | 539 | 2020-01-23 10:00 | 539 | 1 | 23 | 11 | 200568.145 | 200.5681 | 7.8017 | 11535.5 | 0 | 0 | 0 | 0 | 0 | 0 | 0 | 7.8006 | 11535.5 | 0 | 0 | 0 | 0 | 0 | 0 | 0 | 7.8002 | 11535.5 | 0 | 0 | 0 | 0 | 0 | 0 | 0 | -192.7665 | -192.7676 | -192.768
[20 empty] | 540 | 2020-01-23 11:00 | 540 | 1 | 23 | 12 | 223559.48 | 223.5595 | 7.7997 | 11388.9 | 0 | 0 | 0 | 0 | 0 | 0 | 0 | 7.7993 | 11388.9 | 0 | 0 | 0 | 0 | 0 | 0 | 0 | 7.7993 | 11388.9 | 0 | 0 | 0 | 0 | 0 | 0 | 0 | -215.7597 | -215.7602 | -215.7602
[20 empty] | 541 | 2020-01-23 12:00 | 541 | 1 | 23 | 13 | 223392.973 | 223.393 | 7.7993 | 11315.6 | 0 | 0 | 0 | 0 | 0 | 0 | 0 | 7.7993 | 11315.6 | 0 | 0 | 0 | 0 | 0 | 0 | 0 | 7.7993 | 11315.6 | 0 | 0 | 0 | 0 | 0 | 0 | 0 | -215.5937 | -215.5937 | -215.5937
[20 empty] | 542 | 2020-01-23 13:00 | 542 | 1 | 23 | 14 | 202014.117 | 202.0141 | 7.7993 | 11315.6 | 0 | 0 | 0 | 0 | 0 | 0 | 0 | 7.7993 | 11315.6 | 0 | 0 | 0 | 0 | 0 | 0 | 0 | 7.7993 | 11315.6 | 0 | 0 | 0 | 0 | 0 | 0 | 0 | -194.2148 | -194.2148 | -194.2148
[20 empty] | 543 | 2020-01-23 14:00 | 543 | 1 | 23 | 15 | 160590.766 | 160.5908 | 7.7993 | 11388.9 | 0 | 0 | 0 | 0 | 0 | 0 | 0 | 7.7993 | 11388.9 | 0 | 0 | 0 | 0 | 0 | 0 | 0 | 7.7993 | 11388.9 | 0 | 0 | 0 | 0 | 0 | 0 | 0 | -152.7914 | -152.7914 | -152.7914
[20 empty] | 544 | 2020-01-23 15:00 | 544 | 1 | 23 | 16 | 95866.552 | 95.8666 | 7.7993 | 11388.9 | 0 | 0 | 0 | 0 | 0 | 0 | 0 | 7.7993 | 11388.9 | 0 | 0 | 0 | 0 | 0 | 0 | 0 | 7.7993 | 11388.9 | 0 | 0 | 0 | 0 | 0 | 0 | 0 | -88.0672 | -88.0672 | -88.0672
[20 empty] | 545 | 2020-01-23 16:00 | 545 | 1 | 23 | 17 | 18200.212 | 18.2002 | 7.8003 | 11388.9 | 0 | 0 | 0 | 0 | 0 | 0 | 0 | 7.8001 | 11388.9 | 0 | 0 | 0 | 0 | 0 | 0 | 0 | 7.8001 | 11388.9 | 0 | 0 | 0 | 0 | 0 | 0 | 0 | -10.3999 | -10.4001 | -10.4001
[20 empty] | 546 | 2020-01-23 17:00 | 546 | 1 | 23 | 18 | 0 | 0 | 7.8094 | 11315.6 | 0 | 0 | 0 | 0 | 0 | 0 | 0 | 7.8094 | 11315.6 | 0 | 0 | 0 | 0 | 0 | 0 | 0 | 7.8094 | 11315.6 | 0 | 0 | 0 | 0 | 0 | 0 | 0 | 7.8094 | 7.8094 | 7.8094
[20 empty] | 547 | 2020-01-23 18:00 | 547 | 1 | 23 | 19 | 0 | 0 | 7.8094 | 11315.6 | 0 | 0 | 0 | 0 | 0 | 0 | 0 | 7.8094 | 11315.6 | 0 | 0 | 0 | 0 | 0 | 0 | 0 | 7.8094 | 11315.6 | 0 | 0 | 0 | 0 | 0 | 0 | 0 | 7.8094 | 7.8094 | 7.8094
[20 empty] | 548 | 2020-01-23 19:00 | 548 | 1 | 23 | 20 | 0 | 0 | 7.8094 | 11315.6 | 0 | 0 | 0 | 0 | 0 | 0 | 0 | 7.8094 | 11315.6 | 0 | 0 | 0 | 0 | 0 | 0 | 0 | 7.8094 | 11315.6 | 0 | 0 | 0 | 0 | 0 | 0 | 0 | 7.8094 | 7.8094 | 7.8094
[20 empty] | 549 | 2020-01-23 20:00 | 549 | 1 | 23 | 21 | 0 | 0 | 7.8094 | 11315.6 | 0 | 0 | 0 | 0 | 0 | 0 | 0 | 7.8094 | 11315.6 | 0 | 0 | 0 | 0 | 0 | 0 | 0 | 7.8094 | 11315.6 | 0 | 0 | 0 | 0 | 0 | 0 | 0 | 7.8094 | 7.8094 | 7.8094
[20 empty] | 550 | 2020-01-23 21:00 | 550 | 1 | 23 | 22 | 0 | 0 | 7.8094 | 11315.6 | 0 | 0 | 0 | 0 | 0 | 0 | 0 | 7.8094 | 11315.6 | 0 | 0 | 0 | 0 | 0 | 0 | 0 | 7.8094 | 11315.6 | 0 | 0 | 0 | 0 | 0 | 0 | 0 | 7.8094 | 7.8094 | 7.8094
[20 empty] | 551 | 2020-01-23 22:00 | 551 | 1 | 23 | 23 | 0 | 0 | 7.8094 | 11315.6 | 0 | 0 | 0 | 0 | 0 | 0 | 0 | 7.8094 | 11315.6 | 0 | 0 | 0 | 0 | 0 | 0 | -200.051 | 9.1077 | 11315.6 | 0 | 0 | 0 | 0 | 0 | 0 | 0 | 7.8094 | 7.8094 | 9.1077
[20 empty] | 552 | 2020-01-23 23:00 | 552 | 1 | 23 | 24 | 0 | 0 | 7.8094 | 11315.6 | 0 | 0 | 0 | 0 | 0 | 0 | 0 | 9.0495 | 11315.6 | 0 | 0 | 0 | 0 | 0 | 0 | -437.215 | 9.1077 | 11315.6 | 0 | 0 | 0 | 0 | 0 | 0 | -13.186 | 7.8094 | 9.0495 | 9.1077
[20 empty] | 553 | 2020-01-24 | 553 | 1 | 24 | 1 | 0 | 0 | 7.8094 | 11388.9 | 0 | 0 | 0 | 0 | 0 | 0 | 0 | 9.0495 | 11388.9 | 0 | 0 | 0 | 0 | 0 | 0 | -709.237 | 9.1077 | 11388.9 | 0 | 0 | 0 | 0 | 0 | 0 | -306.501 | 7.8094 | 9.0495 | 9.1077
[20 empty] | 554 | 2020-01-24 01:00 | 554 | 1 | 24 | 2 | 0 | 0 | 9.0804 | 11535.5 | 0 | 0 | 0 | 0 | 0 | 0 | -149.526 | 9.0495 | 11535.5 | 0 | 0 | 0 | 0 | 0 | 0 | -1081.07 | 9.1077 | 11535.5 | 0 | 0 | 0 | 0 | 0 | 0 | -632.072 | 9.0804 | 9.0495 | 9.1077
[20 empty] | 555 | 2020-01-24 02:00 | 555 | 1 | 24 | 3 | 0 | 0 | 9.0804 | 11608.9 | 0 | 0 | 0 | 0 | 0 | 0 | -420.54 | 9.0495 | 11608.9 | 0 | 0 | 0 | 0 | 0 | 0 | -1731.46 | 9.1077 | 11608.9 | 0 | 0 | 0 | 0 | 0 | 0 | -880.132 | 9.0804 | 9.0495 | 9.1077
[20 empty] | 556 | 2020-01-24 03:00 | 556 | 1 | 24 | 4 | 0 | 0 | 9.0804 | 11608.9 | 0 | 0 | 0 | 0 | 0 | 0 | -643.48 | 9.0495 | 11608.9 | 0 | 0 | 0 | 0 | 0 | 0 | -2246.42 | 9.1077 | 11608.9 | 0 | 0 | 0 | 0 | 0 | 0 | -1266.59 | 9.0804 | 9.0495 | 9.1077
[20 empty] | 557 | 2020-01-24 04:00 | 557 | 1 | 24 | 5 | 0 | 0 | 9.0804 | 11608.9 | 0 | 0 | 0 | 0 | 0 | 0 | -831.893 | 9.0495 | 11608.9 | 0 | 0 | 0 | 0 | 0 | 0 | -2678.67 | 9.1077 | 11608.9 | 0 | 0 | 0 | 0 | 0 | 0 | -1741.33 | 9.0804 | 9.0495 | 9.1077
[20 empty] | 558 | 2020-01-24 05:00 | 558 | 1 | 24 | 6 | 0 | 0 | 9.0804 | 11535.5 | 0 | 0 | 0 | 0 | 0 | 0 | -980.17 | 9.0495 | 11535.5 | 0 | 0 | 0 | 0 | 0 | 0 | -2943.37 | 9.1077 | 11535.5 | 0 | 0 | 0 | 0 | 0 | 0 | -2052.92 | 9.0804 | 9.0495 | 9.1077
[20 empty] | 559 | 2020-01-24 06:00 | 559 | 1 | 24 | 7 | 0 | 0 | 9.0804 | 11535.5 | 0 | 0 | 0 | 0 | 0 | 0 | -1378.49 | 9.0495 | 11535.5 | 0 | 0 | 0 | 0 | 0 | 0 | -3304.72 | 9.1077 | 11535.5 | 0 | 0 | 0 | 0 | 0 | 0 | -2396.51 | 9.0804 | 9.0495 | 9.1077
[20 empty] | 560 | 2020-01-24 07:00 | 560 | 1 | 24 | 8 | 1214.172 | 1.2142 | 9.0804 | 11535.5 | 0 | 0 | 0 | 0 | 0 | 0 | -1766.64 | 9.0495 | 11535.5 | 0 | 0 | 0 | 0 | 0 | 0 | -3878.74 | 9.1077 | 11535.5 | 0 | 0 | 0 | 0 | 0 | 0 | -2743.75 | 7.8662 | 7.8353 | 7.8936
[20 empty] | 561 | 2020-01-24 08:00 | 561 | 1 | 24 | 9 | 39698.453 | 39.6985 | 9.0766 | 11535.5 | 0 | 0 | 0 | 0 | 0 | 0 | -2068.18 | 9.045 | 11535.5 | 0 | 0 | 0 | 136816 | 136.816 | 0 | -4472.91 | 9.1027 | 148352 | 0 | 0 | 0 | 0 | 0 | 0 | -2994.22 | -30.6218 | -30.6534 | -30.5958
[20 empty] | 562 | 2020-01-24 09:00 | 562 | 1 | 24 | 10 | 10158.532 | 10.1585 | 9.0703 | 11535.5 | 0 | 0 | 0 | 0 | 0 | 0 | -2158.32 | 9.0394 | 11535.5 | 0 | 0 | 0 | 31005.7 | 31.0057 | 0 | -4466.79 | 9.0977 | 42541.2 | 0 | 0 | 0 | 0 | 0 | 0 | -2980.32 | -1.0882 | -1.1191 | -1.0608
[20 empty] | 563 | 2020-01-24 10:00 | 563 | 1 | 24 | 11 | 36915.871 | 36.9159 | 9.0703 | 11535.5 | 0 | 0 | 0 | 0 | 0 | 0 | -2322.83 | 9.0394 | 11535.5 | 0 | 0 | 0 | 31287.3 | 31.2873 | 0 | -4789.75 | 9.0977 | 42822.8 | 0 | 0 | 0 | 0 | 0 | 0 | -3147 | -27.8455 | -27.8764 | -27.8182
[20 empty] | 564 | 2020-01-24 11:00 | 564 | 1 | 24 | 12 | 29002.102 | 29.0021 | 9.0703 | 11462.2 | 0 | 0 | 0 | 0 | 0 | 0 | -2364.79 | 9.0394 | 11462.2 | 0 | 0 | 0 | 0 | 0 | 0 | -4704.85 | 9.0977 | 11462.2 | 0 | 0 | 0 | 0 | 0 | 0 | -3159.29 | -19.9318 | -19.9627 | -19.9044
[20 empty] | 565 | 2020-01-24 12:00 | 565 | 1 | 24 | 13 | 12716.861 | 12.7169 | 9.0703 | 11388.9 | 0 | 0 | 0 | 0 | 0 | 0 | -2343.8 | 9.0394 | 11388.9 | 0 | 0 | 0 | 0 | 0 | 0 | -4429.79 | 9.0977 | 11388.9 | 0 | 0 | 0 | 0 | 0 | 0 | -3062.12 | -3.6465 | -3.6774 | -3.6192
[20 empty] | 566 | 2020-01-24 13:00 | 566 | 1 | 24 | 14 | 9996.301 | 9.9963 | 9.0703 | 11388.9 | 0 | 0 | 0 | 0 | 0 | 0 | -2515.62 | 9.0394 | 11388.9 | 0 | 0 | 0 | 0 | 0 | 0 | -4750.14 | 9.0977 | 11388.9 | 0 | 0 | 0 | 0 | 0 | 0 | -3283.97 | -0.92598 | -0.95686 | -0.8986
[20 empty] | 567 | 2020-01-24 14:00 | 567 | 1 | 24 | 15 | 11337.231 | 11.3372 | 9.0703 | 11315.6 | 0 | 0 | 0 | 0 | 0 | 0 | -2608.45 | 9.0394 | 11315.6 | 0 | 0 | 0 | 0 | 0 | 0 | -4576.73 | 9.0977 | 11315.6 | 0 | 0 | 0 | 0 | 0 | 0 | -3296.52 | -2.2669 | -2.2978 | -2.2395
[20 empty] | 568 | 2020-01-24 15:00 | 568 | 1 | 24 | 16 | 6096.478 | 6.0965 | 9.0714 | 11315.6 | 0 | 0 | 0 | 0 | 0 | 0 | -2851.96 | 9.0396 | 11315.6 | 0 | 0 | 0 | 0 | 0 | 0 | -5103.92 | 9.0977 | 11315.6 | 0 | 0 | 0 | 0 | 0 | 0 | -3685.25 | 2.9749 | 2.9431 | 3.0012
[20 empty] | 569 | 2020-01-24 16:00 | 569 | 1 | 24 | 17 | 0 | 0 | 9.0768 | 11315.6 | 0 | 0 | 0 | 0 | 0 | 0 | -3155.69 | 9.0455 | 11315.6 | 0 | 0 | 0 | 0 | 0 | 0 | -5910.43 | 9.1032 | 11315.6 | 0 | 0 | 0 | 0 | 0 | 0 | -4483.44 | 9.0768 | 9.0455 | 9.1032
[20 empty] | 570 | 2020-01-24 17:00 | 570 | 1 | 24 | 18 | 0 | 0 | 9.0804 | 11315.6 | 0 | 0 | 0 | 0 | 0 | 0 | -3643.49 | 9.0495 | 11315.6 | 0 | 0 | 0 | 0 | 0 | 0 | -6826.76 | 9.1077 | 11315.6 | 0 | 0 | 0 | 0 | 0 | 0 | -5377.7 | 9.0804 | 9.0495 | 9.1077
[20 empty] | 571 | 2020-01-24 18:00 | 571 | 1 | 24 | 19 | 0 | 0 | 9.0804 | 11095.6 | 0 | 0 | 0 | 0 | 0 | 0 | -3603.84 | 9.0495 | 11095.6 | 0 | 0 | 0 | 0 | 0 | 0 | -6604.34 | 9.1077 | 11095.6 | 0 | 0 | 0 | 0 | 0 | 0 | -5256.29 | 9.0804 | 9.0495 | 9.1077
[20 empty] | 572 | 2020-01-24 19:00 | 572 | 1 | 24 | 20 | 0 | 0 | 9.0804 | 11095.6 | 0 | 0 | 0 | 0 | 0 | 0 | -3965 | 9.0495 | 11095.6 | 0 | 0 | 0 | 0 | 0 | 0 | -7210.09 | 9.1077 | 11095.6 | 0 | 0 | 0 | 0 | 0 | 0 | -5756.64 | 9.0804 | 9.0495 | 9.1077
[20 empty] | 573 | 2020-01-24 20:00 | 573 | 1 | 24 | 21 | 0 | 0 | 9.0804 | 11168.9 | 0 | 0 | 0 | 0 | 0 | 0 | -4765.44 | 9.0495 | 11168.9 | 0 | 0 | 0 | 123008 | 123.008 | 0 | -8388.79 | 9.1077 | 134177 | 0 | 0 | 0 | 0 | 0 | 0 | -6555.35 | 9.0804 | 9.0495 | 9.1077
[20 empty] | 574 | 2020-01-24 21:00 | 574 | 1 | 24 | 22 | 0 | 0 | 9.0804 | 11242.2 | 0 | 0 | 0 | 0 | 0 | 0 | -5514.72 | 9.0495 | 131220 | 0 | 0 | 0 | 39014.1 | 39.0141 | 0 | -9468.76 | 9.1077 | 50256.3 | 0 | 0 | 0 | 119977 | 119.977 | 0 | -7288.29 | 9.0804 | 9.0495 | 9.1077
[20 empty] | 575 | 2020-01-24 22:00 | 575 | 1 | 24 | 23 | 0 | 0 | 9.0804 | 11242.2 | 0 | 0 | 0 | 0 | 0 | 0 | -6032.17 | 9.0495 | 45047.2 | 0 | 0 | 0 | 37793.5 | 37.7935 | 0 | -10517.2 | 9.1077 | 49035.7 | 0 | 0 | 0 | 33804.9 | 33.8049 | 0 | -7964.46 | 9.0804 | 9.0495 | 9.1077
[20 empty] | 576 | 2020-01-24 23:00 | 576 | 1 | 24 | 24 | 0 | 0 | 9.0804 | 11315.6 | 0 | 0 | 0 | 0 | 0 | 0 | -6836.84 | 9.0495 | 49096.1 | 0 | 0 | 0 | 42422.4 | 42.4224 | 0 | -12635.1 | 9.1077 | 53738 | 0 | 0 | 0 | 37780.5 | 37.7805 | 0 | -9589.17 | 9.0804 | 9.0495 | 9.1077
[20 empty] | 577 | 2020-01-25 | 577 | 1 | 25 | 1 | 0 | 0 | 8.6198 | 132517 | 0 | 0 | 0 | 121202 | 121.202 | 0 | -7905.17 | 8.589 | 48325.6 | 0 | 0 | 0 | 41934.9 | 41.9349 | 0 | -14168.8 | 8.6472 | 53250.5 | 0 | 0 | 0 | 37010.1 | 37.0101 | 0 | -10841 | 8.6198 | 8.589 | 8.6472
[20 empty] | 578 | 2020-01-25 01:00 | 578 | 1 | 25 | 2 | 0 | 0 | 8.6198 | 47088.5 | 0 | 0 | 0 | 35772.9 | 35.7729 | 0 | -8888.48 | 8.589 | 49669.2 | 0 | 0 | 0 | 43844.4 | 43.8444 | 0 | -15827.5 | 8.6472 | 55159.9 | 0 | 0 | 0 | 38353.7 | 38.3537 | 0 | -11949.9 | 8.6198 | 8.589 | 8.6472
[20 empty] | 579 | 2020-01-25 02:00 | 579 | 1 | 25 | 3 | 0 | 0 | 8.6198 | 51248.2 | 0 | 0 | 0 | 39859.3 | 39.8593 | 0 | -10469.2 | 8.589 | 53771 | 0 | 0 | 0 | 49628 | 49.628 | 0 | -19055.6 | 8.6472 | 61016.9 | 0 | 0 | 0 | 42382.1 | 42.3821 | 0 | -13488.8 | 8.6198 | 8.589 | 8.6472
[20 empty] | 580 | 2020-01-25 03:00 | 580 | 1 | 25 | 4 | 0 | 0 | 8.6198 | 50564.7 | 0 | 0 | 0 | 39175.8 | 39.1758 | 0 | -11901.5 | 8.589 | 53370.5 | 0 | 0 | 0 | 50675.8 | 50.6758 | 0 | -21964.4 | 8.6472 | 62064.7 | 0 | 0 | 0 | 41981.7 | 41.9817 | 0 | -15191.3 | 8.6198 | 8.589 | 8.6472
[20 empty] | 581 | 2020-01-25 04:00 | 581 | 1 | 25 | 5 | 0 | 0 | 27.6489 | 790924 | 7.8038 | 26.6266 | 0 | 779535 | 779.535 | 59632.1 | -699271 | 29.3146 | 844786 | 8.4218 | 28.7351 | 0 | 893319 | 893.319 | 70302 | -810258 | 31.4039 | 904708 | 9.2001 | 31.3909 | 0 | 833397 | 833.397 | 64354.1 | -755081 | 27.6489 | 29.3146 | 31.4039
[20 empty] | 582 | 2020-01-25 05:00 | 582 | 1 | 25 | 6 | 0 | 0 | 33.4208 | 810366 | 11.9629 | 40.8174 | 0 | 798904 | 798.904 | 91413.1 | -685909 | 36.1366 | 859675 | 13.5542 | 46.2469 | 0 | 905609 | 905.609 | 116902 | -791746 | 39.1143 | 917072 | 15.2985 | 52.1985 | 0 | 848213 | 848.213 | 103573 | -739086 | 33.4208 | 36.1366 | 39.1143
[20 empty] | 583 | 2020-01-25 06:00 | 583 | 1 | 25 | 7 | 0 | 0 | 36.5337 | 829446 | 12.9174 | 44.0742 | 0 | 795621 | 795.621 | 98707 | -685547 | 39.4148 | 878775 | 14.6728 | 50.0636 | 0 | 902131 | 902.131 | 126724 | -791368 | 42.5608 | 935955 | 16.5839 | 56.5843 | 0 | 844950 | 844.95 | 112120 | -738701 | 36.5337 | 39.4148 | 42.5608
[20 empty] | 584 | 2020-01-25 07:00 | 584 | 1 | 25 | 8 | 0 | 0 | 99.9814 | 917976 | 0.90612 | 3.0917 | 0 | 834441 | 834.441 | 6924.03 | -723810 | 101.142 | 969059 | 1.0078 | 3.4388 | 0 | 945176 | 945.176 | 8496.63 | -835341 | 102.415 | 1028710 | 1.1119 | 3.7939 | 0 | 885525 | 885.525 | 7701.31 | -779849 | 99.9814 | 101.142 | 102.415
[20 empty] | 585 | 2020-01-25 08:00 | 585 | 1 | 25 | 9 | 5905.506 | 5.9055 | 135.995 | 1079210 | 1.3864 | 4.7304 | 0 | 995819 | 995.819 | 10594.1 | -893545 | 136.71 | 1129430 | 1.4897 | 5.0827 | 0 | 1108400 | 1108.4 | 12189.1 | -1013380 | 137.614 | 1191780 | 1.5951 | 5.4426 | 0 | 1046050 | 1046.05 | 11383.1 | -953746 | 130.0895 | 130.8045 | 131.7085
[20 empty] | 586 | 2020-01-25 09:00 | 586 | 1 | 25 | 10 | 0 | 0 | 141.342 | 1049400 | 1.3854 | 4.727 | 0 | 991016 | 991.016 | 10586.3 | -887110 | 142.148 | 1097660 | 1.4886 | 5.079 | 0 | 1095330 | 1095.33 | 12180.1 | -997879 | 143.225 | 1153710 | 1.594 | 5.4386 | 0 | 1039280 | 1039.28 | 11374.7 | -945071 | 141.342 | 142.148 | 143.225
[20 empty] | 587 | 2020-01-25 10:00 | 587 | 1 | 25 | 11 | 6795.402 | 6.7954 | 142.379 | 1039520 | 1.3573 | 4.6312 | 0 | 981137 | 981.137 | 10371.9 | -874674 | 143.243 | 1080380 | 1.4605 | 4.9833 | 0 | 1071370 | 1071.37 | 11965.7 | -969821 | 144.366 | 1129750 | 1.5659 | 5.3429 | 0 | 1021990 | 1021.99 | 11160.4 | -924453 | 135.5836 | 136.4476 | 137.5706
[20 empty] | 588 | 2020-01-25 11:00 | 588 | 1 | 25 | 12 | 2925.71 | 2.9257 | 122.017 | 1057710 | 1.0949 | 3.7356 | 0 | 931046 | 931.046 | 8366.21 | -828996 | 122.803 | 1092610 | 1.1978 | 4.0868 | 0 | 1008650 | 1008.65 | 9956.16 | -909138 | 123.909 | 1135300 | 1.3029 | 4.4456 | 0 | 965947 | 965.947 | 9152.73 | -870731 | 119.0913 | 119.8773 | 120.9833
[20 empty] | 589 | 2020-01-25 12:00 | 589 | 1 | 25 | 13 | 3792.46 | 3.7925 | 145.015 | 995130 | 1.097 | 3.7431 | 0 | 868471 | 868.471 | 8382.95 | -763169 | 145.946 | 1022320 | 1.2002 | 4.095 | 0 | 930170 | 930.17 | 9976.12 | -825043 | 147.106 | 1056830 | 1.3055 | 4.4545 | 0 | 895660 | 895.66 | 9171.03 | -795359 | 141.2225 | 142.1535 | 143.3135
[20 empty] | 590 | 2020-01-25 13:00 | 590 | 1 | 25 | 14 | 943.806 | 0.94381 | 96.659 | 941014 | 1.0974 | 3.7445 | 0 | 846961 | 846.961 | 8385.99 | -737882 | 97.6035 | 962831 | 1.2006 | 4.0965 | 0 | 899400 | 899.4 | 9979.76 | -790001 | 98.7755 | 993453 | 1.306 | 4.4561 | 0 | 868778 | 868.778 | 9174.38 | -764224 | 95.7152 | 96.6597 | 97.8317
[20 empty] | 591 | 2020-01-25 14:00 | 591 | 1 | 25 | 15 | 3585.07 | 3.5851 | 91.626 | 896832 | 1.0964 | 3.741 | 0 | 838815 | 838.815 | 8378.2 | -727904 | 92.6162 | 915157 | 1.1995 | 4.0927 | 0 | 884414 | 884.414 | 9970.49 | -772891 | 93.806 | 942430 | 1.3048 | 4.452 | 0 | 857141 | 857.141 | 9165.86 | -750562 | 88.0409 | 89.0311 | 90.2209
[20 empty] | 592 | 2020-01-25 15:00 | 592 | 1 | 25 | 16 | 80876.824 | 80.8768 | 77.8498 | 906511 | 1.3407 | 4.5743 | 0 | 848422 | 848.422 | 10244.5 | -737445 | 78.9666 | 924933 | 1.4439 | 4.9264 | 0 | 894368 | 894.368 | 11838.6 | -782795 | 80.233 | 952458 | 1.5493 | 5.2861 | 0 | 866843 | 866.843 | 11033.1 | -760364 | -3.027 | -1.9102 | -0.64382
[20 empty] | 593 | 2020-01-25 16:00 | 593 | 1 | 25 | 17 | 18183.039 | 18.183 | 76.1535 | 871616 | 1.3527 | 4.6155 | 0 | 838379 | 838.379 | 10336.8 | -729166 | 77.148 | 890969 | 1.4559 | 4.9676 | 0 | 885767 | 885.767 | 11930.6 | -775982 | 78.3568 | 919005 | 1.5613 | 5.3272 | 0 | 857731 | 857.731 | 11125.2 | -752880 | 57.9705 | 58.965 | 60.1738
[20 empty] | 594 | 2020-01-25 17:00 | 594 | 1 | 25 | 18 | 0 | 0 | 14.6733 | 33604.4 | 0 | 0 | 0 | 0 | 0 | 0 | 0 | 14.6733 | 33604.4 | 0 | 0 | 0 | 0 | 0 | 0 | 0 | 14.6733 | 33604.4 | 0 | 0 | 0 | 0 | 0 | 0 | 0 | 14.6733 | 14.6733 | 14.6733
[20 empty] | 595 | 2020-01-25 18:00 | 595 | 1 | 25 | 19 | 0 | 0 | 13.7561 | 33751.1 | 0 | 0 | 0 | 0 | 0 | 0 | 0 | 13.7561 | 33751.1 | 0 | 0 | 0 | 0 | 0 | 0 | 0 | 13.7561 | 33751.1 | 0 | 0 | 0 | 0 | 0 | 0 | 0 | 13.7561 | 13.7561 | 13.7561
[20 empty] | 596 | 2020-01-25 19:00 | 596 | 1 | 25 | 20 | 0 | 0 | 10.3718 | 33751.1 | 0 | 0 | 0 | 0 | 0 | 0 | 0 | 10.3718 | 33751.1 | 0 | 0 | 0 | 0 | 0 | 0 | 0 | 10.3718 | 33751.1 | 0 | 0 | 0 | 0 | 0 | 0 | 0 | 10.3718 | 10.3718 | 10.3718
[20 empty] | 597 | 2020-01-25 20:00 | 597 | 1 | 25 | 21 | 0 | 0 | 8.8603 | 11462.2 | 0 | 0 | 0 | 0 | 0 | 0 | 0 | 8.8603 | 11462.2 | 0 | 0 | 0 | 0 | 0 | 0 | 0 | 8.8603 | 11462.2 | 0 | 0 | 0 | 0 | 0 | 0 | 0 | 8.8603 | 8.8603 | 8.8603
[20 empty] | 598 | 2020-01-25 21:00 | 598 | 1 | 25 | 22 | 0 | 0 | 7.3488 | 11535.5 | 0 | 0 | 0 | 0 | 0 | 0 | 0 | 7.3488 | 11535.5 | 0 | 0 | 0 | 0 | 0 | 0 | 0 | 7.3488 | 11535.5 | 0 | 0 | 0 | 0 | 0 | 0 | 0 | 7.3488 | 7.3488 | 7.3488
[20 empty] | 599 | 2020-01-25 22:00 | 599 | 1 | 25 | 23 | 0 | 0 | 7.3488 | 11535.5 | 0 | 0 | 0 | 0 | 0 | 0 | 0 | 7.3488 | 11535.5 | 0 | 0 | 0 | 0 | 0 | 0 | 0 | 7.3488 | 11535.5 | 0 | 0 | 0 | 0 | 0 | 0 | 0 | 7.3488 | 7.3488 | 7.3488
[20 empty] | 600 | 2020-01-25 23:00 | 600 | 1 | 25 | 24 | 0 | 0 | 7.3488 | 11682.2 | 0 | 0 | 0 | 0 | 0 | 0 | 0 | 7.3488 | 11682.2 | 0 | 0 | 0 | 0 | 0 | 0 | 0 | 7.3488 | 11682.2 | 0 | 0 | 0 | 0 | 0 | 0 | 0 | 7.3488 | 7.3488 | 7.3488
[20 empty] | 601 | 2020-01-26 | 601 | 1 | 26 | 1 | 0 | 0 | 7.3488 | 11828.9 | 0 | 0 | 0 | 0 | 0 | 0 | 0 | 7.3488 | 11828.9 | 0 | 0 | 0 | 0 | 0 | 0 | 0 | 7.3488 | 11828.9 | 0 | 0 | 0 | 0 | 0 | 0 | 0 | 7.3488 | 7.3488 | 7.3488
[20 empty] | 602 | 2020-01-26 01:00 | 602 | 1 | 26 | 2 | 0 | 0 | 7.3488 | 11828.9 | 0 | 0 | 0 | 0 | 0 | 0 | 0 | 7.3488 | 11828.9 | 0 | 0 | 0 | 0 | 0 | 0 | 0 | 7.3488 | 11828.9 | 0 | 0 | 0 | 0 | 0 | 0 | 0 | 7.3488 | 7.3488 | 7.3488
[20 empty] | 603 | 2020-01-26 02:00 | 603 | 1 | 26 | 3 | 0 | 0 | 7.3488 | 11975.5 | 0 | 0 | 0 | 0 | 0 | 0 | 0 | 7.3488 | 11975.5 | 0 | 0 | 0 | 0 | 0 | 0 | 0 | 7.3488 | 11975.5 | 0 | 0 | 0 | 0 | 0 | 0 | 0 | 7.3488 | 7.3488 | 7.3488
[20 empty] | 604 | 2020-01-26 03:00 | 604 | 1 | 26 | 4 | 0 | 0 | 7.3488 | 12048.8 | 0 | 0 | 0 | 0 | 0 | 0 | 0 | 7.3488 | 12048.8 | 0 | 0 | 0 | 0 | 0 | 0 | 0 | 7.3488 | 12048.8 | 0 | 0 | 0 | 0 | 0 | 0 | 0 | 7.3488 | 7.3488 | 7.3488
[20 empty] | 605 | 2020-01-26 04:00 | 605 | 1 | 26 | 5 | 0 | 0 | 34.0035 | 903281 | 14.1414 | 48.2505 | 0 | 891232 | 891.232 | 108060 | -683649 | 36.5983 | 942759 | 15.6254 | 53.3139 | 0 | 985128 | 985.128 | 130862 | -778313 | 39.3139 | 997176 | 17.1255 | 58.4322 | 0 | 930710 | 930.71 | 119400 | -732329 | 34.0035 | 36.5983 | 39.3139
[20 empty] | 606 | 2020-01-26 05:00 | 606 | 1 | 26 | 6 | 0 | 0 | 39.1624 | 789993 | 17.7883 | 60.6937 | 0 | 777871 | 777.871 | 135928 | -665291 | 42.4708 | 825710 | 19.9947 | 68.2219 | 0 | 854120 | 854.12 | 170033 | -740123 | 45.9336 | 866242 | 22.2515 | 75.9221 | 0 | 813588 | 813.588 | 152787 | -704450 | 39.1624 | 42.4708 | 45.9336
[20 empty] | 607 | 2020-01-26 06:00 | 607 | 1 | 26 | 7 | 0 | 0 | 41.7971 | 785933 | 18.2868 | 62.3946 | 0 | 751522 | 751.522 | 139737 | -644288 | 45.0858 | 818139 | 20.4778 | 69.8703 | 0 | 822806 | 822.806 | 173540 | -713632 | 48.5237 | 857217 | 22.7105 | 77.4882 | 0 | 783727 | 783.727 | 156479 | -679309 | 41.7971 | 45.0858 | 48.5237
[20 empty] | 608 | 2020-01-26 07:00 | 608 | 1 | 26 | 8 | 4128.37 | 4.1284 | 99.9132 | 885054 | 0.87416 | 2.9826 | 0 | 800933 | 800.933 | 6679.8 | -690301 | 101.128 | 932539 | 0.97106 | 3.3133 | 0 | 903462 | 903.462 | 8178.95 | -791797 | 102.451 | 987583 | 1.0703 | 3.652 | 0 | 848417 | 848.417 | 7420.25 | -741504 | 95.7848 | 96.9996 | 98.3226
[20 empty] | 609 | 2020-01-26 08:00 | 609 | 1 | 26 | 9 | 70609.519 | 70.6095 | 137.391 | 1046630 | 1.3802 | 4.7093 | 0 | 962505 | 962.505 | 10546.9 | -856100 | 138.512 | 1094260 | 1.4835 | 5.0616 | 0 | 1069470 | 1069.47 | 12141.5 | -968309 | 139.745 | 1153590 | 1.5889 | 5.4214 | 0 | 1010140 | 1010.14 | 11335.7 | -912343 | 66.7815 | 67.9025 | 69.1355
[20 empty] | 610 | 2020-01-26 09:00 | 610 | 1 | 26 | 10 | 139864.118 | 139.8641 | 141.265 | 974974 | 1.3864 | 4.7303 | 0 | 915711 | 915.711 | 10593.8 | -806555 | 142.031 | 1022360 | 1.4896 | 5.0826 | 0 | 1021680 | 1021.68 | 12188.8 | -915940 | 143.071 | 1080950 | 1.5951 | 5.4425 | 0 | 963100 | 963.1 | 11382.8 | -861079 | 1.4009 | 2.1669 | 3.2069
[20 empty] | 611 | 2020-01-26 10:00 | 611 | 1 | 26 | 11 | 106852.332 | 106.8523 | 141.747 | 964543 | 1.3528 | 4.6156 | 0 | 905206 | 905.206 | 10337 | -794079 | 142.707 | 1011370 | 1.4559 | 4.9677 | 0 | 1009690 | 1009.69 | 11930.8 | -901505 | 143.894 | 1069030 | 1.5613 | 5.3273 | 0 | 952036 | 952.036 | 11125.4 | -847745 | 34.8947 | 35.8547 | 37.0417
[20 empty] | 612 | 2020-01-26 11:00 | 612 | 1 | 26 | 12 | 24961.508 | 24.9615 | 122.391 | 1002280 | 1.3528 | 4.6156 | 0 | 875621 | 875.621 | 10337 | -767005 | 123.422 | 1047050 | 1.4559 | 4.9677 | 0 | 975381 | 975.381 | 11930.8 | -868582 | 124.634 | 1102040 | 1.5613 | 5.3273 | 0 | 920387 | 920.387 | 11125.4 | -817627 | 97.4295 | 98.4605 | 99.6725
[20 empty] | 613 | 2020-01-26 12:00 | 613 | 1 | 26 | 13 | 47303.665 | 47.3037 | 145.739 | 951011 | 1.3399 | 4.5719 | 0 | 824352 | 824.352 | 10239.1 | -714636 | 146.752 | 995115 | 1.4431 | 4.9238 | 0 | 921630 | 921.63 | 11832.2 | -811908 | 147.968 | 1048290 | 1.5484 | 5.2833 | 0 | 868456 | 868.456 | 11027.2 | -763175 | 98.4353 | 99.4483 | 100.6643
[20 empty] | 614 | 2020-01-26 13:00 | 614 | 1 | 26 | 14 | 33222 | 33.222 | 97.7748 | 947102 | 1.3404 | 4.5736 | 0 | 849143 | 849.143 | 10242.8 | -734131 | 98.6907 | 993081 | 1.4436 | 4.9256 | 0 | 951129 | 951.129 | 11836.6 | -836898 | 99.8597 | 1049090 | 1.549 | 5.2852 | 0 | 895122 | 895.122 | 11031.2 | -785367 | 64.5528 | 65.4687 | 66.6377
[20 empty] | 615 | 2020-01-26 14:00 | 615 | 1 | 26 | 15 | 42338.832 | 42.3388 | 93.4687 | 948417 | 1.3533 | 4.6173 | 0 | 888933 | 888.933 | 10340.8 | -778668 | 94.2382 | 994982 | 1.4565 | 4.9695 | 0 | 992497 | 992.497 | 11935.1 | -884556 | 95.2954 | 1051980 | 1.5619 | 5.3292 | 0 | 935498 | 935.498 | 11129.4 | -831543 | 51.1299 | 51.8994 | 52.9566
[20 empty] | 616 | 2020-01-26 15:00 | 616 | 1 | 26 | 16 | 59032.294 | 59.0323 | 78.3136 | 968875 | 1.3854 | 4.7268 | 0 | 909465 | 909.465 | 10586.1 | -801186 | 79.299 | 1014300 | 1.4885 | 5.0789 | 0 | 1011270 | 1011.27 | 12179.9 | -906005 | 80.4942 | 1070680 | 1.5939 | 5.4385 | 0 | 954888 | 954.888 | 11374.5 | -853449 | 19.2813 | 20.2667 | 21.4619
[20 empty] | 617 | 2020-01-26 16:00 | 617 | 1 | 26 | 17 | 20579.274 | 20.5793 | 76.8547 | 941704 | 1.3935 | 4.7548 | 0 | 907219 | 907.219 | 10648.6 | -799141 | 77.8309 | 986890 | 1.4967 | 5.1068 | 0 | 1008400 | 1008.4 | 12242.4 | -903196 | 78.9481 | 1042890 | 1.6021 | 5.4664 | 0 | 952405 | 952.405 | 11437 | -851061 | 56.2754 | 57.2516 | 58.3688
[20 empty] | 618 | 2020-01-26 17:00 | 618 | 1 | 26 | 18 | 0 | 0 | 14.6733 | 34411.2 | 0 | 0 | 0 | 0 | 0 | 0 | 0 | 14.6733 | 34411.2 | 0 | 0 | 0 | 0 | 0 | 0 | 0 | 14.6733 | 34411.2 | 0 | 0 | 0 | 0 | 0 | 0 | 0 | 14.6733 | 14.6733 | 14.6733
[20 empty] | 619 | 2020-01-26 18:00 | 619 | 1 | 26 | 19 | 0 | 0 | 13.7561 | 34411.2 | 0 | 0 | 0 | 0 | 0 | 0 | 0 | 13.7561 | 34411.2 | 0 | 0 | 0 | 0 | 0 | 0 | 0 | 13.7561 | 34411.2 | 0 | 0 | 0 | 0 | 0 | 0 | 0 | 13.7561 | 13.7561 | 13.7561
[20 empty] | 620 | 2020-01-26 19:00 | 620 | 1 | 26 | 20 | 0 | 0 | 10.3718 | 34411.2 | 0 | 0 | 0 | 0 | 0 | 0 | 0 | 10.3718 | 34411.2 | 0 | 0 | 0 | 0 | 0 | 0 | 0 | 10.3718 | 34411.2 | 0 | 0 | 0 | 0 | 0 | 0 | 0 | 10.3718 | 10.3718 | 10.3718
[20 empty] | 621 | 2020-01-26 20:00 | 621 | 1 | 26 | 21 | 0 | 0 | 8.8603 | 12048.8 | 0 | 0 | 0 | 0 | 0 | 0 | 0 | 8.8603 | 12048.8 | 0 | 0 | 0 | 0 | 0 | 0 | 0 | 8.8603 | 12048.8 | 0 | 0 | 0 | 0 | 0 | 0 | 0 | 8.8603 | 8.8603 | 8.8603
[20 empty] | 622 | 2020-01-26 21:00 | 622 | 1 | 26 | 22 | 0 | 0 | 7.3488 | 12048.8 | 0 | 0 | 0 | 0 | 0 | 0 | 0 | 7.3488 | 12048.8 | 0 | 0 | 0 | 0 | 0 | 0 | 0 | 7.3488 | 12048.8 | 0 | 0 | 0 | 0 | 0 | 0 | 0 | 7.3488 | 7.3488 | 7.3488
[20 empty] | 623 | 2020-01-26 22:00 | 623 | 1 | 26 | 23 | 0 | 0 | 7.3488 | 12048.8 | 0 | 0 | 0 | 0 | 0 | 0 | 0 | 7.3488 | 12048.8 | 0 | 0 | 0 | 0 | 0 | 0 | 0 | 7.3488 | 12048.8 | 0 | 0 | 0 | 0 | 0 | 0 | 0 | 7.3488 | 7.3488 | 7.3488
[20 empty] | 624 | 2020-01-26 23:00 | 624 | 1 | 26 | 24 | 0 | 0 | 7.3488 | 12048.8 | 0 | 0 | 0 | 0 | 0 | 0 | 0 | 7.3488 | 12048.8 | 0 | 0 | 0 | 0 | 0 | 0 | 0 | 7.3488 | 12048.8 | 0 | 0 | 0 | 0 | 0 | 0 | 0 | 7.3488 | 7.3488 | 7.3488
[20 empty] | 625 | 2020-01-27 | 625 | 1 | 27 | 1 | 0 | 0 | 7.3488 | 12122.2 | 0 | 0 | 0 | 0 | 0 | 0 | 0 | 7.3488 | 12122.2 | 0 | 0 | 0 | 0 | 0 | 0 | 0 | 7.3488 | 12122.2 | 0 | 0 | 0 | 0 | 0 | 0 | 0 | 7.3488 | 7.3488 | 7.3488
[20 empty] | 626 | 2020-01-27 01:00 | 626 | 1 | 27 | 2 | 0 | 0 | 7.3488 | 12122.2 | 0 | 0 | 0 | 0 | 0 | 0 | 0 | 7.3488 | 12122.2 | 0 | 0 | 0 | 0 | 0 | 0 | 0 | 7.3488 | 12122.2 | 0 | 0 | 0 | 0 | 0 | 0 | 0 | 7.3488 | 7.3488 | 7.3488
[20 empty] | 627 | 2020-01-27 02:00 | 627 | 1 | 27 | 3 | 0 | 0 | 7.3488 | 12195.5 | 0 | 0 | 0 | 0 | 0 | 0 | 0 | 7.3488 | 12195.5 | 0 | 0 | 0 | 0 | 0 | 0 | 0 | 7.3488 | 12195.5 | 0 | 0 | 0 | 0 | 0 | 0 | 0 | 7.3488 | 7.3488 | 7.3488
[20 empty] | 628 | 2020-01-27 03:00 | 628 | 1 | 27 | 4 | 0 | 0 | 7.3488 | 12195.5 | 0 | 0 | 0 | 0 | 0 | 0 | 0 | 7.3488 | 12195.5 | 0 | 0 | 0 | 0 | 0 | 0 | 0 | 7.3488 | 12195.5 | 0 | 0 | 0 | 0 | 0 | 0 | 0 | 7.3488 | 7.3488 | 7.3488
[20 empty] | 629 | 2020-01-27 04:00 | 629 | 1 | 27 | 5 | 0 | 0 | 34.3327 | 891660 | 14.4894 | 49.4378 | 0 | 879391 | 879.391 | 110719 | -691682 | 36.7391 | 937680 | 15.781 | 53.8448 | 0 | 985796 | 985.796 | 130412 | -799747 | 39.2454 | 998064 | 17.0666 | 58.2312 | 0 | 925411 | 925.411 | 120589 | -746506 | 34.3327 | 36.7391 | 39.2454
[20 empty] | 630 | 2020-01-27 05:00 | 630 | 1 | 27 | 6 | 0 | 0 | 39.4758 | 807940 | 18.1331 | 61.8701 | 0 | 795451 | 795.451 | 138562 | -679362 | 42.6999 | 853355 | 20.2461 | 69.0797 | 0 | 892559 | 892.559 | 171323 | -775379 | 46.09 | 905047 | 22.4203 | 76.4981 | 0 | 840866 | 840.866 | 154709 | -728631 | 39.4758 | 42.6999 | 46.09
[20 empty] | 631 | 2020-01-27 06:00 | 631 | 1 | 27 | 7 | 0 | 0 | 42.129 | 807452 | 18.6531 | 63.6444 | 0 | 772601 | 772.601 | 142536 | -663095 | 45.3686 | 848035 | 20.7877 | 70.9276 | 0 | 860244 | 860.244 | 175502 | -749309 | 48.7591 | 895095 | 22.9672 | 78.3641 | 0 | 813183 | 813.183 | 158847 | -706955 | 42.129 | 45.3686 | 48.7591
[20 empty] | 632 | 2020-01-27 07:00 | 632 | 1 | 27 | 8 | 5759.614 | 5.7596 | 99.5314 | 914466 | 0.87416 | 2.9826 | 0 | 829904 | 829.904 | 6679.8 | -718775 | 100.677 | 965203 | 0.97106 | 3.3133 | 0 | 940521 | 940.521 | 8178.97 | -829705 | 101.933 | 1025080 | 1.0703 | 3.652 | 0 | 880642 | 880.642 | 7420.25 | -774178 | 93.7718 | 94.9174 | 96.1734
[20 empty] | 633 | 2020-01-27 08:00 | 633 | 1 | 27 | 9 | 75494.523 | 75.4945 | 136.865 | 1084220 | 1.3854 | 4.7268 | 0 | 999660 | 999.66 | 10586 | -894830 | 137.856 | 1138680 | 1.4885 | 5.0789 | 0 | 1119380 | 1119.38 | 12179.8 | -1022360 | 138.952 | 1203940 | 1.5939 | 5.4385 | 0 | 1054120 | 1054.12 | 11374.4 | -959708 | 61.3705 | 62.3615 | 63.4575
[20 empty] | 634 | 2020-01-27 09:00 | 634 | 1 | 27 | 10 | 144033.995 | 144.034 | 141.546 | 1007870 | 1.3859 | 4.7286 | 0 | 948313 | 948.313 | 10590 | -843042 | 142.235 | 1064510 | 1.4891 | 5.0807 | 0 | 1072820 | 1072.82 | 12184.3 | -973567 | 143.243 | 1132380 | 1.5945 | 5.4405 | 0 | 1004950 | 1004.95 | 11378.6 | -908376 | -2.488 | -1.799 | -0.791
[20 empty] | 635 | 2020-01-27 10:00 | 635 | 1 | 27 | 11 | 191276.051 | 191.2761 | 142.06 | 993967 | 1.3543 | 4.621 | 0 | 934410 | 934.41 | 10349 | -825467 | 142.984 | 1049160 | 1.4575 | 4.973 | 0 | 1056250 | 1056.25 | 11942.8 | -952561 | 144.114 | 1115800 | 1.5629 | 5.3326 | 0 | 989601 | 989.601 | 11137.4 | -888896 | -49.2161 | -48.2921 | -47.1621
[20 empty] | 636 | 2020-01-27 11:00 | 636 | 1 | 27 | 12 | 214871.811 | 214.8718 | 122.439 | 1024340 | 1.3477 | 4.5983 | 0 | 897681 | 897.681 | 10298.1 | -790963 | 123.445 | 1076780 | 1.4508 | 4.9503 | 0 | 1013000 | 1013 | 11891.9 | -909735 | 124.642 | 1139660 | 1.5562 | 5.3099 | 0 | 950124 | 950.124 | 11086.5 | -850222 | -92.4328 | -91.4268 | -90.2298
[20 empty] | 637 | 2020-01-27 12:00 | 637 | 1 | 27 | 13 | 104109.118 | 104.1091 | 145.693 | 965527 | 1.3461 | 4.5929 | 0 | 838868 | 838.868 | 10286.1 | -729221 | 146.758 | 1015940 | 1.4493 | 4.9449 | 0 | 949074 | 949.074 | 11879.9 | -840308 | 147.998 | 1075730 | 1.5547 | 5.3045 | 0 | 889279 | 889.279 | 11074.5 | -784616 | 41.5839 | 42.6489 | 43.8889
[20 empty] | 638 | 2020-01-27 13:00 | 638 | 1 | 27 | 14 | 32091.806 | 32.0918 | 97.4217 | 932027 | 1.3404 | 4.5736 | 0 | 833863 | 833.863 | 10242.8 | -723490 | 98.5178 | 978816 | 1.4436 | 4.9256 | 0 | 936958 | 936.958 | 11836.6 | -827118 | 99.7581 | 1035120 | 1.549 | 5.2852 | 0 | 880652 | 880.652 | 11031.2 | -775087 | 65.3299 | 66.426 | 67.6663
[20 empty] | 639 | 2020-01-27 14:00 | 639 | 1 | 27 | 15 | 24591.331 | 24.5913 | 92.5956 | 904874 | 1.3461 | 4.5929 | 0 | 845611 | 845.611 | 10286 | -738271 | 93.6661 | 946071 | 1.4493 | 4.9449 | 0 | 937473 | 937.473 | 11879.8 | -830801 | 94.9047 | 996736 | 1.5547 | 5.3045 | 0 | 886807 | 886.807 | 11074.4 | -784393 | 68.0043 | 69.0748 | 70.3134
[20 empty] | 640 | 2020-01-27 15:00 | 640 | 1 | 27 | 16 | 92623.761 | 92.6238 | 77.8205 | 939396 | 1.3743 | 4.689 | 0 | 880059 | 880.059 | 10501.3 | -768207 | 78.9572 | 979488 | 1.4774 | 5.041 | 0 | 970872 | 970.872 | 12094.8 | -860456 | 80.2445 | 1030210 | 1.5828 | 5.4005 | 0 | 920151 | 920.151 | 11289.5 | -814142 | -14.8033 | -13.6666 | -12.3793
[20 empty] | 641 | 2020-01-27 16:00 | 641 | 1 | 27 | 17 | 21648.48 | 21.6485 | 76.1374 | 918825 | 1.3935 | 4.7548 | 0 | 884341 | 884.341 | 10648.6 | -774288 | 77.1498 | 960018 | 1.4967 | 5.1068 | 0 | 977298 | 977.298 | 12242.3 | -868908 | 78.3631 | 1011780 | 1.6021 | 5.4664 | 0 | 925534 | 925.534 | 11436.9 | -821418 | 54.4889 | 55.5013 | 56.7146
[20 empty] | 642 | 2020-01-27 17:00 | 642 | 1 | 27 | 18 | 0 | 0 | 14.6733 | 34484.5 | 0 | 0 | 0 | 0 | 0 | 0 | 0 | 14.6733 | 34484.5 | 0 | 0 | 0 | 0 | 0 | 0 | 0 | 14.6733 | 34484.5 | 0 | 0 | 0 | 0 | 0 | 0 | 0 | 14.6733 | 14.6733 | 14.6733
[20 empty] | 643 | 2020-01-27 18:00 | 643 | 1 | 27 | 19 | 0 | 0 | 13.7561 | 34484.5 | 0 | 0 | 0 | 0 | 0 | 0 | 0 | 13.7561 | 34484.5 | 0 | 0 | 0 | 0 | 0 | 0 | 0 | 13.7561 | 34484.5 | 0 | 0 | 0 | 0 | 0 | 0 | 0 | 13.7561 | 13.7561 | 13.7561
[20 empty] | 644 | 2020-01-27 19:00 | 644 | 1 | 27 | 20 | 0 | 0 | 10.3718 | 34484.5 | 0 | 0 | 0 | 0 | 0 | 0 | 0 | 10.3718 | 34484.5 | 0 | 0 | 0 | 0 | 0 | 0 | 0 | 10.3718 | 34484.5 | 0 | 0 | 0 | 0 | 0 | 0 | 0 | 10.3718 | 10.3718 | 10.3718
[20 empty] | 645 | 2020-01-27 20:00 | 645 | 1 | 27 | 21 | 0 | 0 | 8.8603 | 12268.8 | 0 | 0 | 0 | 0 | 0 | 0 | 0 | 8.8603 | 12268.8 | 0 | 0 | 0 | 0 | 0 | 0 | 0 | 8.8603 | 12268.8 | 0 | 0 | 0 | 0 | 0 | 0 | 0 | 8.8603 | 8.8603 | 8.8603
[20 empty] | 646 | 2020-01-27 21:00 | 646 | 1 | 27 | 22 | 0 | 0 | 7.3488 | 12342.2 | 0 | 0 | 0 | 0 | 0 | 0 | 0 | 7.3488 | 12342.2 | 0 | 0 | 0 | 0 | 0 | 0 | 0 | 7.3488 | 12342.2 | 0 | 0 | 0 | 0 | 0 | 0 | 0 | 7.3488 | 7.3488 | 7.3488
[20 empty] | 647 | 2020-01-27 22:00 | 647 | 1 | 27 | 23 | 0 | 0 | 7.3488 | 12342.2 | 0 | 0 | 0 | 0 | 0 | 0 | 0 | 7.3488 | 12342.2 | 0 | 0 | 0 | 0 | 0 | 0 | 0 | 7.3488 | 12342.2 | 0 | 0 | 0 | 0 | 0 | 0 | 0 | 7.3488 | 7.3488 | 7.3488
[20 empty] | 648 | 2020-01-27 23:00 | 648 | 1 | 27 | 24 | 0 | 0 | 7.3488 | 12562.1 | 0 | 0 | 0 | 0 | 0 | 0 | 0 | 7.3488 | 12562.1 | 0 | 0 | 0 | 0 | 0 | 0 | 0 | 7.3488 | 12562.1 | 0 | 0 | 0 | 0 | 0 | 0 | 0 | 7.3488 | 7.3488 | 7.3488
[20 empty] | 649 | 2020-01-28 | 649 | 1 | 28 | 1 | 0 | 0 | 7.3488 | 12635.5 | 0 | 0 | 0 | 0 | 0 | 0 | 0 | 7.3488 | 12635.5 | 0 | 0 | 0 | 0 | 0 | 0 | 0 | 7.3488 | 12635.5 | 0 | 0 | 0 | 0 | 0 | 0 | 0 | 7.3488 | 7.3488 | 7.3488
[20 empty] | 650 | 2020-01-28 01:00 | 650 | 1 | 28 | 2 | 0 | 0 | 7.3488 | 12635.5 | 0 | 0 | 0 | 0 | 0 | 0 | 0 | 7.3488 | 12635.5 | 0 | 0 | 0 | 0 | 0 | 0 | 0 | 7.3488 | 12635.5 | 0 | 0 | 0 | 0 | 0 | 0 | 0 | 7.3488 | 7.3488 | 7.3488
[20 empty] | 651 | 2020-01-28 02:00 | 651 | 1 | 28 | 3 | 0 | 0 | 7.3488 | 12635.5 | 0 | 0 | 0 | 0 | 0 | 0 | 0 | 7.3488 | 12635.5 | 0 | 0 | 0 | 0 | 0 | 0 | 0 | 7.3488 | 12635.5 | 0 | 0 | 0 | 0 | 0 | 0 | 0 | 7.3488 | 7.3488 | 7.3488
[20 empty] | 652 | 2020-01-28 03:00 | 652 | 1 | 28 | 4 | 0 | 0 | 7.3488 | 12708.8 | 0 | 0 | 0 | 0 | 0 | 0 | 0 | 7.3488 | 12708.8 | 0 | 0 | 0 | 0 | 0 | 0 | 0 | 7.3488 | 12708.8 | 0 | 0 | 0 | 0 | 0 | 0 | 0 | 7.3488 | 7.3488 | 7.3488
[20 empty] | 653 | 2020-01-28 04:00 | 653 | 1 | 28 | 5 | 0 | 0 | 34.2063 | 898016 | 14.4005 | 49.1345 | 0 | 885307 | 885.307 | 110040 | -691546 | 36.5392 | 942487 | 15.6227 | 53.3047 | 0 | 989557 | 989.557 | 128651 | -797456 | 38.9696 | 1002270 | 16.8361 | 57.4448 | 0 | 929778 | 929.778 | 119379 | -745090 | 34.2063 | 36.5392 | 38.9696
[20 empty] | 654 | 2020-01-28 05:00 | 654 | 1 | 28 | 6 | 0 | 0 | 39.4359 | 803487 | 18.1038 | 61.7702 | 0 | 790705 | 790.705 | 138338 | -679017 | 42.6031 | 849555 | 20.1604 | 68.7873 | 0 | 889504 | 889.504 | 170294 | -776598 | 45.945 | 902286 | 22.2857 | 76.0388 | 0 | 836772 | 836.772 | 154053 | -728672 | 39.4359 | 42.6031 | 45.945
[20 empty] | 655 | 2020-01-28 06:00 | 655 | 1 | 28 | 7 | 0 | 0 | 42.1303 | 814043 | 18.6568 | 63.657 | 0 | 778972 | 778.972 | 142564 | -669125 | 45.345 | 856021 | 20.7653 | 70.8512 | 0 | 869267 | 869.267 | 175201 | -758141 | 48.7194 | 904338 | 22.9278 | 78.2297 | 0 | 820950 | 820.95 | 158676 | -714507 | 42.1303 | 45.345 | 48.7194
[20 empty] | 656 | 2020-01-28 07:00 | 656 | 1 | 28 | 8 | 0 | 0 | 99.4584 | 920208 | 0.87415 | 2.9826 | 0 | 835427 | 835.427 | 6679.72 | -724435 | 100.606 | 971636 | 0.97105 | 3.3132 | 0 | 946817 | 946.817 | 8178.84 | -836424 | 101.837 | 1031600 | 1.0703 | 3.652 | 0 | 886854 | 886.854 | 7420.15 | -780737 | 99.4584 | 100.606 | 101.837
[20 empty] | 657 | 2020-01-28 08:00 | 657 | 1 | 28 | 9 | 174 | 0.174 | 135.937 | 1086940 | 1.3853 | 4.7268 | 0 | 1002310 | 1002.31 | 10585.9 | -897535 | 136.661 | 1140480 | 1.4885 | 5.0788 | 0 | 1120160 | 1120.16 | 12179.6 | -1023150 | 137.545 | 1204790 | 1.5939 | 5.4384 | 0 | 1055840 | 1055.84 | 11374.3 | -961503 | 135.763 | 136.487 | 137.371
[20 empty] | 658 | 2020-01-28 09:00 | 658 | 1 | 28 | 10 | 1953.531 | 1.9535 | 142.07 | 1013770 | 1.3836 | 4.7209 | 0 | 954141 | 954.141 | 10572.8 | -848953 | 142.895 | 1069250 | 1.4868 | 5.073 | 0 | 1076530 | 1076.53 | 12166.9 | -977422 | 144.005 | 1136160 | 1.5922 | 5.4327 | 0 | 1009620 | 1009.62 | 11361.3 | -913240 | 140.1165 | 140.9415 | 142.0515
[20 empty] | 659 | 2020-01-28 10:00 | 659 | 1 | 28 | 11 | 65796.21 | 65.7962 | 142.733 | 998223 | 1.3461 | 4.5928 | 0 | 938592 | 938.592 | 10285.9 | -829766 | 143.397 | 1053220 | 1.4492 | 4.9448 | 0 | 1059820 | 1059.82 | 11879.6 | -956349 | 144.36 | 1119450 | 1.5546 | 5.3044 | 0 | 993595 | 993.595 | 11074.3 | -893116 | 76.9368 | 77.6008 | 78.5638
[20 empty] | 660 | 2020-01-28 11:00 | 660 | 1 | 28 | 12 | 34431.64 | 34.4316 | 123.115 | 1011120 | 1.3468 | 4.5953 | 0 | 884462 | 884.462 | 10291.6 | -780696 | 123.922 | 1062120 | 1.4501 | 4.9476 | 0 | 996021 | 996.021 | 11886.2 | -895079 | 124.988 | 1122680 | 1.5555 | 5.3074 | 0 | 935457 | 935.457 | 11080.4 | -837959 | 88.6834 | 89.4904 | 90.5564
[20 empty] | 661 | 2020-01-28 12:00 | 661 | 1 | 28 | 13 | 125370.366 | 125.3704 | 146.196 | 924365 | 1.3266 | 4.5264 | 0 | 797706 | 797.706 | 10137.1 | -693155 | 147.055 | 969814 | 1.4298 | 4.8784 | 0 | 896877 | 896.877 | 11730.9 | -791756 | 148.187 | 1023540 | 1.5352 | 5.238 | 0 | 843155 | 843.155 | 10925.5 | -742325 | 20.8256 | 21.6846 | 22.8166
[20 empty] | 662 | 2020-01-28 13:00 | 662 | 1 | 28 | 14 | 193869.153 | 193.8692 | 97.5674 | 888019 | 1.3156 | 4.4889 | 0 | 790501 | 790.501 | 10053.2 | -680681 | 98.5474 | 928261 | 1.4188 | 4.8409 | 0 | 879967 | 879.967 | 11646.9 | -769130 | 99.7411 | 977486 | 1.5242 | 5.2005 | 0 | 830742 | 830.742 | 10841.6 | -724561 | -96.3018 | -95.3218 | -94.1281
[20 empty] | 663 | 2020-01-28 14:00 | 663 | 1 | 28 | 15 | 153020.933 | 153.0209 | 92.5888 | 843115 | 1.3269 | 4.5272 | 0 | 784218 | 784.218 | 10139 | -679141 | 93.6243 | 875714 | 1.43 | 4.8793 | 0 | 857849 | 857.849 | 11733 | -751563 | 94.8373 | 916746 | 1.5354 | 5.239 | 0 | 816818 | 816.818 | 10927.4 | -715083 | -60.4321 | -59.3966 | -58.1836
[20 empty] | 664 | 2020-01-28 15:00 | 664 | 1 | 28 | 16 | 91769.153 | 91.7692 | 77.57 | 852755 | 1.3322 | 4.5454 | 0 | 793931 | 793.931 | 10179.8 | -685535 | 78.6848 | 880726 | 1.4354 | 4.8974 | 0 | 858681 | 858.681 | 11773.5 | -749136 | 79.9556 | 917505 | 1.5408 | 5.2571 | 0 | 821903 | 821.903 | 10968.1 | -717098 | -14.1992 | -13.0844 | -11.8136
[20 empty] | 665 | 2020-01-28 16:00 | 665 | 1 | 28 | 17 | 23074.392 | 23.0744 | 75.7838 | 830664 | 1.368 | 4.6677 | 0 | 796693 | 796.693 | 10453.7 | -686945 | 76.8535 | 859882 | 1.4712 | 5.0197 | 0 | 863990 | 863.99 | 12047.4 | -753149 | 78.1098 | 897961 | 1.5766 | 5.3793 | 0 | 825911 | 825.911 | 11242 | -719836 | 52.7094 | 53.7791 | 55.0354
[20 empty] | 666 | 2020-01-28 17:00 | 666 | 1 | 28 | 18 | 0 | 0 | 14.6733 | 34191.2 | 0 | 0 | 0 | 0 | 0 | 0 | 0 | 14.6733 | 34191.2 | 0 | 0 | 0 | 0 | 0 | 0 | 0 | 14.6733 | 34191.2 | 0 | 0 | 0 | 0 | 0 | 0 | 0 | 14.6733 | 14.6733 | 14.6733
[20 empty] | 667 | 2020-01-28 18:00 | 667 | 1 | 28 | 19 | 0 | 0 | 13.7561 | 34191.2 | 0 | 0 | 0 | 0 | 0 | 0 | 0 | 13.7561 | 34191.2 | 0 | 0 | 0 | 0 | 0 | 0 | 0 | 13.7561 | 34191.2 | 0 | 0 | 0 | 0 | 0 | 0 | 0 | 13.7561 | 13.7561 | 13.7561
[20 empty] | 668 | 2020-01-28 19:00 | 668 | 1 | 28 | 20 | 0 | 0 | 10.3718 | 34191.2 | 0 | 0 | 0 | 0 | 0 | 0 | 0 | 10.3718 | 34191.2 | 0 | 0 | 0 | 0 | 0 | 0 | 0 | 10.3718 | 34191.2 | 0 | 0 | 0 | 0 | 0 | 0 | 0 | 10.3718 | 10.3718 | 10.3718
[20 empty] | 669 | 2020-01-28 20:00 | 669 | 1 | 28 | 21 | 0 | 0 | 8.8603 | 11902.2 | 0 | 0 | 0 | 0 | 0 | 0 | 0 | 8.8603 | 11902.2 | 0 | 0 | 0 | 0 | 0 | 0 | 0 | 8.8603 | 11902.2 | 0 | 0 | 0 | 0 | 0 | 0 | 0 | 8.8603 | 8.8603 | 8.8603
[20 empty] | 670 | 2020-01-28 21:00 | 670 | 1 | 28 | 22 | 0 | 0 | 7.3488 | 12195.5 | 0 | 0 | 0 | 0 | 0 | 0 | 0 | 7.3488 | 12195.5 | 0 | 0 | 0 | 0 | 0 | 0 | 0 | 7.3488 | 12195.5 | 0 | 0 | 0 | 0 | 0 | 0 | 0 | 7.3488 | 7.3488 | 7.3488
[20 empty] | 671 | 2020-01-28 22:00 | 671 | 1 | 28 | 23 | 0 | 0 | 7.3488 | 12195.5 | 0 | 0 | 0 | 0 | 0 | 0 | 0 | 7.3488 | 12195.5 | 0 | 0 | 0 | 0 | 0 | 0 | 0 | 7.3488 | 12195.5 | 0 | 0 | 0 | 0 | 0 | 0 | 0 | 7.3488 | 7.3488 | 7.3488
[20 empty] | 672 | 2020-01-28 23:00 | 672 | 1 | 28 | 24 | 0 | 0 | 7.3488 | 12342.2 | 0 | 0 | 0 | 0 | 0 | 0 | 0 | 7.3488 | 12342.2 | 0 | 0 | 0 | 0 | 0 | 0 | 0 | 7.3488 | 12342.2 | 0 | 0 | 0 | 0 | 0 | 0 | 0 | 7.3488 | 7.3488 | 7.3488
[20 empty] | 673 | 2020-01-29 | 673 | 1 | 29 | 1 | 0 | 0 | 7.3488 | 12488.8 | 0 | 0 | 0 | 0 | 0 | 0 | 0 | 7.3488 | 12488.8 | 0 | 0 | 0 | 0 | 0 | 0 | 0 | 7.3488 | 12488.8 | 0 | 0 | 0 | 0 | 0 | 0 | 0 | 7.3488 | 7.3488 | 7.3488
[20 empty] | 674 | 2020-01-29 01:00 | 674 | 1 | 29 | 2 | 0 | 0 | 7.3488 | 12488.8 | 0 | 0 | 0 | 0 | 0 | 0 | 0 | 7.3488 | 12488.8 | 0 | 0 | 0 | 0 | 0 | 0 | 0 | 7.3488 | 12488.8 | 0 | 0 | 0 | 0 | 0 | 0 | 0 | 7.3488 | 7.3488 | 7.3488
[20 empty] | 675 | 2020-01-29 02:00 | 675 | 1 | 29 | 3 | 0 | 0 | 7.3488 | 12488.8 | 0 | 0 | 0 | 0 | 0 | 0 | 0 | 7.3488 | 12488.8 | 0 | 0 | 0 | 0 | 0 | 0 | 0 | 7.3488 | 12488.8 | 0 | 0 | 0 | 0 | 0 | 0 | 0 | 7.3488 | 7.3488 | 7.3488
[20 empty] | 676 | 2020-01-29 03:00 | 676 | 1 | 29 | 4 | 0 | 0 | 7.3488 | 12562.1 | 0 | 0 | 0 | 0 | 0 | 0 | 0 | 7.3488 | 12562.1 | 0 | 0 | 0 | 0 | 0 | 0 | 0 | 7.3488 | 12562.1 | 0 | 0 | 0 | 0 | 0 | 0 | 0 | 7.3488 | 7.3488 | 7.3488
[20 empty] | 677 | 2020-01-29 04:00 | 677 | 1 | 29 | 5 | 0 | 0 | 35.1547 | 894246 | 15.3596 | 52.407 | 0 | 881683 | 881.683 | 117369 | -676820 | 37.6626 | 931902 | 16.763 | 57.1954 | 0 | 972993 | 972.993 | 138838 | -768990 | 40.2795 | 985555 | 18.1692 | 61.9933 | 0 | 919340 | 919.34 | 128093 | -723527 | 35.1547 | 37.6626 | 40.2795
[20 empty] | 678 | 2020-01-29 05:00 | 678 | 1 | 29 | 6 | 0 | 0 | 40.1727 | 779349 | 18.8623 | 64.3582 | 0 | 766714 | 766.714 | 144134 | -655739 | 43.4096 | 818236 | 20.9964 | 71.6397 | 0 | 851286 | 851.286 | 177240 | -738386 | 46.8171 | 863921 | 23.1947 | 79.1403 | 0 | 805600 | 805.6 | 160442 | -697653 | 40.1727 | 43.4096 | 46.8171
[20 empty] | 679 | 2020-01-29 06:00 | 679 | 1 | 29 | 7 | 0 | 0 | 42.7225 | 779218 | 19.2833 | 65.7946 | 0 | 744220 | 744.22 | 147351 | -635524 | 45.9795 | 815545 | 21.4403 | 73.1543 | 0 | 823310 | 823.31 | 180734 | -712420 | 49.3975 | 858308 | 23.652 | 80.7006 | 0 | 780547 | 780.547 | 163834 | -674482 | 42.7225 | 45.9795 | 49.3975
[20 empty] | 680 | 2020-01-29 07:00 | 680 | 1 | 29 | 8 | 7547.443 | 7.5474 | 99.3362 | 904445 | 0.87415 | 2.9826 | 0 | 819736 | 819.736 | 6679.72 | -708353 | 100.462 | 956728 | 0.97105 | 3.3132 | 0 | 932966 | 932.966 | 8178.88 | -821463 | 101.667 | 1017670 | 1.0703 | 3.652 | 0 | 872019 | 872.019 | 7420.18 | -764990 | 91.7888 | 92.9146 | 94.1196
[20 empty] | 681 | 2020-01-29 08:00 | 681 | 1 | 29 | 9 | 85258.87 | 85.2589 | 135.84 | 1041570 | 1.3776 | 4.7004 | 0 | 957150 | 957.15 | 10526.9 | -855098 | 136.575 | 1092520 | 1.4808 | 5.0525 | 0 | 1070330 | 1070.33 | 12120.7 | -973877 | 137.544 | 1154750 | 1.5862 | 5.412 | 0 | 1008100 | 1008.1 | 11315.3 | -914593 | 50.5811 | 51.3161 | 52.2851
[20 empty] | 682 | 2020-01-29 09:00 | 682 | 1 | 29 | 10 | 99994.92 | 99.9949 | 141.553 | 945794 | 1.3463 | 4.5936 | 0 | 886383 | 886.383 | 10287.8 | -779907 | 142.363 | 995042 | 1.4495 | 4.9457 | 0 | 994732 | 994.732 | 11881.8 | -890810 | 143.473 | 1054140 | 1.5549 | 5.3054 | 0 | 935631 | 935.631 | 11076.3 | -835409 | 41.5581 | 42.3681 | 43.4781
[20 empty] | 683 | 2020-01-29 10:00 | 683 | 1 | 29 | 11 | 120076.338 | 120.0763 | 142.315 | 929169 | 1.3322 | 4.5454 | 0 | 869759 | 869.759 | 10179.7 | -759631 | 143.004 | 977658 | 1.4353 | 4.8974 | 0 | 976495 | 976.495 | 11773.5 | -868194 | 144.053 | 1035900 | 1.5408 | 5.257 | 0 | 918248 | 918.248 | 10968.1 | -813948 | 22.2387 | 22.9277 | 23.9767
[20 empty] | 684 | 2020-01-29 11:00 | 684 | 1 | 29 | 12 | 149265.29 | 149.2653 | 122.795 | 949497 | 1.3329 | 4.5479 | 0 | 822838 | 822.838 | 10185.4 | -717261 | 123.616 | 994626 | 1.4362 | 4.9001 | 0 | 921604 | 921.604 | 11780 | -816203 | 124.739 | 1048260 | 1.5416 | 5.26 | 0 | 867967 | 867.967 | 10974.2 | -766763 | -26.4703 | -25.6493 | -24.5263
[20 empty] | 685 | 2020-01-29 12:00 | 685 | 1 | 29 | 13 | 175223.874 | 175.2239 | 145.793 | 870120 | 1.3161 | 4.4906 | 0 | 743461 | 743.461 | 10056.9 | -638491 | 146.739 | 911008 | 1.4193 | 4.8427 | 0 | 832644 | 832.644 | 11651.2 | -725462 | 147.911 | 959303 | 1.5248 | 5.2024 | 0 | 784349 | 784.349 | 10845.6 | -681860 | -29.4309 | -28.4849 | -27.3129
[20 empty] | 686 | 2020-01-29 13:00 | 686 | 1 | 29 | 14 | 215129.536 | 215.1295 | 97.1369 | 838979 | 1.3085 | 4.4645 | 0 | 741740 | 741.74 | 9998.6 | -632997 | 98.2308 | 876447 | 1.4117 | 4.8165 | 0 | 824684 | 824.684 | 11592.3 | -713646 | 99.4602 | 921922 | 1.517 | 5.1761 | 0 | 779209 | 779.209 | 10787 | -673037 | -117.9926 | -116.8987 | -115.6693
[20 empty] | 687 | 2020-01-29 14:00 | 687 | 1 | 29 | 15 | 173276.9 | 173.2769 | 92.2702 | 829083 | 1.314 | 4.4834 | 0 | 770040 | 770.04 | 10040.8 | -660551 | 93.3503 | 863337 | 1.4173 | 4.8357 | 0 | 846813 | 846.813 | 11636 | -735701 | 94.5757 | 905857 | 1.5228 | 5.1957 | 0 | 804293 | 804.293 | 10829.9 | -697969 | -81.0067 | -79.9266 | -78.7012
[20 empty] | 688 | 2020-01-29 15:00 | 688 | 1 | 29 | 16 | 106063.345 | 106.0633 | 77.4654 | 850658 | 1.3269 | 4.5272 | 0 | 791688 | 791.688 | 10139.1 | -683205 | 78.5901 | 884248 | 1.4301 | 4.8793 | 0 | 867439 | 867.439 | 11733.1 | -757844 | 79.8698 | 926409 | 1.5355 | 5.239 | 0 | 825278 | 825.278 | 10927.6 | -720376 | -28.5979 | -27.4732 | -26.1935
[20 empty] | 689 | 2020-01-29 16:00 | 689 | 1 | 29 | 17 | 28838.937 | 28.8389 | 76.5874 | 833123 | 1.3461 | 4.5929 | 0 | 799005 | 799.005 | 10286.1 | -689103 | 77.5688 | 869088 | 1.4493 | 4.9449 | 0 | 879589 | 879.589 | 11879.9 | -768720 | 78.6787 | 913707 | 1.5547 | 5.3045 | 0 | 834970 | 834.97 | 11074.5 | -728826 | 47.7485 | 48.7299 | 49.8398
[20 empty] | 690 | 2020-01-29 17:00 | 690 | 1 | 29 | 18 | 0 | 0 | 14.6733 | 33897.8 | 0 | 0 | 0 | 0 | 0 | 0 | 0 | 14.6733 | 33897.8 | 0 | 0 | 0 | 0 | 0 | 0 | 0 | 14.6733 | 33897.8 | 0 | 0 | 0 | 0 | 0 | 0 | 0 | 14.6733 | 14.6733 | 14.6733
[20 empty] | 691 | 2020-01-29 18:00 | 691 | 1 | 29 | 19 | 0 | 0 | 13.7561 | 33824.4 | 0 | 0 | 0 | 0 | 0 | 0 | 0 | 13.7561 | 33824.4 | 0 | 0 | 0 | 0 | 0 | 0 | 0 | 13.7561 | 33824.4 | 0 | 0 | 0 | 0 | 0 | 0 | 0 | 13.7561 | 13.7561 | 13.7561
[20 empty] | 692 | 2020-01-29 19:00 | 692 | 1 | 29 | 20 | 0 | 0 | 10.3718 | 33824.4 | 0 | 0 | 0 | 0 | 0 | 0 | 0 | 10.3718 | 33824.4 | 0 | 0 | 0 | 0 | 0 | 0 | 0 | 10.3718 | 33824.4 | 0 | 0 | 0 | 0 | 0 | 0 | 0 | 10.3718 | 10.3718 | 10.3718
[20 empty] | 693 | 2020-01-29 20:00 | 693 | 1 | 29 | 21 | 0 | 0 | 8.8603 | 11315.6 | 0 | 0 | 0 | 0 | 0 | 0 | 0 | 8.8603 | 11315.6 | 0 | 0 | 0 | 0 | 0 | 0 | 0 | 8.8603 | 11315.6 | 0 | 0 | 0 | 0 | 0 | 0 | 0 | 8.8603 | 8.8603 | 8.8603
[20 empty] | 694 | 2020-01-29 21:00 | 694 | 1 | 29 | 22 | 0 | 0 | 7.3488 | 11388.9 | 0 | 0 | 0 | 0 | 0 | 0 | 0 | 7.3488 | 11388.9 | 0 | 0 | 0 | 0 | 0 | 0 | 0 | 7.3488 | 11388.9 | 0 | 0 | 0 | 0 | 0 | 0 | 0 | 7.3488 | 7.3488 | 7.3488
[20 empty] | 695 | 2020-01-29 22:00 | 695 | 1 | 29 | 23 | 0 | 0 | 7.3488 | 11535.5 | 0 | 0 | 0 | 0 | 0 | 0 | 0 | 7.3488 | 11535.5 | 0 | 0 | 0 | 0 | 0 | 0 | 0 | 7.3488 | 11535.5 | 0 | 0 | 0 | 0 | 0 | 0 | 0 | 7.3488 | 7.3488 | 7.3488
[20 empty] | 696 | 2020-01-29 23:00 | 696 | 1 | 29 | 24 | 0 | 0 | 7.3488 | 11462.2 | 0 | 0 | 0 | 0 | 0 | 0 | 0 | 7.3488 | 11462.2 | 0 | 0 | 0 | 0 | 0 | 0 | 0 | 7.3488 | 11462.2 | 0 | 0 | 0 | 0 | 0 | 0 | 0 | 7.3488 | 7.3488 | 7.3488
[20 empty] | 697 | 2020-01-30 | 697 | 1 | 30 | 1 | 0 | 0 | 7.8094 | 11535.5 | 0 | 0 | 0 | 0 | 0 | 0 | 0 | 7.8094 | 11535.5 | 0 | 0 | 0 | 0 | 0 | 0 | 0 | 7.8094 | 11535.5 | 0 | 0 | 0 | 0 | 0 | 0 | 0 | 7.8094 | 7.8094 | 7.8094
[20 empty] | 698 | 2020-01-30 01:00 | 698 | 1 | 30 | 2 | 0 | 0 | 7.8094 | 11608.9 | 0 | 0 | 0 | 0 | 0 | 0 | 0 | 7.8094 | 11608.9 | 0 | 0 | 0 | 0 | 0 | 0 | 0 | 7.8094 | 11608.9 | 0 | 0 | 0 | 0 | 0 | 0 | 0 | 7.8094 | 7.8094 | 7.8094
[20 empty] | 699 | 2020-01-30 02:00 | 699 | 1 | 30 | 3 | 0 | 0 | 7.8094 | 11535.5 | 0 | 0 | 0 | 0 | 0 | 0 | 0 | 7.8094 | 11535.5 | 0 | 0 | 0 | 0 | 0 | 0 | 0 | 7.8094 | 11535.5 | 0 | 0 | 0 | 0 | 0 | 0 | 0 | 7.8094 | 7.8094 | 7.8094
[20 empty] | 700 | 2020-01-30 03:00 | 700 | 1 | 30 | 4 | 0 | 0 | 7.8094 | 11315.6 | 0 | 0 | 0 | 0 | 0 | 0 | 0 | 7.8094 | 11315.6 | 0 | 0 | 0 | 0 | 0 | 0 | 0 | 7.8094 | 11315.6 | 0 | 0 | 0 | 0 | 0 | 0 | 0 | 7.8094 | 7.8094 | 7.8094
[20 empty] | 701 | 2020-01-30 04:00 | 701 | 1 | 30 | 5 | 0 | 0 | 7.8094 | 11315.6 | 0 | 0 | 0 | 0 | 0 | 0 | 0 | 7.8094 | 11315.6 | 0 | 0 | 0 | 0 | 0 | 0 | 0 | 7.8094 | 11315.6 | 0 | 0 | 0 | 0 | 0 | 0 | 0 | 7.8094 | 7.8094 | 7.8094
[20 empty] | 702 | 2020-01-30 05:00 | 702 | 1 | 30 | 6 | 0 | 0 | 7.8094 | 11315.6 | 0 | 0 | 0 | 0 | 0 | 0 | 0 | 7.8094 | 11315.6 | 0 | 0 | 0 | 0 | 0 | 0 | 0 | 7.8094 | 11315.6 | 0 | 0 | 0 | 0 | 0 | 0 | 0 | 7.8094 | 7.8094 | 7.8094
[20 empty] | 703 | 2020-01-30 06:00 | 703 | 1 | 30 | 7 | 0 | 0 | 7.8094 | 11388.9 | 0 | 0 | 0 | 0 | 0 | 0 | 0 | 7.8094 | 11388.9 | 0 | 0 | 0 | 0 | 0 | 0 | 0 | 7.8094 | 11388.9 | 0 | 0 | 0 | 0 | 0 | 0 | 0 | 7.8094 | 7.8094 | 7.8094
[20 empty] | 704 | 2020-01-30 07:00 | 704 | 1 | 30 | 8 | 1488.049 | 1.488 | 7.8094 | 11388.9 | 0 | 0 | 0 | 0 | 0 | 0 | 0 | 7.8094 | 11388.9 | 0 | 0 | 0 | 0 | 0 | 0 | 0 | 7.8094 | 11388.9 | 0 | 0 | 0 | 0 | 0 | 0 | 0 | 6.3213 | 6.3213 | 6.3213
[20 empty] | 705 | 2020-01-30 08:00 | 705 | 1 | 30 | 9 | 28365.449 | 28.3654 | 7.8036 | 11535.5 | 0 | 0 | 0 | 0 | 0 | 0 | 0 | 7.8025 | 11535.5 | 0 | 0 | 0 | 0 | 0 | 0 | 0 | 7.8015 | 11535.5 | 0 | 0 | 0 | 0 | 0 | 0 | 0 | -20.5618 | -20.5629 | -20.5639
[20 empty] | 706 | 2020-01-30 09:00 | 706 | 1 | 30 | 10 | 79609.985 | 79.61 | 7.8031 | 11535.5 | 0 | 0 | 0 | 0 | 0 | 0 | 0 | 7.8018 | 11535.5 | 0 | 0 | 0 | 0 | 0 | 0 | 0 | 7.8009 | 11535.5 | 0 | 0 | 0 | 0 | 0 | 0 | 0 | -71.8068 | -71.8082 | -71.8091
[20 empty] | 707 | 2020-01-30 10:00 | 707 | 1 | 30 | 11 | 106604.76 | 106.6048 | 7.7993 | 11535.5 | 0 | 0 | 0 | 0 | 0 | 0 | 0 | 7.7993 | 11535.5 | 0 | 0 | 0 | 0 | 0 | 0 | 0 | 7.7993 | 11535.5 | 0 | 0 | 0 | 0 | 0 | 0 | 0 | -98.8054 | -98.8054 | -98.8054
[20 empty] | 708 | 2020-01-30 11:00 | 708 | 1 | 30 | 12 | 57042.549 | 57.0425 | 7.7993 | 11388.9 | 0 | 0 | 0 | 0 | 0 | 0 | 0 | 7.7993 | 11388.9 | 0 | 0 | 0 | 0 | 0 | 0 | 0 | 7.7993 | 11388.9 | 0 | 0 | 0 | 0 | 0 | 0 | 0 | -49.2432 | -49.2432 | -49.2432
[20 empty] | 709 | 2020-01-30 12:00 | 709 | 1 | 30 | 13 | 63654.514 | 63.6545 | 7.7993 | 11242.2 | 0 | 0 | 0 | 0 | 0 | 0 | 0 | 7.7993 | 11242.2 | 0 | 0 | 0 | 0 | 0 | 0 | 0 | 7.7993 | 11242.2 | 0 | 0 | 0 | 0 | 0 | 0 | 0 | -55.8552 | -55.8552 | -55.8552
[20 empty] | 710 | 2020-01-30 13:00 | 710 | 1 | 30 | 14 | 10792.575 | 10.7926 | 7.7993 | 11242.2 | 0 | 0 | 0 | 0 | 0 | 0 | 0 | 7.7993 | 11242.2 | 0 | 0 | 0 | 0 | 0 | 0 | 0 | 7.7993 | 11242.2 | 0 | 0 | 0 | 0 | 0 | 0 | 0 | -2.9933 | -2.9933 | -2.9933
[20 empty] | 711 | 2020-01-30 14:00 | 711 | 1 | 30 | 15 | 6417.605 | 6.4176 | 7.7993 | 11315.6 | 0 | 0 | 0 | 0 | 0 | 0 | 0 | 7.7993 | 11315.6 | 0 | 0 | 0 | 0 | 0 | 0 | 0 | 7.7993 | 11315.6 | 0 | 0 | 0 | 0 | 0 | 0 | 0 | 1.3817 | 1.3817 | 1.3817
[20 empty] | 712 | 2020-01-30 15:00 | 712 | 1 | 30 | 16 | 2671.35 | 2.6713 | 7.7993 | 11315.6 | 0 | 0 | 0 | 0 | 0 | 0 | 0 | 7.7993 | 11315.6 | 0 | 0 | 0 | 0 | 0 | 0 | 0 | 7.7993 | 11315.6 | 0 | 0 | 0 | 0 | 0 | 0 | 0 | 5.128 | 5.128 | 5.128
[20 empty] | 713 | 2020-01-30 16:00 | 713 | 1 | 30 | 17 | 8444.398 | 8.4444 | 7.7993 | 11315.6 | 0 | 0 | 0 | 0 | 0 | 0 | 0 | 7.7993 | 11315.6 | 0 | 0 | 0 | 0 | 0 | 0 | 0 | 7.7993 | 11315.6 | 0 | 0 | 0 | 0 | 0 | 0 | 0 | -0.64508 | -0.64508 | -0.64508
[20 empty] | 714 | 2020-01-30 17:00 | 714 | 1 | 30 | 18 | 0 | 0 | 7.8094 | 11608.9 | 0 | 0 | 0 | 0 | 0 | 0 | 0 | 7.8094 | 11608.9 | 0 | 0 | 0 | 0 | 0 | 0 | 0 | 7.8094 | 11608.9 | 0 | 0 | 0 | 0 | 0 | 0 | 0 | 7.8094 | 7.8094 | 7.8094
[20 empty] | 715 | 2020-01-30 18:00 | 715 | 1 | 30 | 19 | 0 | 0 | 7.8094 | 11902.2 | 0 | 0 | 0 | 0 | 0 | 0 | 0 | 7.8094 | 11902.2 | 0 | 0 | 0 | 0 | 0 | 0 | 0 | 7.8094 | 11902.2 | 0 | 0 | 0 | 0 | 0 | 0 | 0 | 7.8094 | 7.8094 | 7.8094
[20 empty] | 716 | 2020-01-30 19:00 | 716 | 1 | 30 | 20 | 0 | 0 | 7.8094 | 11902.2 | 0 | 0 | 0 | 0 | 0 | 0 | 0 | 7.8094 | 11902.2 | 0 | 0 | 0 | 0 | 0 | 0 | -171.025 | 9.1077 | 11902.2 | 0 | 0 | 0 | 0 | 0 | 0 | 0 | 7.8094 | 7.8094 | 9.1077
[20 empty] | 717 | 2020-01-30 20:00 | 717 | 1 | 30 | 21 | 0 | 0 | 7.8094 | 12342.2 | 0 | 0 | 0 | 0 | 0 | 0 | 0 | 9.0495 | 12342.2 | 0 | 0 | 0 | 0 | 0 | 0 | -870.672 | 9.1077 | 12342.2 | 0 | 0 | 0 | 0 | 0 | 0 | -417.975 | 7.8094 | 9.0495 | 9.1077
[20 empty] | 718 | 2020-01-30 21:00 | 718 | 1 | 30 | 22 | 0 | 0 | 9.0804 | 12415.5 | 0 | 0 | 0 | 0 | 0 | 0 | -360.278 | 9.0495 | 12415.5 | 0 | 0 | 0 | 0 | 0 | 0 | -1869.11 | 9.1077 | 12415.5 | 0 | 0 | 0 | 0 | 0 | 0 | -850.989 | 9.0804 | 9.0495 | 9.1077
[20 empty] | 719 | 2020-01-30 22:00 | 719 | 1 | 30 | 23 | 0 | 0 | 9.0804 | 12415.5 | 0 | 0 | 0 | 0 | 0 | 0 | -716.553 | 9.0495 | 12415.5 | 0 | 0 | 0 | 0 | 0 | 0 | -2720.59 | 9.1077 | 12415.5 | 0 | 0 | 0 | 0 | 0 | 0 | -1625.22 | 9.0804 | 9.0495 | 9.1077
[20 empty] | 720 | 2020-01-30 23:00 | 720 | 1 | 30 | 24 | 0 | 0 | 9.0804 | 12562.1 | 0 | 0 | 0 | 0 | 0 | 0 | -1379.82 | 9.0495 | 12562.1 | 0 | 0 | 0 | 0 | 0 | 0 | -3717.84 | 9.1077 | 12562.1 | 0 | 0 | 0 | 0 | 0 | 0 | -2612.18 | 9.0804 | 9.0495 | 9.1077
[20 empty] | 721 | 2020-01-31 | 721 | 1 | 31 | 1 | 0 | 0 | 9.0804 | 12635.5 | 0 | 0 | 0 | 0 | 0 | 0 | -2248.18 | 9.0495 | 12635.5 | 0 | 0 | 0 | 169070 | 169.07 | 0 | -5444.32 | 9.1077 | 181705 | 0 | 0 | 0 | 0 | 0 | 0 | -3472.68 | 9.0804 | 9.0495 | 9.1077
[20 empty] | 722 | 2020-01-31 01:00 | 722 | 1 | 31 | 2 | 0 | 0 | 9.0804 | 12635.5 | 0 | 0 | 0 | 0 | 0 | 0 | -2962.33 | 9.0495 | 173730 | 0 | 0 | 0 | 33978.2 | 33.9782 | 0 | -7526.89 | 9.1077 | 46613.7 | 0 | 0 | 0 | 161094 | 161.094 | 0 | -4488.29 | 9.0804 | 9.0495 | 9.1077
[20 empty] | 723 | 2020-01-31 02:00 | 723 | 1 | 31 | 3 | 0 | 0 | 9.0804 | 12708.8 | 0 | 0 | 0 | 0 | 0 | 0 | -4035.37 | 9.0495 | 45129.9 | 0 | 0 | 0 | 37513.2 | 37.5132 | 0 | -10852.9 | 9.1077 | 50222 | 0 | 0 | 0 | 32421.1 | 32.4211 | 0 | -7332.1 | 9.0804 | 9.0495 | 9.1077
[20 empty] | 724 | 2020-01-31 03:00 | 724 | 1 | 31 | 4 | 0 | 0 | 9.0804 | 179242 | 0 | 0 | 0 | 166460 | 166.46 | 0 | -6993.1 | 9.0495 | 49242.2 | 0 | 0 | 0 | 42485.4 | 42.4854 | 0 | -15397.6 | 9.1077 | 55267.6 | 0 | 0 | 0 | 36460 | 36.46 | 0 | -10975.6 | 9.0804 | 9.0495 | 9.1077
[20 empty] | 725 | 2020-01-31 04:00 | 725 | 1 | 31 | 5 | 0 | 0 | 9.0804 | 49351.7 | 0 | 0 | 0 | 36569.6 | 36.5696 | 0 | -10104.2 | 9.0495 | 53270.8 | 0 | 0 | 0 | 48003.7 | 48.0037 | 0 | -20153.3 | 9.1077 | 60785.8 | 0 | 0 | 0 | 40488.7 | 40.4887 | 0 | -14337.7 | 9.0804 | 9.0495 | 9.1077
[20 empty] | 726 | 2020-01-31 05:00 | 726 | 1 | 31 | 6 | 0 | 0 | 9.0804 | 53467.2 | 0 | 0 | 0 | 40538.4 | 40.5384 | 0 | -13577.7 | 9.0495 | 58371.8 | 0 | 0 | 0 | 54333.4 | 54.3334 | 0 | -25762.6 | 9.1077 | 67262.2 | 0 | 0 | 0 | 45443 | 45.443 | 0 | -18849.7 | 9.0804 | 9.0495 | 9.1077
[20 empty] | 727 | 2020-01-31 06:00 | 727 | 1 | 31 | 7 | 0 | 0 | 9.0804 | 57924.1 | 0 | 0 | 0 | 44922 | 44.922 | 0 | -17401.6 | 9.0495 | 63893.5 | 0 | 0 | 0 | 61791.8 | 61.7918 | 0 | -32370.3 | 9.1077 | 74793.9 | 0 | 0 | 0 | 50891.4 | 50.8914 | 0 | -23536.8 | 9.0804 | 9.0495 | 9.1077
[20 empty] | 728 | 2020-01-31 07:00 | 728 | 1 | 31 | 8 | 8821.928 | 8.8219 | 9.0794 | 61172.8 | 0 | 0 | 0 | 48170.7 | 48.1707 | 0 | -19813.9 | 9.0483 | 66941.6 | 0 | 0 | 0 | 65872.9 | 65.8729 | 0 | -34791.9 | 9.1064 | 78875 | 0 | 0 | 0 | 53939.5 | 53.9395 | 0 | -25429.3 | 0.25749 | 0.22641 | 0.2845
[20 empty] | 729 | 2020-01-31 08:00 | 729 | 1 | 31 | 9 | 87600.721 | 87.6007 | 9.075 | 62598.5 | 0 | 0 | 0 | 49669.7 | 49.6697 | 0 | -20708.4 | 9.043 | 67745.6 | 0 | 0 | 0 | 64391.7 | 64.3917 | 0 | -32286.7 | 9.1008 | 77320.5 | 0 | 0 | 0 | 54816.8 | 54.8168 | 0 | -25790.6 | -78.5257 | -78.5577 | -78.5
[20 empty] | 730 | 2020-01-31 09:00 | 730 | 1 | 31 | 10 | 159232.504 | 159.2325 | 9.0745 | 64812.6 | 0 | 0 | 0 | 52030.5 | 52.0305 | 0 | -23097.1 | 9.0431 | 69860.6 | 0 | 0 | 0 | 66722 | 66.722 | 0 | -35787.8 | 9.1009 | 79504.1 | 0 | 0 | 0 | 57078.4 | 57.0784 | 0 | -28246.3 | -150.158 | -150.1894 | -150.1316
[20 empty] | 731 | 2020-01-31 10:00 | 731 | 1 | 31 | 11 | 205765.971 | 205.766 | 9.0703 | 67811.5 | 0 | 0 | 0 | 55029.4 | 55.0294 | 0 | -25708.9 | 9.0394 | 72928 | 0 | 0 | 0 | 71353.6 | 71.3536 | 0 | -39885.2 | 9.0977 | 84135.8 | 0 | 0 | 0 | 60145.9 | 60.1459 | 0 | -30913.5 | -196.6957 | -196.7265 | -196.6683
[20 empty] | 732 | 2020-01-31 11:00 | 732 | 1 | 31 | 12 | 229052.459 | 229.0525 | 9.0703 | 61678.6 | 0 | 0 | 0 | 49263.1 | 49.2631 | 0 | -23745.5 | 9.0394 | 65482.1 | 0 | 0 | 0 | 61990.8 | 61.9908 | 0 | -33439.3 | 9.0977 | 74406.2 | 0 | 0 | 0 | 53066.6 | 53.0666 | 0 | -27301.4 | -219.9821 | -220.013 | -219.9548
[20 empty] | 733 | 2020-01-31 12:00 | 733 | 1 | 31 | 13 | 232217.333 | 232.2173 | 9.0703 | 62493.8 | 0 | 0 | 0 | 50151.6 | 50.1516 | 0 | -22675.7 | 9.0394 | 64862.1 | 0 | 0 | 0 | 59388 | 59.388 | 0 | -29844.1 | 9.0977 | 71730.1 | 0 | 0 | 0 | 52520 | 52.52 | 0 | -25219.2 | -223.147 | -223.1779 | -223.1196
[20 empty] | 734 | 2020-01-31 13:00 | 734 | 1 | 31 | 14 | 213052.767 | 213.0528 | 9.0703 | 65728.8 | 0 | 0 | 0 | 53386.6 | 53.3866 | 0 | -23978.9 | 9.0394 | 68046.1 | 0 | 0 | 0 | 62071 | 62.071 | 0 | -31311.3 | 9.0977 | 74413.2 | 0 | 0 | 0 | 55704 | 55.704 | 0 | -26872.5 | -203.9824 | -204.0133 | -203.9551
[20 empty] | 735 | 2020-01-31 14:00 | 735 | 1 | 31 | 15 | 172598.031 | 172.598 | 9.0703 | 54539.8 | 0 | 0 | 0 | 42491 | 42.491 | 0 | -22100.4 | 9.0394 | 56397.6 | 0 | 0 | 0 | 48630.2 | 48.6302 | 0 | -26713 | 9.0977 | 60679 | 0 | 0 | 0 | 44348.7 | 44.3487 | 0 | -24085.3 | -163.5277 | -163.5586 | -163.5003
[20 empty] | 736 | 2020-01-31 15:00 | 736 | 1 | 31 | 16 | 107026.161 | 107.0262 | 9.0703 | 64677.9 | 0 | 0 | 0 | 52629 | 52.629 | 0 | -23309.6 | 9.0394 | 66651.8 | 0 | 0 | 0 | 59088.4 | 59.0884 | 0 | -28968.6 | 9.0977 | 71137.3 | 0 | 0 | 0 | 54603 | 54.603 | 0 | -26000.3 | -97.9558 | -97.9867 | -97.9285
[20 empty] | 737 | 2020-01-31 16:00 | 737 | 1 | 31 | 17 | 30570.78 | 30.5708 | 9.0703 | 67181.3 | 0 | 0 | 0 | 55132.5 | 55.1325 | 0 | -25754.7 | 9.0394 | 70839.8 | 0 | 0 | 0 | 64950.9 | 64.9509 | 0 | -34888.9 | 9.0977 | 76999.8 | 0 | 0 | 0 | 58791 | 58.791 | 0 | -30127.2 | -21.5005 | -21.5313 | -21.4731
[20 empty] | 738 | 2020-01-31 17:00 | 738 | 1 | 31 | 18 | 0 | 0 | 9.0804 | 77269.4 | 0 | 0 | 0 | 65073.9 | 65.0739 | 0 | -30770.4 | 9.0495 | 83560.3 | 0 | 0 | 0 | 79082.4 | 79.0824 | 0 | -43389.3 | 9.1077 | 91277.9 | 0 | 0 | 0 | 71364.8 | 71.3648 | 0 | -37709 | 9.0804 | 9.0495 | 9.1077
[20 empty] | 739 | 2020-01-31 18:00 | 739 | 1 | 31 | 19 | 0 | 0 | 9.0804 | 80207 | 0 | 0 | 0 | 67938.2 | 67.9382 | 0 | -35087.3 | 9.0495 | 88770.9 | 0 | 0 | 0 | 85109.8 | 85.1098 | 0 | -50194.3 | 9.1077 | 97378.6 | 0 | 0 | 0 | 76502.1 | 76.5021 | 0 | -43683.8 | 9.0804 | 9.0495 | 9.1077
[20 empty] | 740 | 2020-01-31 19:00 | 740 | 1 | 31 | 20 | 0 | 0 | 9.0804 | 87501.6 | 0 | 0 | 0 | 75159.4 | 75.1594 | 0 | -41860.6 | 9.0495 | 97404.1 | 0 | 0 | 0 | 95008.6 | 95.0086 | 0 | -59179.9 | 9.1077 | 107351 | 0 | 0 | 0 | 85061.9 | 85.0619 | 0 | -51423.4 | 9.0804 | 9.0495 | 9.1077
[20 empty] | 741 | 2020-01-31 20:00 | 741 | 1 | 31 | 21 | 0 | 0 | 9.0804 | 96874.4 | 0 | 0 | 0 | 84458.9 | 84.4589 | 0 | -50173.7 | 9.0495 | 107046 | 0 | 0 | 0 | 105794 | 105.794 | 0 | -68439.9 | 9.1077 | 118209 | 0 | 0 | 0 | 94630.7 | 94.6307 | 0 | -59717.5 | 9.0804 | 9.0495 | 9.1077
[20 empty] | 742 | 2020-01-31 21:00 | 742 | 1 | 31 | 22 | 0 | 0 | 9.0804 | 95986.9 | 0 | 0 | 0 | 83718 | 83.718 | 0 | -54758.7 | 9.0495 | 106395 | 0 | 0 | 0 | 105051 | 105.051 | 0 | -72880.8 | 9.1077 | 117320 | 0 | 0 | 0 | 94126.3 | 94.1263 | 0 | -64378.2 | 9.0804 | 9.0495 | 9.1077
[20 empty] | 743 | 2020-01-31 22:00 | 743 | 1 | 31 | 23 | 0 | 0 | 9.0804 | 100751 | 0 | 0 | 0 | 88629.3 | 88.6293 | 0 | -58809 | 9.0495 | 111006 | 0 | 0 | 0 | 109715 | 109.715 | 0 | -76697.3 | 9.1077 | 121837 | 0 | 0 | 0 | 98883.3 | 98.8833 | 0 | -68227.2 | 9.0804 | 9.0495 | 9.1077
[20 empty] | 744 | 2020-01-31 23:00 | 744 | 1 | 31 | 24 | 0 | 0 | 9.0804 | 104731 | 0 | 0 | 0 | 92756 | 92.756 | 0 | -62145.6 | 9.0495 | 114808 | 0 | 0 | 0 | 113405 | 113.405 | 0 | -79615.4 | 9.1077 | 125381 | 0 | 0 | 0 | 102832 | 102.832 | 0 | -71429 | 9.0804 | 9.0495 | 9.1077
[20 empty] | 745 | 2020-02-01 | 745 | 2 | 1 | 1 | 0 | 0 | 8.6198 | 108163 | 0 | 0 | 0 | 96334.1 | 96.3341 | 0 | -65097.7 | 8.589 | 117985 | 0 | 0 | 0 | 116459 | 116.459 | 0 | -82111.3 | 8.6472 | 128288 | 0 | 0 | 0 | 106156 | 106.156 | 0 | -74136.5 | 8.6198 | 8.589 | 8.6472
[20 empty] | 746 | 2020-02-01 01:00 | 746 | 2 | 1 | 2 | 0 | 0 | 8.6198 | 117580 | 0 | 0 | 0 | 105751 | 105.751 | 0 | -69344.7 | 8.589 | 127342 | 0 | 0 | 0 | 126530 | 126.53 | 0 | -87139.6 | 8.6472 | 138359 | 0 | 0 | 0 | 115513 | 115.513 | 0 | -78531.5 | 8.6198 | 8.589 | 8.6472
[20 empty] | 747 | 2020-02-01 02:00 | 747 | 2 | 1 | 3 | 0 | 0 | 8.6198 | 122244 | 0 | 0 | 0 | 110415 | 110.415 | 0 | -73227.4 | 8.589 | 132058 | 0 | 0 | 0 | 132247 | 132.247 | 0 | -91957.9 | 8.6472 | 144076 | 0 | 0 | 0 | 120229 | 120.229 | 0 | -82423.5 | 8.6198 | 8.589 | 8.6472
[20 empty] | 748 | 2020-02-01 03:00 | 748 | 2 | 1 | 4 | 0 | 0 | 8.6198 | 126548 | 0 | 0 | 0 | 114720 | 114.72 | 0 | -76823 | 8.589 | 136454 | 0 | 0 | 0 | 137519 | 137.519 | 0 | -96341.1 | 8.6472 | 149348 | 0 | 0 | 0 | 124625 | 124.625 | 0 | -86120.3 | 8.6198 | 8.589 | 8.6472
[20 empty] | 749 | 2020-02-01 04:00 | 749 | 2 | 1 | 5 | 0 | 0 | 22.6372 | 822491 | 5.0742 | 17.3132 | 0 | 810662 | 810.662 | 38774.1 | -717837 | 24.1843 | 878272 | 5.7024 | 19.4565 | 0 | 928031 | 928.031 | 49451.2 | -831078 | 26.0696 | 939860 | 6.4715 | 22.0807 | 0 | 866443 | 866.443 | 43574 | -774722 | 22.6372 | 24.1843 | 26.0696
[20 empty] | 750 | 2020-02-01 05:00 | 750 | 2 | 1 | 6 | 0 | 0 | 30.9114 | 825582 | 9.5304 | 32.5178 | 0 | 813826 | 813.826 | 72825.8 | -703476 | 33.5788 | 875256 | 11.0764 | 37.7927 | 0 | 921488 | 921.488 | 97917.3 | -810855 | 36.5466 | 933243 | 12.814 | 43.7214 | 0 | 863500 | 863.5 | 84639.3 | -757354 | 30.9114 | 33.5788 | 36.5466
[20 empty] | 751 | 2020-02-01 06:00 | 751 | 2 | 1 | 7 | 0 | 0 | 34.0232 | 849859 | 10.4819 | 35.7642 | 0 | 815667 | 815.667 | 80096.2 | -703642 | 36.8507 | 899308 | 12.1877 | 41.5844 | 0 | 923034 | 923.034 | 107649 | -810945 | 39.9808 | 957225 | 14.0875 | 48.0665 | 0 | 865116 | 865.116 | 93131.1 | -757474 | 34.0232 | 36.8507 | 39.9808
[20 empty] | 752 | 2020-02-01 07:00 | 752 | 2 | 1 | 8 | 7697.277 | 7.6973 | 101.07 | 969907 | 1.096 | 3.7395 | 0 | 886005 | 886.005 | 8374.93 | -775669 | 102.201 | 1020250 | 1.1992 | 4.0916 | 0 | 996412 | 996.412 | 9968.69 | -888731 | 103.426 | 1080310 | 1.3046 | 4.4512 | 0 | 936350 | 936.35 | 9163.31 | -832452 | 93.3727 | 94.5037 | 95.7287
[20 empty] | 753 | 2020-02-01 08:00 | 753 | 2 | 1 | 9 | 80484.525 | 80.4845 | 135.929 | 1084250 | 1.3856 | 4.7277 | 0 | 1000640 | 1000.64 | 10588.1 | -900914 | 136.645 | 1134380 | 1.4888 | 5.0798 | 0 | 1112990 | 1112.99 | 12182.1 | -1020750 | 137.607 | 1196600 | 1.5942 | 5.4395 | 0 | 1050770 | 1050.77 | 11376.6 | -961117 | 55.4445 | 56.1605 | 57.1225
[20 empty] | 754 | 2020-02-01 09:00 | 754 | 2 | 1 | 10 | 148732.729 | 148.7327 | 141.812 | 1054210 | 1.3854 | 4.7268 | 0 | 995683 | 995.683 | 10586.1 | -893344 | 142.591 | 1104500 | 1.4885 | 5.0789 | 0 | 1108360 | 1108.36 | 12179.9 | -1013180 | 143.701 | 1166890 | 1.5939 | 5.4385 | 0 | 1045970 | 1045.97 | 11374.5 | -953547 | -6.9207 | -6.1417 | -5.0317
[20 empty] | 755 | 2020-02-01 10:00 | 755 | 2 | 1 | 11 | 124393.21 | 124.3932 | 142.37 | 1055950 | 1.3854 | 4.7269 | 0 | 997416 | 997.416 | 10586.2 | -891214 | 143.292 | 1105930 | 1.4886 | 5.0789 | 0 | 1105420 | 1105.42 | 12180 | -1006110 | 144.477 | 1163950 | 1.5939 | 5.4385 | 0 | 1047400 | 1047.4 | 11374.6 | -951274 | 17.9768 | 18.8988 | 20.0838
[20 empty] | 756 | 2020-02-01 11:00 | 756 | 2 | 1 | 12 | 217496.369 | 217.4964 | 123.053 | 1097810 | 1.3859 | 4.7287 | 0 | 971149 | 971.149 | 10590.1 | -869573 | 124.076 | 1139220 | 1.4891 | 5.0808 | 0 | 1058900 | 1058.9 | 12184.5 | -962098 | 125.309 | 1185550 | 1.5945 | 5.4406 | 0 | 1012560 | 1012.56 | 11378.8 | -919622 | -94.4434 | -93.4204 | -92.1874
[20 empty] | 757 | 2020-02-01 12:00 | 757 | 2 | 1 | 13 | 219067.532 | 219.0675 | 144.765 | 1055950 | 1.0978 | 3.7459 | 0 | 929287 | 929.287 | 8389.13 | -827696 | 145.83 | 1077090 | 1.2011 | 4.098 | 0 | 980298 | 980.298 | 9983.51 | -880183 | 147.055 | 1106960 | 1.3065 | 4.4578 | 0 | 950436 | 950.436 | 9177.81 | -855135 | -74.3025 | -73.2375 | -72.0125
[20 empty] | 758 | 2020-02-01 13:00 | 758 | 2 | 1 | 14 | 200034.221 | 200.0342 | 96.3625 | 1005570 | 1.0975 | 3.7445 | 0 | 911383 | 911.383 | 8386.09 | -803253 | 97.4335 | 1022760 | 1.2006 | 4.0965 | 0 | 956393 | 956.393 | 9979.88 | -848503 | 98.643 | 1050580 | 1.306 | 4.4562 | 0 | 928568 | 928.568 | 9174.47 | -825937 | -103.6717 | -102.6007 | -101.3912
[20 empty] | 759 | 2020-02-01 14:00 | 759 | 2 | 1 | 15 | 160518.102 | 160.5181 | 91.5612 | 925791 | 1.0991 | 3.75 | 0 | 868142 | 868.142 | 8398.42 | -766844 | 92.58 | 937039 | 1.2024 | 4.1026 | 0 | 897766 | 897.766 | 9994.55 | -795954 | 93.7811 | 955415 | 1.3079 | 4.4627 | 0 | 879389 | 879.389 | 9187.96 | -782538 | -68.9569 | -67.9381 | -66.737
[20 empty] | 760 | 2020-02-01 15:00 | 760 | 2 | 1 | 16 | 97844.947 | 97.8449 | 77.9628 | 922546 | 1.34 | 4.572 | 0 | 864897 | 864.897 | 10239.2 | -756012 | 79.051 | 930404 | 1.4431 | 4.9239 | 0 | 887831 | 887.831 | 11832.4 | -778098 | 80.3061 | 945481 | 1.5485 | 5.2833 | 0 | 872754 | 872.754 | 11027.3 | -768305 | -19.8821 | -18.7939 | -17.5388
[20 empty] | 761 | 2020-02-01 16:00 | 761 | 2 | 1 | 17 | 28288.584 | 28.2886 | 75.9441 | 885828 | 1.3461 | 4.593 | 0 | 853031 | 853.031 | 10286.2 | -744131 | 76.9958 | 892710 | 1.4493 | 4.945 | 0 | 875914 | 875.914 | 11880 | -766153 | 78.2341 | 908712 | 1.5547 | 5.3046 | 0 | 859912 | 859.912 | 11074.6 | -755134 | 47.6555 | 48.7072 | 49.9455
[20 empty] | 762 | 2020-02-01 17:00 | 762 | 2 | 1 | 18 | 0 | 0 | 14.6733 | 33091 | 0 | 0 | 0 | 0 | 0 | 0 | 0 | 14.6733 | 33091 | 0 | 0 | 0 | 0 | 0 | 0 | 0 | 14.6733 | 33091 | 0 | 0 | 0 | 0 | 0 | 0 | 0 | 14.6733 | 14.6733 | 14.6733
[20 empty] | 763 | 2020-02-01 18:00 | 763 | 2 | 1 | 19 | 0 | 0 | 13.7561 | 33311 | 0 | 0 | 0 | 0 | 0 | 0 | 0 | 13.7561 | 33311 | 0 | 0 | 0 | 0 | 0 | 0 | 0 | 13.7561 | 33311 | 0 | 0 | 0 | 0 | 0 | 0 | 0 | 13.7561 | 13.7561 | 13.7561
[20 empty] | 764 | 2020-02-01 19:00 | 764 | 2 | 1 | 20 | 0 | 0 | 10.3718 | 33311 | 0 | 0 | 0 | 0 | 0 | 0 | 0 | 10.3718 | 33311 | 0 | 0 | 0 | 0 | 0 | 0 | 0 | 10.3718 | 33311 | 0 | 0 | 0 | 0 | 0 | 0 | 0 | 10.3718 | 10.3718 | 10.3718
[20 empty] | 765 | 2020-02-01 20:00 | 765 | 2 | 1 | 21 | 0 | 0 | 8.8603 | 11168.9 | 0 | 0 | 0 | 0 | 0 | 0 | 0 | 8.8603 | 11168.9 | 0 | 0 | 0 | 0 | 0 | 0 | 0 | 8.8603 | 11168.9 | 0 | 0 | 0 | 0 | 0 | 0 | 0 | 8.8603 | 8.8603 | 8.8603
[20 empty] | 766 | 2020-02-01 21:00 | 766 | 2 | 1 | 22 | 0 | 0 | 7.3488 | 11388.9 | 0 | 0 | 0 | 0 | 0 | 0 | 0 | 7.3488 | 11388.9 | 0 | 0 | 0 | 0 | 0 | 0 | 0 | 7.3488 | 11388.9 | 0 | 0 | 0 | 0 | 0 | 0 | 0 | 7.3488 | 7.3488 | 7.3488
[20 empty] | 767 | 2020-02-01 22:00 | 767 | 2 | 1 | 23 | 0 | 0 | 7.3488 | 11388.9 | 0 | 0 | 0 | 0 | 0 | 0 | 0 | 7.3488 | 11388.9 | 0 | 0 | 0 | 0 | 0 | 0 | 0 | 7.3488 | 11388.9 | 0 | 0 | 0 | 0 | 0 | 0 | 0 | 7.3488 | 7.3488 | 7.3488
[20 empty] | 768 | 2020-02-01 23:00 | 768 | 2 | 1 | 24 | 0 | 0 | 7.3488 | 11242.2 | 0 | 0 | 0 | 0 | 0 | 0 | 0 | 7.3488 | 11242.2 | 0 | 0 | 0 | 0 | 0 | 0 | 0 | 7.3488 | 11242.2 | 0 | 0 | 0 | 0 | 0 | 0 | 0 | 7.3488 | 7.3488 | 7.3488
[20 empty] | 769 | 2020-02-02 | 769 | 2 | 2 | 1 | 0 | 0 | 7.3488 | 11315.6 | 0 | 0 | 0 | 0 | 0 | 0 | 0 | 7.3488 | 11315.6 | 0 | 0 | 0 | 0 | 0 | 0 | 0 | 7.3488 | 11315.6 | 0 | 0 | 0 | 0 | 0 | 0 | 0 | 7.3488 | 7.3488 | 7.3488
[20 empty] | 770 | 2020-02-02 01:00 | 770 | 2 | 2 | 2 | 0 | 0 | 7.3488 | 11315.6 | 0 | 0 | 0 | 0 | 0 | 0 | 0 | 7.3488 | 11315.6 | 0 | 0 | 0 | 0 | 0 | 0 | 0 | 7.3488 | 11315.6 | 0 | 0 | 0 | 0 | 0 | 0 | 0 | 7.3488 | 7.3488 | 7.3488
[20 empty] | 771 | 2020-02-02 02:00 | 771 | 2 | 2 | 3 | 0 | 0 | 7.3488 | 11095.6 | 0 | 0 | 0 | 0 | 0 | 0 | 0 | 7.3488 | 11095.6 | 0 | 0 | 0 | 0 | 0 | 0 | 0 | 7.3488 | 11095.6 | 0 | 0 | 0 | 0 | 0 | 0 | 0 | 7.3488 | 7.3488 | 7.3488
[20 empty] | 772 | 2020-02-02 03:00 | 772 | 2 | 2 | 4 | 0 | 0 | 7.3488 | 11608.9 | 0 | 0 | 0 | 0 | 0 | 0 | 0 | 7.3488 | 11608.9 | 0 | 0 | 0 | 0 | 0 | 0 | 0 | 7.3488 | 11608.9 | 0 | 0 | 0 | 0 | 0 | 0 | 0 | 7.3488 | 7.3488 | 7.3488
[20 empty] | 773 | 2020-02-02 04:00 | 773 | 2 | 2 | 5 | 0 | 0 | 33.3507 | 902245 | 13.4263 | 45.8105 | 0 | 890636 | 890.636 | 102595 | -681454 | 36.1824 | 937061 | 15.1476 | 51.6836 | 0 | 966426 | 966.426 | 128712 | -757479 | 39.08 | 978035 | 16.8441 | 57.4721 | 0 | 925453 | 925.453 | 115749 | -725346 | 33.3507 | 36.1824 | 39.08
[20 empty] | 774 | 2020-02-02 05:00 | 774 | 2 | 2 | 6 | 0 | 0 | 38.5906 | 773221 | 17.1062 | 58.3664 | 0 | 761833 | 761.833 | 130715 | -655955 | 42.0267 | 797147 | 19.4533 | 66.3747 | 0 | 816524 | 816.524 | 166514 | -709267 | 45.5621 | 827912 | 21.791 | 74.3509 | 0 | 785758 | 785.758 | 148651 | -683140 | 38.5906 | 42.0267 | 45.5621
[20 empty] | 775 | 2020-02-02 06:00 | 775 | 2 | 2 | 7 | 0 | 0 | 41.2621 | 777186 | 17.6731 | 60.3006 | 0 | 743361 | 743.361 | 135047 | -633808 | 44.6399 | 800192 | 19.9625 | 68.112 | 0 | 796844 | 796.844 | 170397 | -685225 | 48.1751 | 830669 | 22.2992 | 76.0849 | 0 | 766367 | 766.367 | 152541 | -659576 | 41.2621 | 44.6399 | 48.1751
[20 empty] | 776 | 2020-02-02 07:00 | 776 | 2 | 2 | 8 | 7328.729 | 7.3287 | 99.4972 | 848427 | 0.87418 | 2.9827 | 0 | 764892 | 764.892 | 6679.99 | -655550 | 100.558 | 881405 | 0.97109 | 3.3134 | 0 | 839048 | 839.048 | 8179.21 | -727694 | 101.722 | 922583 | 1.0704 | 3.6521 | 0 | 797871 | 797.871 | 7420.48 | -691455 | 92.1685 | 93.2293 | 94.3933
[20 empty] | 777 | 2020-02-02 08:00 | 777 | 2 | 2 | 9 | 76148.421 | 76.1484 | 135.901 | 934182 | 1.3808 | 4.7112 | 0 | 851234 | 851.234 | 10551.1 | -755138 | 136.579 | 960636 | 1.4841 | 5.0636 | 0 | 911963 | 911.963 | 12146.4 | -816072 | 137.503 | 994911 | 1.5896 | 5.4235 | 0 | 877688 | 877.688 | 11340.3 | -786013 | 59.7526 | 60.4306 | 61.3546
[20 empty] | 778 | 2020-02-02 09:00 | 778 | 2 | 2 | 10 | 139478.098 | 139.4781 | 141.111 | 842983 | 1.3157 | 4.4891 | 0 | 785114 | 785.114 | 10053.6 | -680789 | 141.835 | 864213 | 1.4188 | 4.8411 | 0 | 836165 | 836.165 | 11647.4 | -730592 | 142.915 | 894035 | 1.5243 | 5.2007 | 0 | 806344 | 806.344 | 10842 | -705344 | 1.6329 | 2.3569 | 3.4369
[20 empty] | 779 | 2020-02-02 10:00 | 779 | 2 | 2 | 11 | 179634.837 | 179.6348 | 142.236 | 817781 | 1.315 | 4.4868 | 0 | 759911 | 759.911 | 10048.6 | -651726 | 142.92 | 838028 | 1.4182 | 4.8389 | 0 | 808487 | 808.487 | 11642.4 | -698674 | 143.989 | 866357 | 1.5236 | 5.1985 | 0 | 780158 | 780.158 | 10837 | -675029 | -37.3988 | -36.7148 | -35.6458
[20 empty] | 780 | 2020-02-02 11:00 | 780 | 2 | 2 | 12 | 200139.534 | 200.1395 | 121.296 | 857090 | 1.0979 | 3.746 | 0 | 730431 | 730.431 | 8389.33 | -624867 | 122.163 | 875263 | 1.2011 | 4.0981 | 0 | 773950 | 773.95 | 9983.68 | -666529 | 123.328 | 900609 | 1.3065 | 4.4578 | 0 | 748604 | 748.604 | 9178.01 | -645664 | -78.8435 | -77.9765 | -76.8115
[20 empty] | 781 | 2020-02-02 12:00 | 781 | 2 | 2 | 13 | 201653.164 | 201.6532 | 144.132 | 779768 | 1.0971 | 3.7432 | 0 | 653109 | 653.109 | 8383.19 | -552799 | 145.149 | 792526 | 1.2002 | 4.0951 | 0 | 682697 | 682.697 | 9976.43 | -580150 | 146.378 | 809356 | 1.3056 | 4.4546 | 0 | 665867 | 665.867 | 9171.31 | -567254 | -57.5212 | -56.5042 | -55.2752
[20 empty] | 782 | 2020-02-02 13:00 | 782 | 2 | 2 | 14 | 185396.636 | 185.3966 | 95.8282 | 737717 | 1.0975 | 3.7446 | 0 | 644513 | 644.513 | 8386.25 | -541058 | 96.8809 | 746003 | 1.2006 | 4.0966 | 0 | 668292 | 668.292 | 9980.05 | -563137 | 98.0825 | 761496 | 1.306 | 4.4562 | 0 | 652799 | 652.799 | 9174.64 | -551367 | -89.5684 | -88.5157 | -87.3141
[20 empty] | 783 | 2020-02-02 14:00 | 783 | 2 | 2 | 15 | 149665.952 | 149.666 | 91.0533 | 688320 | 1.0975 | 3.7446 | 0 | 630743 | 630.743 | 8386.3 | -529907 | 92.0529 | 696316 | 1.2007 | 4.0967 | 0 | 653607 | 653.607 | 9980.1 | -551139 | 93.2511 | 711183 | 1.3061 | 4.4563 | 0 | 638739 | 638.739 | 9174.69 | -539942 | -58.6127 | -57.6131 | -56.4149
[20 empty] | 784 | 2020-02-02 15:00 | 784 | 2 | 2 | 16 | 17902.091 | 17.9021 | 77.7269 | 737873 | 1.3085 | 4.4647 | 0 | 680077 | 680.077 | 9998.97 | -569591 | 78.7028 | 750355 | 1.4117 | 4.8167 | 0 | 713037 | 713.037 | 11592.8 | -600521 | 79.8853 | 770833 | 1.5171 | 5.1763 | 0 | 692559 | 692.559 | 10787.4 | -584556 | 59.8248 | 60.8007 | 61.9832
[20 empty] | 785 | 2020-02-02 16:00 | 785 | 2 | 2 | 17 | 13928.992 | 13.929 | 75.8858 | 702733 | 1.326 | 4.5242 | 0 | 669789 | 669.789 | 10132.3 | -565182 | 76.8142 | 716780 | 1.4291 | 4.8763 | 0 | 704772 | 704.772 | 11726.1 | -597831 | 77.9766 | 737716 | 1.5346 | 5.2359 | 0 | 683836 | 683.836 | 10920.7 | -581177 | 61.9568 | 62.8852 | 64.0476
[20 empty] | 786 | 2020-02-02 17:00 | 786 | 2 | 2 | 18 | 0 | 0 | 14.6733 | 33017.7 | 0 | 0 | 0 | 0 | 0 | 0 | 0 | 14.6733 | 33017.7 | 0 | 0 | 0 | 0 | 0 | 0 | 0 | 14.6733 | 33017.7 | 0 | 0 | 0 | 0 | 0 | 0 | 0 | 14.6733 | 14.6733 | 14.6733
[20 empty] | 787 | 2020-02-02 18:00 | 787 | 2 | 2 | 19 | 0 | 0 | 13.7561 | 33237.7 | 0 | 0 | 0 | 0 | 0 | 0 | 0 | 13.7561 | 33237.7 | 0 | 0 | 0 | 0 | 0 | 0 | 0 | 13.7561 | 33237.7 | 0 | 0 | 0 | 0 | 0 | 0 | 0 | 13.7561 | 13.7561 | 13.7561
[20 empty] | 788 | 2020-02-02 19:00 | 788 | 2 | 2 | 20 | 0 | 0 | 10.3718 | 33237.7 | 0 | 0 | 0 | 0 | 0 | 0 | 0 | 10.3718 | 33237.7 | 0 | 0 | 0 | 0 | 0 | 0 | 0 | 10.3718 | 33237.7 | 0 | 0 | 0 | 0 | 0 | 0 | 0 | 10.3718 | 10.3718 | 10.3718
[20 empty] | 789 | 2020-02-02 20:00 | 789 | 2 | 2 | 21 | 0 | 0 | 8.8603 | 11095.6 | 0 | 0 | 0 | 0 | 0 | 0 | 0 | 8.8603 | 11095.6 | 0 | 0 | 0 | 0 | 0 | 0 | 0 | 8.8603 | 11095.6 | 0 | 0 | 0 | 0 | 0 | 0 | 0 | 8.8603 | 8.8603 | 8.8603
[20 empty] | 790 | 2020-02-02 21:00 | 790 | 2 | 2 | 22 | 0 | 0 | 7.3488 | 11168.9 | 0 | 0 | 0 | 0 | 0 | 0 | 0 | 7.3488 | 11168.9 | 0 | 0 | 0 | 0 | 0 | 0 | 0 | 7.3488 | 11168.9 | 0 | 0 | 0 | 0 | 0 | 0 | 0 | 7.3488 | 7.3488 | 7.3488
[20 empty] | 791 | 2020-02-02 22:00 | 791 | 2 | 2 | 23 | 0 | 0 | 7.3488 | 11168.9 | 0 | 0 | 0 | 0 | 0 | 0 | 0 | 7.3488 | 11168.9 | 0 | 0 | 0 | 0 | 0 | 0 | 0 | 7.3488 | 11168.9 | 0 | 0 | 0 | 0 | 0 | 0 | 0 | 7.3488 | 7.3488 | 7.3488
[20 empty] | 792 | 2020-02-02 23:00 | 792 | 2 | 2 | 24 | 0 | 0 | 7.3488 | 11315.6 | 0 | 0 | 0 | 0 | 0 | 0 | 0 | 7.3488 | 11315.6 | 0 | 0 | 0 | 0 | 0 | 0 | 0 | 7.3488 | 11315.6 | 0 | 0 | 0 | 0 | 0 | 0 | 0 | 7.3488 | 7.3488 | 7.3488
[20 empty] | 793 | 2020-02-03 | 793 | 2 | 3 | 1 | 0 | 0 | 7.3488 | 11315.6 | 0 | 0 | 0 | 0 | 0 | 0 | 0 | 7.3488 | 11315.6 | 0 | 0 | 0 | 0 | 0 | 0 | 0 | 7.3488 | 11315.6 | 0 | 0 | 0 | 0 | 0 | 0 | 0 | 7.3488 | 7.3488 | 7.3488
[20 empty] | 794 | 2020-02-03 01:00 | 794 | 2 | 3 | 2 | 0 | 0 | 7.3488 | 11315.6 | 0 | 0 | 0 | 0 | 0 | 0 | 0 | 7.3488 | 11315.6 | 0 | 0 | 0 | 0 | 0 | 0 | 0 | 7.3488 | 11315.6 | 0 | 0 | 0 | 0 | 0 | 0 | 0 | 7.3488 | 7.3488 | 7.3488
[20 empty] | 795 | 2020-02-03 02:00 | 795 | 2 | 3 | 3 | 0 | 0 | 7.3488 | 11462.2 | 0 | 0 | 0 | 0 | 0 | 0 | 0 | 7.3488 | 11462.2 | 0 | 0 | 0 | 0 | 0 | 0 | 0 | 7.3488 | 11462.2 | 0 | 0 | 0 | 0 | 0 | 0 | 0 | 7.3488 | 7.3488 | 7.3488
[20 empty] | 796 | 2020-02-03 03:00 | 796 | 2 | 3 | 4 | 0 | 0 | 7.3488 | 11462.2 | 0 | 0 | 0 | 0 | 0 | 0 | 0 | 7.3488 | 11462.2 | 0 | 0 | 0 | 0 | 0 | 0 | 0 | 7.3488 | 11462.2 | 0 | 0 | 0 | 0 | 0 | 0 | 0 | 7.3488 | 7.3488 | 7.3488
[20 empty] | 797 | 2020-02-03 04:00 | 797 | 2 | 3 | 5 | 0 | 0 | 36.806 | 811683 | 16.9489 | 57.8296 | 0 | 800221 | 800.221 | 129514 | -596968 | 39.6316 | 837733 | 18.6777 | 63.7283 | 0 | 867743 | 867.743 | 156010 | -662637 | 42.5752 | 879206 | 20.4164 | 69.6608 | 0 | 826271 | 826.271 | 142724 | -629924 | 36.806 | 39.6316 | 42.5752
[20 empty] | 798 | 2020-02-03 05:00 | 798 | 2 | 3 | 6 | 0 | 0 | 41.0756 | 669943 | 19.7395 | 67.3512 | 0 | 658481 | 658.481 | 150837 | -553065 | 44.4263 | 697583 | 21.9954 | 75.0483 | 0 | 719752 | 719.752 | 185718 | -610787 | 47.9377 | 731214 | 24.3041 | 82.9256 | 0 | 686120 | 686.12 | 168076 | -582013 | 41.0756 | 44.4263 | 47.9377
[20 empty] | 799 | 2020-02-03 06:00 | 799 | 2 | 3 | 7 | 0 | 0 | 43.4151 | 667723 | 19.9592 | 68.1008 | 0 | 633899 | 633.899 | 152516 | -530846 | 46.7672 | 694465 | 22.2174 | 75.8058 | 0 | 692603 | 692.603 | 187407 | -585864 | 50.2757 | 726427 | 24.5252 | 83.68 | 0 | 660640 | 660.64 | 169772 | -558597 | 43.4151 | 46.7672 | 50.2757
[20 empty] | 800 | 2020-02-03 07:00 | 800 | 2 | 3 | 8 | 2578.32 | 2.5783 | 99.3872 | 744057 | 0.87418 | 2.9827 | 0 | 660522 | 660.522 | 6679.94 | -555188 | 100.513 | 782600 | 0.97108 | 3.3133 | 0 | 744427 | 744.427 | 8179.15 | -634624 | 101.75 | 827962 | 1.0704 | 3.6521 | 0 | 699066 | 699.066 | 7420.43 | -594594 | 96.8089 | 97.9347 | 99.1717
[20 empty] | 801 | 2020-02-03 08:00 | 801 | 2 | 3 | 9 | 5934.026 | 5.934 | 135.601 | 879194 | 1.3388 | 4.568 | 0 | 795733 | 795.733 | 10230.2 | -688807 | 136.297 | 920469 | 1.4419 | 4.9197 | 0 | 887004 | 887.004 | 11822.9 | -779075 | 137.16 | 970465 | 1.5472 | 5.2791 | 0 | 837008 | 837.008 | 11018 | -733679 | 129.667 | 130.363 | 131.226
[20 empty] | 802 | 2020-02-03 09:00 | 802 | 2 | 3 | 10 | 15390.657 | 15.3907 | 141.268 | 796794 | 1.315 | 4.4867 | 0 | 738191 | 738.191 | 10048.3 | -629863 | 141.916 | 837911 | 1.4182 | 4.8388 | 0 | 828154 | 828.154 | 11642.1 | -717352 | 142.851 | 886757 | 1.5235 | 5.1984 | 0 | 779308 | 779.308 | 10836.7 | -673408 | 125.8773 | 126.5253 | 127.4603
[20 empty] | 803 | 2020-02-03 10:00 | 803 | 2 | 3 | 11 | 5296.271 | 5.2963 | 142.017 | 794849 | 1.3133 | 4.481 | 0 | 736099 | 736.099 | 10035.4 | -624790 | 142.832 | 836855 | 1.4165 | 4.8331 | 0 | 827823 | 827.823 | 11629.8 | -713929 | 143.9 | 886573 | 1.5219 | 5.1929 | 0 | 778105 | 778.105 | 10824.1 | -669253 | 136.7207 | 137.5357 | 138.6037
[20 empty] | 804 | 2020-02-03 11:00 | 804 | 2 | 3 | 12 | 34196.123 | 34.1961 | 122.569 | 843717 | 1.3133 | 4.4809 | 0 | 717058 | 717.058 | 10035.4 | -609245 | 123.45 | 885397 | 1.4165 | 4.8331 | 0 | 806999 | 806.999 | 11629.8 | -696275 | 124.547 | 933657 | 1.5219 | 5.1929 | 0 | 758738 | 758.738 | 10824.1 | -652947 | 88.3729 | 89.2539 | 90.3509
[20 empty] | 805 | 2020-02-03 12:00 | 805 | 2 | 3 | 13 | 18359.822 | 18.3598 | 146.438 | 805285 | 1.3092 | 4.4671 | 0 | 678626 | 678.626 | 10004.4 | -569782 | 147.176 | 847353 | 1.4125 | 4.8193 | 0 | 770057 | 770.057 | 11599.1 | -657401 | 148.186 | 896716 | 1.5179 | 5.1792 | 0 | 720694 | 720.694 | 10793.3 | -613289 | 128.0782 | 128.8162 | 129.8262
[20 empty] | 806 | 2020-02-03 13:00 | 806 | 2 | 3 | 14 | 35121.335 | 35.1213 | 97.3072 | 778020 | 1.3083 | 4.4639 | 0 | 681479 | 681.479 | 9997.11 | -575401 | 98.2769 | 819182 | 1.4114 | 4.8158 | 0 | 770784 | 770.784 | 11590.6 | -660780 | 99.4856 | 867325 | 1.5168 | 5.1754 | 0 | 722641 | 722.641 | 10785.3 | -617794 | 62.1859 | 63.1556 | 64.3643
[20 empty] | 807 | 2020-02-03 14:00 | 807 | 2 | 3 | 15 | 11297.36 | 11.2974 | 92.7454 | 790019 | 1.3123 | 4.4777 | 0 | 731049 | 731.049 | 10028.2 | -621363 | 93.6056 | 831316 | 1.4155 | 4.8297 | 0 | 821329 | 821.329 | 11621.5 | -708805 | 94.7288 | 880299 | 1.5209 | 5.1891 | 0 | 772346 | 772.346 | 10816.3 | -664887 | 81.448 | 82.3082 | 83.4314
[20 empty] | 808 | 2020-02-03 15:00 | 808 | 2 | 3 | 16 | 1090.218 | 1.0902 | 78.2923 | 836354 | 1.326 | 4.5242 | 0 | 777311 | 777.311 | 10132.3 | -665965 | 79.258 | 879061 | 1.4291 | 4.8762 | 0 | 871383 | 871.383 | 11726.1 | -758560 | 80.3623 | 930426 | 1.5345 | 5.2359 | 0 | 820017 | 820.017 | 10920.7 | -712007 | 77.2021 | 78.1678 | 79.2721
[20 empty] | 809 | 2020-02-03 16:00 | 809 | 2 | 3 | 17 | 12592.749 | 12.5927 | 76.089 | 806651 | 1.3454 | 4.5906 | 0 | 772533 | 772.533 | 10281.1 | -664662 | 77.0294 | 848634 | 1.4486 | 4.9427 | 0 | 863797 | 863.797 | 11874.9 | -754461 | 78.1658 | 897915 | 1.554 | 5.3023 | 0 | 814516 | 814.516 | 11069.5 | -709813 | 63.4963 | 64.4367 | 65.5731
[20 empty] | 810 | 2020-02-03 17:00 | 810 | 2 | 3 | 18 | 0 | 0 | 14.6733 | 34191.2 | 0 | 0 | 0 | 0 | 0 | 0 | 0 | 14.6733 | 34191.2 | 0 | 0 | 0 | 0 | 0 | 0 | 0 | 14.6733 | 34191.2 | 0 | 0 | 0 | 0 | 0 | 0 | 0 | 14.6733 | 14.6733 | 14.6733
[20 empty] | 811 | 2020-02-03 18:00 | 811 | 2 | 3 | 19 | 0 | 0 | 13.7561 | 34337.8 | 0 | 0 | 0 | 0 | 0 | 0 | 0 | 13.7561 | 34337.8 | 0 | 0 | 0 | 0 | 0 | 0 | 0 | 13.7561 | 34337.8 | 0 | 0 | 0 | 0 | 0 | 0 | 0 | 13.7561 | 13.7561 | 13.7561
[20 empty] | 812 | 2020-02-03 19:00 | 812 | 2 | 3 | 20 | 0 | 0 | 10.3718 | 34264.5 | 0 | 0 | 0 | 0 | 0 | 0 | 0 | 10.3718 | 34264.5 | 0 | 0 | 0 | 0 | 0 | 0 | 0 | 10.3718 | 34264.5 | 0 | 0 | 0 | 0 | 0 | 0 | 0 | 10.3718 | 10.3718 | 10.3718
[20 empty] | 813 | 2020-02-03 20:00 | 813 | 2 | 3 | 21 | 0 | 0 | 8.8603 | 11975.5 | 0 | 0 | 0 | 0 | 0 | 0 | 0 | 8.8603 | 11975.5 | 0 | 0 | 0 | 0 | 0 | 0 | 0 | 8.8603 | 11975.5 | 0 | 0 | 0 | 0 | 0 | 0 | 0 | 8.8603 | 8.8603 | 8.8603
[20 empty] | 814 | 2020-02-03 21:00 | 814 | 2 | 3 | 22 | 0 | 0 | 7.3488 | 11975.5 | 0 | 0 | 0 | 0 | 0 | 0 | 0 | 7.3488 | 11975.5 | 0 | 0 | 0 | 0 | 0 | 0 | 0 | 7.3488 | 11975.5 | 0 | 0 | 0 | 0 | 0 | 0 | 0 | 7.3488 | 7.3488 | 7.3488
[20 empty] | 815 | 2020-02-03 22:00 | 815 | 2 | 3 | 23 | 0 | 0 | 7.3488 | 11975.5 | 0 | 0 | 0 | 0 | 0 | 0 | 0 | 7.3488 | 11975.5 | 0 | 0 | 0 | 0 | 0 | 0 | 0 | 7.3488 | 11975.5 | 0 | 0 | 0 | 0 | 0 | 0 | 0 | 7.3488 | 7.3488 | 7.3488
[20 empty] | 816 | 2020-02-03 23:00 | 816 | 2 | 3 | 24 | 0 | 0 | 7.3488 | 12122.2 | 0 | 0 | 0 | 0 | 0 | 0 | 0 | 7.3488 | 12122.2 | 0 | 0 | 0 | 0 | 0 | 0 | 0 | 7.3488 | 12122.2 | 0 | 0 | 0 | 0 | 0 | 0 | 0 | 7.3488 | 7.3488 | 7.3488
[20 empty] | 817 | 2020-02-04 | 817 | 2 | 4 | 1 | 0 | 0 | 7.3488 | 12122.2 | 0 | 0 | 0 | 0 | 0 | 0 | 0 | 7.3488 | 12122.2 | 0 | 0 | 0 | 0 | 0 | 0 | 0 | 7.3488 | 12122.2 | 0 | 0 | 0 | 0 | 0 | 0 | 0 | 7.3488 | 7.3488 | 7.3488
[20 empty] | 818 | 2020-02-04 01:00 | 818 | 2 | 4 | 2 | 0 | 0 | 7.3488 | 12122.2 | 0 | 0 | 0 | 0 | 0 | 0 | 0 | 7.3488 | 12122.2 | 0 | 0 | 0 | 0 | 0 | 0 | 0 | 7.3488 | 12122.2 | 0 | 0 | 0 | 0 | 0 | 0 | 0 | 7.3488 | 7.3488 | 7.3488
[20 empty] | 819 | 2020-02-04 02:00 | 819 | 2 | 4 | 3 | 0 | 0 | 7.3488 | 12342.2 | 0 | 0 | 0 | 0 | 0 | 0 | 0 | 7.3488 | 12342.2 | 0 | 0 | 0 | 0 | 0 | 0 | 0 | 7.3488 | 12342.2 | 0 | 0 | 0 | 0 | 0 | 0 | 0 | 7.3488 | 7.3488 | 7.3488
[20 empty] | 820 | 2020-02-04 03:00 | 820 | 2 | 4 | 4 | 0 | 0 | 7.3488 | 12342.2 | 0 | 0 | 0 | 0 | 0 | 0 | 0 | 7.3488 | 12342.2 | 0 | 0 | 0 | 0 | 0 | 0 | 0 | 7.3488 | 12342.2 | 0 | 0 | 0 | 0 | 0 | 0 | 0 | 7.3488 | 7.3488 | 7.3488
[20 empty] | 821 | 2020-02-04 04:00 | 821 | 2 | 4 | 5 | 0 | 0 | 36.154 | 880933 | 16.3344 | 55.733 | 0 | 868591 | 868.591 | 124818 | -670422 | 38.6544 | 921642 | 17.7265 | 60.4828 | 0 | 964734 | 964.734 | 145917 | -767369 | 41.2373 | 977076 | 19.0955 | 65.1538 | 0 | 909299 | 909.299 | 135455 | -719802 | 36.154 | 38.6544 | 41.2373
[20 empty] | 822 | 2020-02-04 05:00 | 822 | 2 | 4 | 6 | 0 | 0 | 40.9976 | 758951 | 19.7107 | 67.2529 | 0 | 746389 | 746.389 | 150617 | -632099 | 44.2414 | 801245 | 21.8486 | 74.5474 | 0 | 837758 | 837.758 | 183659 | -720855 | 47.6397 | 850321 | 24.0348 | 82.0067 | 0 | 788682 | 788.682 | 166954 | -677021 | 40.9976 | 44.2414 | 47.6397
[20 empty] | 823 | 2020-02-04 06:00 | 823 | 2 | 4 | 7 | 0 | 0 | 43.3503 | 754237 | 19.9363 | 68.0227 | 0 | 719166 | 719.166 | 152341 | -611437 | 46.6004 | 795052 | 22.0825 | 75.3455 | 0 | 806792 | 806.792 | 185512 | -696149 | 50.0053 | 841863 | 24.2772 | 82.8338 | 0 | 759981 | 759.981 | 168741 | -654289 | 43.3503 | 46.6004 | 50.0053
[20 empty] | 824 | 2020-02-04 07:00 | 824 | 2 | 4 | 8 | 12418.02 | 12.418 | 99.0595 | 896614 | 0.87415 | 2.9826 | 0 | 811832 | 811.832 | 6679.71 | -700096 | 100.139 | 953006 | 0.97105 | 3.3132 | 0 | 930839 | 930.839 | 8178.86 | -818834 | 101.28 | 1015620 | 1.0703 | 3.652 | 0 | 868224 | 868.224 | 7420.16 | -760678 | 86.6415 | 87.721 | 88.862
[20 empty] | 825 | 2020-02-04 08:00 | 825 | 2 | 4 | 9 | 95851.981 | 95.852 | 135.245 | 1046190 | 1.3451 | 4.5896 | 0 | 961480 | 961.48 | 10278.8 | -854961 | 135.954 | 1103950 | 1.4483 | 4.9416 | 0 | 1087860 | 1087.86 | 11872.5 | -988070 | 136.979 | 1172560 | 1.5537 | 5.3013 | 0 | 1019240 | 1019.24 | 11067.2 | -922025 | 39.393 | 40.102 | 41.127
[20 empty] | 826 | 2020-02-04 09:00 | 826 | 2 | 4 | 10 | 170986.368 | 170.9864 | 141.119 | 944841 | 1.3466 | 4.5945 | 0 | 885137 | 885.137 | 10289.7 | -777156 | 141.949 | 1000850 | 1.4498 | 4.9466 | 0 | 1007240 | 1007.24 | 11884 | -902464 | 143.069 | 1066940 | 1.5552 | 5.3064 | 0 | 941142 | 941.142 | 11078.4 | -839728 | -29.8674 | -29.0374 | -27.9174
[20 empty] | 827 | 2020-02-04 10:00 | 827 | 2 | 4 | 11 | 220155.226 | 220.1552 | 142.167 | 932036 | 1.3461 | 4.5928 | 0 | 872332 | 872.332 | 10285.9 | -762019 | 142.891 | 987169 | 1.4492 | 4.9448 | 0 | 992385 | 992.385 | 11879.7 | -884623 | 144.021 | 1052090 | 1.5547 | 5.3045 | 0 | 927466 | 927.466 | 11074.3 | -823325 | -77.9882 | -77.2642 | -76.1342
[20 empty] | 828 | 2020-02-04 11:00 | 828 | 2 | 4 | 12 | 246392.032 | 246.392 | 122.61 | 957239 | 1.3461 | 4.5928 | 0 | 830580 | 830.58 | 10285.9 | -724854 | 123.529 | 1009110 | 1.4492 | 4.9448 | 0 | 943034 | 943.034 | 11879.7 | -838127 | 124.716 | 1069690 | 1.5547 | 5.3045 | 0 | 882452 | 882.452 | 11074.3 | -781456 | -123.782 | -122.863 | -121.676
[20 empty] | 829 | 2020-02-04 12:00 | 829 | 2 | 4 | 13 | 250411.28 | 250.4113 | 145.769 | 877332 | 1.3263 | 4.5255 | 0 | 750673 | 750.673 | 10135.2 | -645356 | 146.742 | 924358 | 1.4295 | 4.8775 | 0 | 852323 | 852.323 | 11728.6 | -745004 | 147.947 | 978982 | 1.5349 | 5.237 | 0 | 797699 | 797.699 | 10923.4 | -694998 | -104.6423 | -103.6693 | -102.4643
[20 empty] | 830 | 2020-02-04 13:00 | 830 | 2 | 4 | 14 | 230192.21 | 230.1922 | 97.3909 | 845741 | 1.3259 | 4.524 | 0 | 747653 | 747.653 | 10131.9 | -638615 | 98.4492 | 887637 | 1.4291 | 4.8761 | 0 | 839225 | 839.225 | 11725.7 | -728078 | 99.6749 | 937313 | 1.5345 | 5.2357 | 0 | 789549 | 789.549 | 10920.3 | -683204 | -132.8013 | -131.743 | -130.5173
[20 empty] | 831 | 2020-02-04 14:00 | 831 | 2 | 4 | 15 | 187105.337 | 187.1053 | 92.4055 | 815781 | 1.3259 | 4.524 | 0 | 756591 | 756.591 | 10131.9 | -650343 | 93.4713 | 849744 | 1.4291 | 4.8761 | 0 | 832346 | 832.346 | 11725.7 | -724308 | 94.6995 | 891536 | 1.5345 | 5.2357 | 0 | 790554 | 790.554 | 10920.3 | -687167 | -94.6998 | -93.634 | -92.4058
[20 empty] | 832 | 2020-02-04 15:00 | 832 | 2 | 4 | 16 | 118903.18 | 118.9032 | 77.5337 | 829396 | 1.3461 | 4.5929 | 0 | 770279 | 770.279 | 10286 | -662174 | 78.6682 | 858424 | 1.4493 | 4.9449 | 0 | 836941 | 836.941 | 11879.8 | -727218 | 79.9454 | 896058 | 1.5547 | 5.3045 | 0 | 799307 | 799.307 | 11074.4 | -694342 | -41.3695 | -40.235 | -38.9578
[20 empty] | 833 | 2020-02-04 16:00 | 833 | 2 | 4 | 17 | 38083.628 | 38.0836 | 75.6118 | 809849 | 1.3696 | 4.6732 | 0 | 775585 | 775.585 | 10466 | -666031 | 76.7369 | 840105 | 1.4728 | 5.0252 | 0 | 844621 | 844.621 | 12059.7 | -733524 | 78.0106 | 878885 | 1.5782 | 5.3849 | 0 | 805841 | 805.841 | 11254.3 | -699562 | 37.5282 | 38.6533 | 39.927
[20 empty] | 834 | 2020-02-04 17:00 | 834 | 2 | 4 | 18 | 0 | 0 | 14.6733 | 34411.2 | 0 | 0 | 0 | 0 | 0 | 0 | 0 | 14.6733 | 34411.2 | 0 | 0 | 0 | 0 | 0 | 0 | 0 | 14.6733 | 34411.2 | 0 | 0 | 0 | 0 | 0 | 0 | 0 | 14.6733 | 14.6733 | 14.6733
[20 empty] | 835 | 2020-02-04 18:00 | 835 | 2 | 4 | 19 | 0 | 0 | 13.7561 | 34411.2 | 0 | 0 | 0 | 0 | 0 | 0 | 0 | 13.7561 | 34411.2 | 0 | 0 | 0 | 0 | 0 | 0 | 0 | 13.7561 | 34411.2 | 0 | 0 | 0 | 0 | 0 | 0 | 0 | 13.7561 | 13.7561 | 13.7561
[20 empty] | 836 | 2020-02-04 19:00 | 836 | 2 | 4 | 20 | 0 | 0 | 10.3718 | 34411.2 | 0 | 0 | 0 | 0 | 0 | 0 | 0 | 10.3718 | 34411.2 | 0 | 0 | 0 | 0 | 0 | 0 | 0 | 10.3718 | 34411.2 | 0 | 0 | 0 | 0 | 0 | 0 | 0 | 10.3718 | 10.3718 | 10.3718
[20 empty] | 837 | 2020-02-04 20:00 | 837 | 2 | 4 | 21 | 0 | 0 | 8.8603 | 12342.2 | 0 | 0 | 0 | 0 | 0 | 0 | 0 | 8.8603 | 12342.2 | 0 | 0 | 0 | 0 | 0 | 0 | 0 | 8.8603 | 12342.2 | 0 | 0 | 0 | 0 | 0 | 0 | 0 | 8.8603 | 8.8603 | 8.8603
[20 empty] | 838 | 2020-02-04 21:00 | 838 | 2 | 4 | 22 | 0 | 0 | 7.3488 | 12488.8 | 0 | 0 | 0 | 0 | 0 | 0 | 0 | 7.3488 | 12488.8 | 0 | 0 | 0 | 0 | 0 | 0 | 0 | 7.3488 | 12488.8 | 0 | 0 | 0 | 0 | 0 | 0 | 0 | 7.3488 | 7.3488 | 7.3488
[20 empty] | 839 | 2020-02-04 22:00 | 839 | 2 | 4 | 23 | 0 | 0 | 7.3488 | 12488.8 | 0 | 0 | 0 | 0 | 0 | 0 | 0 | 7.3488 | 12488.8 | 0 | 0 | 0 | 0 | 0 | 0 | 0 | 7.3488 | 12488.8 | 0 | 0 | 0 | 0 | 0 | 0 | 0 | 7.3488 | 7.3488 | 7.3488
[20 empty] | 840 | 2020-02-04 23:00 | 840 | 2 | 4 | 24 | 0 | 0 | 7.3488 | 12708.8 | 0 | 0 | 0 | 0 | 0 | 0 | 0 | 7.3488 | 12708.8 | 0 | 0 | 0 | 0 | 0 | 0 | 0 | 7.3488 | 12708.8 | 0 | 0 | 0 | 0 | 0 | 0 | 0 | 7.3488 | 7.3488 | 7.3488
[20 empty] | 841 | 2020-02-05 | 841 | 2 | 5 | 1 | 0 | 0 | 7.3488 | 12855.5 | 0 | 0 | 0 | 0 | 0 | 0 | 0 | 7.3488 | 12855.5 | 0 | 0 | 0 | 0 | 0 | 0 | 0 | 7.3488 | 12855.5 | 0 | 0 | 0 | 0 | 0 | 0 | 0 | 7.3488 | 7.3488 | 7.3488
[20 empty] | 842 | 2020-02-05 01:00 | 842 | 2 | 5 | 2 | 0 | 0 | 7.3488 | 12855.5 | 0 | 0 | 0 | 0 | 0 | 0 | 0 | 7.3488 | 12855.5 | 0 | 0 | 0 | 0 | 0 | 0 | 0 | 7.3488 | 12855.5 | 0 | 0 | 0 | 0 | 0 | 0 | 0 | 7.3488 | 7.3488 | 7.3488
[20 empty] | 843 | 2020-02-05 02:00 | 843 | 2 | 5 | 3 | 0 | 0 | 7.3488 | 13002.1 | 0 | 0 | 0 | 0 | 0 | 0 | 0 | 7.3488 | 13002.1 | 0 | 0 | 0 | 0 | 0 | 0 | 0 | 7.3488 | 13002.1 | 0 | 0 | 0 | 0 | 0 | 0 | 0 | 7.3488 | 7.3488 | 7.3488
[20 empty] | 844 | 2020-02-05 03:00 | 844 | 2 | 5 | 4 | 0 | 0 | 7.3488 | 13075.4 | 0 | 0 | 0 | 0 | 0 | 0 | 0 | 7.3488 | 13075.4 | 0 | 0 | 0 | 0 | 0 | 0 | 0 | 7.3488 | 13075.4 | 0 | 0 | 0 | 0 | 0 | 0 | 0 | 7.3488 | 7.3488 | 7.3488
[20 empty] | 845 | 2020-02-05 04:00 | 845 | 2 | 5 | 5 | 0 | 0 | 35.5175 | 893344 | 15.7175 | 53.6281 | 0 | 880268 | 880.268 | 120104 | -681008 | 37.9495 | 933586 | 17.0429 | 58.1504 | 0 | 976178 | 976.178 | 140261 | -778054 | 40.4744 | 989253 | 18.3554 | 62.6286 | 0 | 920510 | 920.51 | 130232 | -730211 | 35.5175 | 37.9495 | 40.4744
[20 empty] | 846 | 2020-02-05 05:00 | 846 | 2 | 5 | 6 | 0 | 0 | 40.5512 | 786244 | 19.2332 | 65.6237 | 0 | 773168 | 773.168 | 146969 | -662006 | 43.7506 | 828745 | 21.3261 | 72.7647 | 0 | 865169 | 865.169 | 179384 | -752200 | 47.1127 | 878244 | 23.4753 | 80.0977 | 0 | 815670 | 815.67 | 162962 | -707646 | 40.5512 | 43.7506 | 47.1127
[20 empty] | 847 | 2020-02-05 06:00 | 847 | 2 | 5 | 7 | 0 | 0 | 43.0924 | 791080 | 19.6403 | 67.0127 | 0 | 755642 | 755.642 | 150080 | -646521 | 46.3322 | 832175 | 21.7751 | 74.2966 | 0 | 844058 | 844.058 | 183091 | -732931 | 49.7284 | 879496 | 23.9604 | 81.7529 | 0 | 796737 | 796.737 | 166392 | -690429 | 43.0924 | 46.3322 | 49.7284
[20 empty] | 848 | 2020-02-05 07:00 | 848 | 2 | 5 | 8 | 15076.395 | 15.0764 | 98.999 | 920649 | 0.87415 | 2.9826 | 0 | 835501 | 835.501 | 6679.7 | -724275 | 100.049 | 971558 | 0.97105 | 3.3132 | 0 | 945312 | 945.312 | 8178.84 | -834610 | 101.155 | 1030460 | 1.0703 | 3.652 | 0 | 886410 | 886.41 | 7420.15 | -780034 | 83.9226 | 84.9726 | 86.0786
[20 empty] | 849 | 2020-02-05 08:00 | 849 | 2 | 5 | 9 | 99540.655 | 99.5407 | 135.531 | 1085600 | 1.3834 | 4.7201 | 0 | 1000600 | 1000.6 | 10570.9 | -895657 | 136.241 | 1139220 | 1.4865 | 5.0721 | 0 | 1119020 | 1119.02 | 12164.6 | -1021880 | 137.269 | 1204030 | 1.5919 | 5.4317 | 0 | 1054220 | 1054.22 | 11359.3 | -959699 | 35.9903 | 36.7003 | 37.7283
[20 empty] | 850 | 2020-02-05 09:00 | 850 | 2 | 5 | 10 | 137021.847 | 137.0218 | 141.428 | 1012200 | 1.3874 | 4.7336 | 0 | 952202 | 952.202 | 10601.3 | -844057 | 142.179 | 1070690 | 1.4905 | 5.0857 | 0 | 1080620 | 1080.62 | 12195.1 | -978777 | 143.286 | 1140610 | 1.5959 | 5.4453 | 0 | 1010700 | 1010.7 | 11389.7 | -911517 | 4.4062 | 5.1572 | 6.2642
[20 empty] | 851 | 2020-02-05 10:00 | 851 | 2 | 5 | 11 | 225100.822 | 225.1008 | 142.214 | 995066 | 1.3777 | 4.7006 | 0 | 935069 | 935.069 | 10527.4 | -826070 | 143.042 | 1052200 | 1.4808 | 5.0527 | 0 | 1060620 | 1060.62 | 12121.2 | -957161 | 144.203 | 1120610 | 1.5862 | 5.4123 | 0 | 992203 | 992.203 | 11315.8 | -891579 | -82.8868 | -82.0588 | -80.8978
[20 empty] | 852 | 2020-02-05 11:00 | 852 | 2 | 5 | 12 | 251995.823 | 251.9958 | 122.701 | 1034320 | 1.3777 | 4.7006 | 0 | 907663 | 907.663 | 10527.4 | -798188 | 123.694 | 1088300 | 1.4808 | 5.0527 | 0 | 1026220 | 1026.22 | 12121.2 | -920692 | 124.904 | 1152880 | 1.5862 | 5.4123 | 0 | 961641 | 961.641 | 11315.8 | -859431 | -129.2948 | -128.3018 | -127.0918
[20 empty] | 853 | 2020-02-05 12:00 | 853 | 2 | 5 | 13 | 256462.567 | 256.4626 | 145.833 | 952908 | 1.3476 | 4.5981 | 0 | 826249 | 826.249 | 10297.8 | -718208 | 146.869 | 1003330 | 1.4508 | 4.9502 | 0 | 936261 | 936.261 | 11891.6 | -828693 | 148.097 | 1062920 | 1.5562 | 5.3098 | 0 | 876674 | 876.674 | 11086.2 | -773228 | -110.6296 | -109.5936 | -108.3656
[20 empty] | 854 | 2020-02-05 13:00 | 854 | 2 | 5 | 14 | 234879.66 | 234.8797 | 97.531 | 921587 | 1.3461 | 4.5928 | 0 | 822438 | 822.438 | 10285.9 | -711915 | 98.5999 | 967280 | 1.4492 | 4.9448 | 0 | 923515 | 923.515 | 11879.6 | -813104 | 99.8319 | 1022660 | 1.5546 | 5.3044 | 0 | 868130 | 868.13 | 11074.2 | -762096 | -137.3487 | -136.2798 | -135.0478
[20 empty] | 855 | 2020-02-05 14:00 | 855 | 2 | 5 | 15 | 192320.19 | 192.3202 | 92.564 | 893935 | 1.3463 | 4.5936 | 0 | 834378 | 834.378 | 10287.8 | -726677 | 93.6353 | 932563 | 1.4495 | 4.9457 | 0 | 921301 | 921.301 | 11881.8 | -813799 | 94.8692 | 980858 | 1.5549 | 5.3054 | 0 | 873006 | 873.006 | 11076.3 | -769891 | -99.7562 | -98.6849 | -97.451
[20 empty] | 856 | 2020-02-05 15:00 | 856 | 2 | 5 | 16 | 122879.388 | 122.8794 | 77.804 | 919714 | 1.3823 | 4.7165 | 0 | 860157 | 860.157 | 10562.9 | -749503 | 78.9443 | 954836 | 1.4855 | 5.0685 | 0 | 940761 | 940.761 | 12156.4 | -830646 | 80.2271 | 1000320 | 1.5909 | 5.428 | 0 | 895279 | 895.279 | 11351.2 | -789761 | -45.0754 | -43.9351 | -42.6523
[20 empty] | 857 | 2020-02-05 16:00 | 857 | 2 | 5 | 17 | 40510.729 | 40.5107 | 75.7977 | 899087 | 1.3935 | 4.7547 | 0 | 864383 | 864.383 | 10648.3 | -754001 | 76.9305 | 935407 | 1.4967 | 5.1067 | 0 | 947428 | 947.428 | 12242.1 | -837749 | 78.2087 | 982133 | 1.6021 | 5.4663 | 0 | 900703 | 900.703 | 11436.7 | -795568 | 35.287 | 36.4198 | 37.698
[20 empty] | 858 | 2020-02-05 17:00 | 858 | 2 | 5 | 18 | 0 | 0 | 14.6733 | 34851.3 | 0 | 0 | 0 | 0 | 0 | 0 | 0 | 14.6733 | 34851.3 | 0 | 0 | 0 | 0 | 0 | 0 | 0 | 14.6733 | 34851.3 | 0 | 0 | 0 | 0 | 0 | 0 | 0 | 14.6733 | 14.6733 | 14.6733
[20 empty] | 859 | 2020-02-05 18:00 | 859 | 2 | 5 | 19 | 0 | 0 | 13.7561 | 34851.3 | 0 | 0 | 0 | 0 | 0 | 0 | 0 | 13.7561 | 34851.3 | 0 | 0 | 0 | 0 | 0 | 0 | 0 | 13.7561 | 34851.3 | 0 | 0 | 0 | 0 | 0 | 0 | 0 | 13.7561 | 13.7561 | 13.7561
[20 empty] | 860 | 2020-02-05 19:00 | 860 | 2 | 5 | 20 | 0 | 0 | 10.3718 | 34851.3 | 0 | 0 | 0 | 0 | 0 | 0 | 0 | 10.3718 | 34851.3 | 0 | 0 | 0 | 0 | 0 | 0 | 0 | 10.3718 | 34851.3 | 0 | 0 | 0 | 0 | 0 | 0 | 0 | 10.3718 | 10.3718 | 10.3718
[20 empty] | 861 | 2020-02-05 20:00 | 861 | 2 | 5 | 21 | 0 | 0 | 8.8603 | 12635.5 | 0 | 0 | 0 | 0 | 0 | 0 | 0 | 8.8603 | 12635.5 | 0 | 0 | 0 | 0 | 0 | 0 | 0 | 8.8603 | 12635.5 | 0 | 0 | 0 | 0 | 0 | 0 | 0 | 8.8603 | 8.8603 | 8.8603
[20 empty] | 862 | 2020-02-05 21:00 | 862 | 2 | 5 | 22 | 0 | 0 | 7.3488 | 12708.8 | 0 | 0 | 0 | 0 | 0 | 0 | 0 | 7.3488 | 12708.8 | 0 | 0 | 0 | 0 | 0 | 0 | 0 | 7.3488 | 12708.8 | 0 | 0 | 0 | 0 | 0 | 0 | 0 | 7.3488 | 7.3488 | 7.3488
[20 empty] | 863 | 2020-02-05 22:00 | 863 | 2 | 5 | 23 | 0 | 0 | 7.3488 | 12708.8 | 0 | 0 | 0 | 0 | 0 | 0 | 0 | 7.3488 | 12708.8 | 0 | 0 | 0 | 0 | 0 | 0 | 0 | 7.3488 | 12708.8 | 0 | 0 | 0 | 0 | 0 | 0 | 0 | 7.3488 | 7.3488 | 7.3488
[20 empty] | 864 | 2020-02-05 23:00 | 864 | 2 | 5 | 24 | 0 | 0 | 7.3488 | 12782.1 | 0 | 0 | 0 | 0 | 0 | 0 | 0 | 7.3488 | 12782.1 | 0 | 0 | 0 | 0 | 0 | 0 | 0 | 7.3488 | 12782.1 | 0 | 0 | 0 | 0 | 0 | 0 | 0 | 7.3488 | 7.3488 | 7.3488
[20 empty] | 865 | 2020-02-06 | 865 | 2 | 6 | 1 | 0 | 0 | 7.8094 | 12782.1 | 0 | 0 | 0 | 0 | 0 | 0 | 0 | 7.8094 | 12782.1 | 0 | 0 | 0 | 0 | 0 | 0 | 0 | 7.8094 | 12782.1 | 0 | 0 | 0 | 0 | 0 | 0 | 0 | 7.8094 | 7.8094 | 7.8094
[20 empty] | 866 | 2020-02-06 01:00 | 866 | 2 | 6 | 2 | 0 | 0 | 7.8094 | 12782.1 | 0 | 0 | 0 | 0 | 0 | 0 | 0 | 7.8094 | 12782.1 | 0 | 0 | 0 | 0 | 0 | 0 | 0 | 7.8094 | 12782.1 | 0 | 0 | 0 | 0 | 0 | 0 | 0 | 7.8094 | 7.8094 | 7.8094
[20 empty] | 867 | 2020-02-06 02:00 | 867 | 2 | 6 | 3 | 0 | 0 | 7.8094 | 12708.8 | 0 | 0 | 0 | 0 | 0 | 0 | 0 | 7.8094 | 12708.8 | 0 | 0 | 0 | 0 | 0 | 0 | 0 | 7.8094 | 12708.8 | 0 | 0 | 0 | 0 | 0 | 0 | 0 | 7.8094 | 7.8094 | 7.8094
[20 empty] | 868 | 2020-02-06 03:00 | 868 | 2 | 6 | 4 | 0 | 0 | 7.8094 | 12782.1 | 0 | 0 | 0 | 0 | 0 | 0 | 0 | 7.8094 | 12782.1 | 0 | 0 | 0 | 0 | 0 | 0 | 0 | 7.8094 | 12782.1 | 0 | 0 | 0 | 0 | 0 | 0 | 0 | 7.8094 | 7.8094 | 7.8094
[20 empty] | 869 | 2020-02-06 04:00 | 869 | 2 | 6 | 5 | 0 | 0 | 7.8094 | 12782.1 | 0 | 0 | 0 | 0 | 0 | 0 | 0 | 7.8094 | 12782.1 | 0 | 0 | 0 | 0 | 0 | 0 | -370.048 | 9.1077 | 12782.1 | 0 | 0 | 0 | 0 | 0 | 0 | 0 | 7.8094 | 7.8094 | 9.1077
[20 empty] | 870 | 2020-02-06 05:00 | 870 | 2 | 6 | 6 | 0 | 0 | 7.8094 | 12635.5 | 0 | 0 | 0 | 0 | 0 | 0 | 0 | 9.0495 | 12635.5 | 0 | 0 | 0 | 0 | 0 | 0 | -812.167 | 9.1077 | 12635.5 | 0 | 0 | 0 | 0 | 0 | 0 | -189.838 | 7.8094 | 9.0495 | 9.1077
[20 empty] | 871 | 2020-02-06 06:00 | 871 | 2 | 6 | 7 | 0 | 0 | 7.8094 | 12562.1 | 0 | 0 | 0 | 0 | 0 | 0 | 0 | 9.0495 | 12562.1 | 0 | 0 | 0 | 0 | 0 | 0 | -1729.17 | 9.1077 | 12562.1 | 0 | 0 | 0 | 0 | 0 | 0 | -643.849 | 7.8094 | 9.0495 | 9.1077
[20 empty] | 872 | 2020-02-06 07:00 | 872 | 2 | 6 | 8 | 2972.831 | 2.9728 | 9.0789 | 12562.1 | 0 | 0 | 0 | 0 | 0 | 0 | -416.176 | 9.0477 | 12562.1 | 0 | 0 | 0 | 0 | 0 | 0 | -2671.85 | 9.1057 | 12562.1 | 0 | 0 | 0 | 0 | 0 | 0 | -1288.38 | 6.106 | 6.0749 | 6.1329
[20 empty] | 873 | 2020-02-06 08:00 | 873 | 2 | 6 | 9 | 28499.369 | 28.4994 | 9.0734 | 12488.8 | 0 | 0 | 0 | 0 | 0 | 0 | -733.989 | 9.0412 | 12488.8 | 0 | 0 | 0 | 0 | 0 | 0 | -3278.46 | 9.0986 | 12488.8 | 0 | 0 | 0 | 0 | 0 | 0 | -1996.67 | -19.4259 | -19.4581 | -19.4008
[20 empty] | 874 | 2020-02-06 09:00 | 874 | 2 | 6 | 10 | 85817.862 | 85.8179 | 9.0703 | 12415.5 | 0 | 0 | 0 | 0 | 0 | 0 | -918.26 | 9.0394 | 12415.5 | 0 | 0 | 0 | 0 | 0 | 0 | -3429.92 | 9.0977 | 12415.5 | 0 | 0 | 0 | 0 | 0 | 0 | -2213.4 | -76.7475 | -76.7784 | -76.7202
[20 empty] | 875 | 2020-02-06 10:00 | 875 | 2 | 6 | 11 | 131032.178 | 131.0322 | 9.0703 | 12415.5 | 0 | 0 | 0 | 0 | 0 | 0 | -1342.42 | 9.0394 | 12415.5 | 0 | 0 | 0 | 0 | 0 | 0 | -3662.75 | 9.0977 | 12415.5 | 0 | 0 | 0 | 0 | 0 | 0 | -2452.92 | -121.9619 | -121.9927 | -121.9345
[20 empty] | 876 | 2020-02-06 11:00 | 876 | 2 | 6 | 12 | 100737.065 | 100.7371 | 9.0703 | 12268.8 | 0 | 0 | 0 | 0 | 0 | 0 | -1557.35 | 9.0394 | 12268.8 | 0 | 0 | 0 | 0 | 0 | 0 | -3569.19 | 9.0977 | 12268.8 | 0 | 0 | 0 | 0 | 0 | 0 | -2498.53 | -91.6667 | -91.6976 | -91.6394
[20 empty] | 877 | 2020-02-06 12:00 | 877 | 2 | 6 | 13 | 83208.296 | 83.2083 | 9.0703 | 12122.2 | 0 | 0 | 0 | 0 | 0 | 0 | -1702.97 | 9.0394 | 12122.2 | 0 | 0 | 0 | 0 | 0 | 0 | -3409.1 | 9.0977 | 12122.2 | 0 | 0 | 0 | 0 | 0 | 0 | -2493 | -74.138 | -74.1689 | -74.1106
[20 empty] | 878 | 2020-02-06 13:00 | 878 | 2 | 6 | 14 | 81181.716 | 81.1817 | 9.0703 | 12122.2 | 0 | 0 | 0 | 0 | 0 | 0 | -2000.78 | 9.0394 | 12122.2 | 0 | 0 | 0 | 0 | 0 | 0 | -3632.46 | 9.0977 | 12122.2 | 0 | 0 | 0 | 0 | 0 | 0 | -2697.08 | -72.1114 | -72.1423 | -72.084
[20 empty] | 879 | 2020-02-06 14:00 | 879 | 2 | 6 | 15 | 78506.964 | 78.507 | 9.0703 | 11975.5 | 0 | 0 | 0 | 0 | 0 | 0 | -2103.77 | 9.0394 | 11975.5 | 0 | 0 | 0 | 0 | 0 | 0 | -3535.28 | 9.0977 | 11975.5 | 0 | 0 | 0 | 0 | 0 | 0 | -2695.31 | -69.4366 | -69.4675 | -69.4093
[20 empty] | 880 | 2020-02-06 15:00 | 880 | 2 | 6 | 16 | 111617.705 | 111.6177 | 9.0703 | 11902.2 | 0 | 0 | 0 | 0 | 0 | 0 | -2372.89 | 9.0394 | 11902.2 | 0 | 0 | 0 | 0 | 0 | 0 | -3940.31 | 9.0977 | 11902.2 | 0 | 0 | 0 | 0 | 0 | 0 | -2941.92 | -102.5474 | -102.5783 | -102.52
[20 empty] | 881 | 2020-02-06 16:00 | 881 | 2 | 6 | 17 | 36405.775 | 36.4058 | 9.0703 | 11902.2 | 0 | 0 | 0 | 0 | 0 | 0 | -2894.97 | 9.0394 | 11902.2 | 0 | 0 | 0 | 124107 | 124.107 | 0 | -5053.28 | 9.0977 | 136009 | 0 | 0 | 0 | 0 | 0 | 0 | -3666.65 | -27.3355 | -27.3663 | -27.3081
[20 empty] | 882 | 2020-02-06 17:00 | 882 | 2 | 6 | 18 | 0 | 0 | 9.0804 | 12048.8 | 0 | 0 | 0 | 0 | 0 | 0 | -3937.69 | 9.0495 | 129697 | 0 | 0 | 0 | 39230.2 | 39.2302 | 0 | -8036.71 | 9.1077 | 51279 | 0 | 0 | 0 | 117648 | 117.648 | 0 | -5968.65 | 9.0804 | 9.0495 | 9.1077
[20 empty] | 883 | 2020-02-06 18:00 | 883 | 2 | 6 | 19 | 0 | 0 | 9.0804 | 11975.5 | 0 | 0 | 0 | 0 | 0 | 0 | -5409.43 | 9.0495 | 43043.9 | 0 | 0 | 0 | 34525 | 34.525 | 0 | -10079.2 | 9.1077 | 46500.5 | 0 | 0 | 0 | 31068.4 | 31.0684 | 0 | -7968.94 | 9.0804 | 9.0495 | 9.1077
[20 empty] | 884 | 2020-02-06 19:00 | 884 | 2 | 6 | 20 | 0 | 0 | 9.0804 | 132360 | 0 | 0 | 0 | 120385 | 120.385 | 0 | -7357.01 | 9.0495 | 47718.8 | 0 | 0 | 0 | 39743.2 | 39.7432 | 0 | -12533.3 | 9.1077 | 51718.7 | 0 | 0 | 0 | 35743.3 | 35.7433 | 0 | -9943.86 | 9.0804 | 9.0495 | 9.1077
[20 empty] | 885 | 2020-02-06 20:00 | 885 | 2 | 6 | 21 | 0 | 0 | 9.0804 | 50533.1 | 0 | 0 | 0 | 38484.2 | 38.4842 | 0 | -9418.77 | 9.0495 | 52610.7 | 0 | 0 | 0 | 45375.3 | 45.3753 | 0 | -15320.3 | 9.1077 | 57424.2 | 0 | 0 | 0 | 40561.9 | 40.5619 | 0 | -12091.2 | 9.0804 | 9.0495 | 9.1077
[20 empty] | 886 | 2020-02-06 21:00 | 886 | 2 | 6 | 22 | 0 | 0 | 9.0804 | 47547.8 | 0 | 0 | 0 | 35572.2 | 35.5722 | 0 | -10893.8 | 9.0495 | 50109.4 | 0 | 0 | 0 | 42829.1 | 42.8291 | 0 | -17085.7 | 9.1077 | 54804.6 | 0 | 0 | 0 | 38133.9 | 38.1339 | 0 | -13955.6 | 9.0804 | 9.0495 | 9.1077
[20 empty] | 887 | 2020-02-06 22:00 | 887 | 2 | 6 | 23 | 0 | 0 | 9.0804 | 51788.5 | 0 | 0 | 0 | 39813 | 39.813 | 0 | -12484.5 | 9.0495 | 54786.9 | 0 | 0 | 0 | 47558.8 | 47.5588 | 0 | -19076.7 | 9.1077 | 59534.3 | 0 | 0 | 0 | 42811.4 | 42.8114 | 0 | -15979.4 | 9.0804 | 9.0495 | 9.1077
[20 empty] | 888 | 2020-02-06 23:00 | 888 | 2 | 6 | 24 | 0 | 0 | 9.0804 | 62430.5 | 0 | 0 | 0 | 50235 | 50.235 | 0 | -15591.6 | 9.0495 | 65568 | 0 | 0 | 0 | 58716.6 | 58.7166 | 0 | -22709.8 | 9.1077 | 70912.1 | 0 | 0 | 0 | 53372.5 | 53.3725 | 0 | -19298.9 | 9.0804 | 9.0495 | 9.1077
[20 empty] | 889 | 2020-02-07 | 889 | 2 | 7 | 1 | 0 | 0 | 9.0804 | 60916.2 | 0 | 0 | 0 | 48647.4 | 48.6474 | 0 | -18223.2 | 9.0495 | 64194.5 | 0 | 0 | 0 | 59369.7 | 59.3697 | 0 | -27836 | 9.1077 | 71638.6 | 0 | 0 | 0 | 51925.7 | 51.9257 | 0 | -21886.1 | 9.0804 | 9.0495 | 9.1077
[20 empty] | 890 | 2020-02-07 01:00 | 890 | 2 | 7 | 2 | 0 | 0 | 9.0804 | 60918.4 | 0 | 0 | 0 | 48649.5 | 48.6495 | 0 | -20082.4 | 9.0495 | 64502.2 | 0 | 0 | 0 | 62832.5 | 62.8325 | 0 | -32856.7 | 9.1077 | 75101.4 | 0 | 0 | 0 | 52233.3 | 52.2333 | 0 | -24041.7 | 9.0804 | 9.0495 | 9.1077
[20 empty] | 891 | 2020-02-07 02:00 | 891 | 2 | 7 | 3 | 0 | 0 | 9.0804 | 55018 | 0 | 0 | 0 | 42969.2 | 42.9692 | 0 | -21215.4 | 9.0495 | 59404.2 | 0 | 0 | 0 | 59040.1 | 59.0401 | 0 | -35252.1 | 9.1077 | 71089 | 0 | 0 | 0 | 47355.4 | 47.3554 | 0 | -25789.1 | 9.0804 | 9.0495 | 9.1077
[20 empty] | 892 | 2020-02-07 03:00 | 892 | 2 | 7 | 4 | 0 | 0 | 9.0804 | 73287 | 0 | 0 | 0 | 61018.2 | 61.0182 | 0 | -24935.1 | 9.0495 | 80402.4 | 0 | 0 | 0 | 82078.7 | 82.0787 | 0 | -43877.7 | 9.1077 | 94347.5 | 0 | 0 | 0 | 68133.5 | 68.1335 | 0 | -32812.1 | 9.0804 | 9.0495 | 9.1077
[20 empty] | 893 | 2020-02-07 04:00 | 893 | 2 | 7 | 5 | 0 | 0 | 9.0804 | 69691.2 | 0 | 0 | 0 | 57422.4 | 57.4224 | 0 | -27816.1 | 9.0495 | 79872.7 | 0 | 0 | 0 | 82364.1 | 82.3641 | 0 | -49704.1 | 9.1077 | 94632.9 | 0 | 0 | 0 | 67603.9 | 67.6039 | 0 | -37872.9 | 9.0804 | 9.0495 | 9.1077
[20 empty] | 894 | 2020-02-07 05:00 | 894 | 2 | 7 | 6 | 0 | 0 | 9.0804 | 82976.8 | 0 | 0 | 0 | 70488 | 70.488 | 0 | -33500.6 | 9.0495 | 96037.9 | 0 | 0 | 0 | 99150.7 | 99.1507 | 0 | -58458.4 | 9.1077 | 111640 | 0 | 0 | 0 | 83549.1 | 83.5491 | 0 | -46303.8 | 9.0804 | 9.0495 | 9.1077
[20 empty] | 895 | 2020-02-07 06:00 | 895 | 2 | 7 | 7 | 0 | 0 | 9.0804 | 72039 | 0 | 0 | 0 | 59770.2 | 59.7702 | 0 | -35836 | 9.0495 | 86385.4 | 0 | 0 | 0 | 88459.3 | 88.4593 | 0 | -60142.6 | 9.1077 | 100728 | 0 | 0 | 0 | 74116.6 | 74.1166 | 0 | -48777.2 | 9.0804 | 9.0495 | 9.1077
[20 empty] | 896 | 2020-02-07 07:00 | 896 | 2 | 7 | 8 | 15902.099 | 15.9021 | 9.0784 | 81811.4 | 0 | 0 | 0 | 69542.6 | 69.5426 | 0 | -37951.3 | 9.0472 | 95371.9 | 0 | 0 | 0 | 96516.6 | 96.5166 | 0 | -60345.6 | 9.1051 | 108785 | 0 | 0 | 0 | 83103.1 | 83.1031 | 0 | -50150.4 | -6.8237 | -6.8549 | -6.797
[20 empty] | 897 | 2020-02-07 08:00 | 897 | 2 | 7 | 9 | 54515.833 | 54.5158 | 9.0722 | 59772.4 | 0 | 0 | 0 | 48016.9 | 48.0169 | 0 | -31918.1 | 9.0398 | 69637.8 | 0 | 0 | 0 | 67874.8 | 67.8748 | 0 | -47260.9 | 9.0977 | 79630.3 | 0 | 0 | 0 | 57882.2 | 57.8822 | 0 | -39689.2 | -45.4436 | -45.4761 | -45.4181
[20 empty] | 898 | 2020-02-07 09:00 | 898 | 2 | 7 | 10 | 135650.151 | 135.6502 | 9.0704 | 62264.3 | 0 | 0 | 0 | 50802.1 | 50.8021 | 0 | -28893.8 | 9.0394 | 68039.3 | 0 | 0 | 0 | 64023.7 | 64.0237 | 0 | -38875.3 | 9.0977 | 75485.9 | 0 | 0 | 0 | 56577.1 | 56.5771 | 0 | -33697.3 | -126.5798 | -126.6107 | -126.5525
[20 empty] | 899 | 2020-02-07 10:00 | 899 | 2 | 7 | 11 | 125939.165 | 125.9392 | 9.0703 | 70695.3 | 0 | 0 | 0 | 59233.1 | 59.2331 | 0 | -28544 | 9.0394 | 74670.5 | 0 | 0 | 0 | 69375.4 | 69.3754 | 0 | -36588.8 | 9.0977 | 80837.6 | 0 | 0 | 0 | 63208.3 | 63.2083 | 0 | -32564.5 | -116.8688 | -116.8997 | -116.8415
[20 empty] | 900 | 2020-02-07 11:00 | 900 | 2 | 7 | 12 | 116025.254 | 116.0253 | 9.0703 | 60726.4 | 0 | 0 | 0 | 49484.2 | 49.4842 | 0 | -25785.6 | 9.0394 | 63385 | 0 | 0 | 0 | 56172.6 | 56.1726 | 0 | -30724.5 | 9.0977 | 67414.8 | 0 | 0 | 0 | 52142.8 | 52.1428 | 0 | -28369.4 | -106.9549 | -106.9858 | -106.9276
[20 empty] | 901 | 2020-02-07 12:00 | 901 | 2 | 7 | 13 | 163272.1 | 163.2721 | 9.0703 | 60548.4 | 0 | 0 | 0 | 49452.9 | 49.4529 | 0 | -23935.9 | 9.0394 | 62045.4 | 0 | 0 | 0 | 53568.1 | 53.5681 | 0 | -26931 | 9.0977 | 64663.7 | 0 | 0 | 0 | 50949.8 | 50.9498 | 0 | -25747.4 | -154.2018 | -154.2327 | -154.1744
[20 empty] | 902 | 2020-02-07 13:00 | 902 | 2 | 7 | 14 | 210557.278 | 210.5573 | 9.0703 | 62701.6 | 0 | 0 | 0 | 51606 | 51.606 | 0 | -21524.5 | 9.0394 | 62898.3 | 0 | 0 | 0 | 53370.5 | 53.3705 | 0 | -22378.2 | 9.0977 | 64466.1 | 0 | 0 | 0 | 51802.7 | 51.8027 | 0 | -22248 | -201.487 | -201.5178 | -201.4596
[20 empty] | 903 | 2020-02-07 14:00 | 903 | 2 | 7 | 15 | 168744.815 | 168.7448 | 9.0703 | 54311.1 | 0 | 0 | 0 | 43362.2 | 43.3622 | 0 | -18432.1 | 9.0394 | 53349.9 | 0 | 0 | 0 | 42837.4 | 42.8374 | 0 | -17517.4 | 9.0977 | 53786.3 | 0 | 0 | 0 | 42401 | 42.401 | 0 | -18069.8 | -159.6745 | -159.7054 | -159.6471
[20 empty] | 904 | 2020-02-07 15:00 | 904 | 2 | 7 | 16 | 106289.023 | 106.289 | 9.0703 | 59794.6 | 0 | 0 | 0 | 48772.3 | 48.7723 | 0 | -17407.3 | 9.0394 | 58334.7 | 0 | 0 | 0 | 47904.7 | 47.9047 | 0 | -16521.3 | 9.0977 | 58927 | 0 | 0 | 0 | 47312.5 | 47.3125 | 0 | -17043 | -97.2187 | -97.2496 | -97.1913
[20 empty] | 905 | 2020-02-07 16:00 | 905 | 2 | 7 | 17 | 12624.895 | 12.6249 | 9.0703 | 57027.5 | 0 | 0 | 0 | 46005.3 | 46.0053 | 0 | -17344.1 | 9.0394 | 55730.5 | 0 | 0 | 0 | 45274.7 | 45.2747 | 0 | -16664 | 9.0977 | 56297 | 0 | 0 | 0 | 44708.3 | 44.7083 | 0 | -17099.5 | -3.5546 | -3.5855 | -3.5272
[20 empty] | 906 | 2020-02-07 17:00 | 906 | 2 | 7 | 18 | 0 | 0 | 9.0804 | 64454.7 | 0 | 0 | 0 | 53285.8 | 53.2858 | 0 | -20173.5 | 9.0495 | 64084.8 | 0 | 0 | 0 | 54899 | 54.899 | 0 | -21976.8 | 9.1077 | 66067.9 | 0 | 0 | 0 | 52915.9 | 52.9159 | 0 | -21078.6 | 9.0804 | 9.0495 | 9.1077
[20 empty] | 907 | 2020-02-07 18:00 | 907 | 2 | 7 | 19 | 0 | 0 | 9.0804 | 59418.3 | 0 | 0 | 0 | 48322.7 | 48.3227 | 0 | -21796.6 | 9.0495 | 60224.2 | 0 | 0 | 0 | 51861.7 | 51.8617 | 0 | -25134.1 | 9.1077 | 62957.3 | 0 | 0 | 0 | 49128.6 | 49.1286 | 0 | -23453.8 | 9.0804 | 9.0495 | 9.1077
[20 empty] | 908 | 2020-02-07 19:00 | 908 | 2 | 7 | 20 | 0 | 0 | 9.0804 | 64147.8 | 0 | 0 | 0 | 53052.2 | 53.0522 | 0 | -23894.4 | 9.0495 | 65573.9 | 0 | 0 | 0 | 58015.6 | 58.0156 | 0 | -28278.5 | 9.1077 | 69111.1 | 0 | 0 | 0 | 54478.4 | 54.4784 | 0 | -26071.3 | 9.0804 | 9.0495 | 9.1077
[20 empty] | 909 | 2020-02-07 20:00 | 909 | 2 | 7 | 21 | 0 | 0 | 9.0804 | 73235.3 | 0 | 0 | 0 | 61993 | 61.993 | 0 | -27887 | 9.0495 | 75699.6 | 0 | 0 | 0 | 68909 | 68.909 | 0 | -34025.2 | 9.1077 | 80151.3 | 0 | 0 | 0 | 64457.4 | 64.4574 | 0 | -31205.2 | 9.0804 | 9.0495 | 9.1077
[20 empty] | 910 | 2020-02-07 21:00 | 910 | 2 | 7 | 22 | 0 | 0 | 9.0804 | 68826.1 | 0 | 0 | 0 | 57657.2 | 57.6572 | 0 | -29832.4 | 9.0495 | 71930.7 | 0 | 0 | 0 | 65483.8 | 65.4838 | 0 | -36593.9 | 9.1077 | 76652.7 | 0 | 0 | 0 | 60761.8 | 60.7618 | 0 | -33295.2 | 9.0804 | 9.0495 | 9.1077
[20 empty] | 911 | 2020-02-07 22:00 | 911 | 2 | 7 | 23 | 0 | 0 | 9.0804 | 73982.5 | 0 | 0 | 0 | 62813.6 | 62.8136 | 0 | -32308.1 | 9.0495 | 77299.4 | 0 | 0 | 0 | 71239.4 | 71.2394 | 0 | -39483 | 9.1077 | 82408.3 | 0 | 0 | 0 | 66130.4 | 66.1304 | 0 | -36030.6 | 9.0804 | 9.0495 | 9.1077
[20 empty] | 912 | 2020-02-07 23:00 | 912 | 2 | 7 | 24 | 0 | 0 | 9.0804 | 69021.1 | 0 | 0 | 0 | 57998.8 | 57.9988 | 0 | -31474.8 | 9.0495 | 72359.3 | 0 | 0 | 0 | 66027.4 | 66.0274 | 0 | -38175.7 | 9.1077 | 77049.7 | 0 | 0 | 0 | 61337 | 61.337 | 0 | -35000.7 | 9.0804 | 9.0495 | 9.1077
[20 empty] | 913 | 2020-02-08 | 913 | 2 | 8 | 1 | 0 | 0 | 8.6198 | 61739.9 | 0 | 0 | 0 | 51010.9 | 51.0109 | 0 | -29281.5 | 8.589 | 64489.2 | 0 | 0 | 0 | 57738.8 | 57.7388 | 0 | -34778 | 8.6472 | 68467.8 | 0 | 0 | 0 | 53760.3 | 53.7603 | 0 | -32069 | 8.6198 | 8.589 | 8.6472
[20 empty] | 914 | 2020-02-08 01:00 | 914 | 2 | 8 | 2 | 0 | 0 | 8.6198 | 71828.4 | 0 | 0 | 0 | 61099.4 | 61.0994 | 0 | -30540.3 | 8.589 | 74288 | 0 | 0 | 0 | 67770.3 | 67.7703 | 0 | -36142 | 8.6472 | 78499.2 | 0 | 0 | 0 | 63559 | 63.559 | 0 | -33513.8 | 8.6198 | 8.589 | 8.6472
[20 empty] | 915 | 2020-02-08 02:00 | 915 | 2 | 8 | 3 | 0 | 0 | 8.6198 | 83742 | 0 | 0 | 0 | 72793.1 | 72.7931 | 0 | -35208.6 | 8.589 | 86995.7 | 0 | 0 | 0 | 81246.3 | 81.2463 | 0 | -42628.7 | 8.6472 | 92195.2 | 0 | 0 | 0 | 76046.8 | 76.0468 | 0 | -39224.3 | 8.6198 | 8.589 | 8.6472
[20 empty] | 916 | 2020-02-08 03:00 | 916 | 2 | 8 | 4 | 0 | 0 | 8.6198 | 86529.4 | 0 | 0 | 0 | 75433.8 | 75.4338 | 0 | -39387.8 | 8.589 | 90932.8 | 0 | 0 | 0 | 85732.1 | 85.7321 | 0 | -48356.3 | 8.6472 | 96827.6 | 0 | 0 | 0 | 79837.2 | 79.8372 | 0 | -44295.5 | 8.6198 | 8.589 | 8.6472
[20 empty] | 917 | 2020-02-08 04:00 | 917 | 2 | 8 | 5 | 0 | 0 | 24.3327 | 809641 | 5.7712 | 19.6914 | 0 | 798545 | 798.545 | 44100.1 | -709391 | 26.0738 | 864093 | 6.5275 | 22.2719 | 0 | 912880 | 912.88 | 60499 | -821649 | 29.7392 | 923975 | 7.9173 | 27.0137 | 0 | 852998 | 852.998 | 49879.3 | -765853 | 24.3327 | 26.0738 | 29.7392
[20 empty] | 918 | 2020-02-08 05:00 | 918 | 2 | 8 | 6 | 0 | 0 | 31.7636 | 815129 | 10.2446 | 34.9546 | 0 | 804107 | 804.107 | 78283.4 | -694135 | 34.6166 | 864712 | 11.964 | 40.8212 | 0 | 911347 | 911.347 | 106069 | -800781 | 37.7778 | 922369 | 13.8809 | 47.3616 | 0 | 853690 | 853.69 | 91421.4 | -747680 | 31.7636 | 34.6166 | 37.7778
[20 empty] | 919 | 2020-02-08 06:00 | 919 | 2 | 8 | 7 | 0 | 0 | 34.9437 | 840485 | 11.2823 | 38.4952 | 0 | 806954 | 806.954 | 86212.5 | -693990 | 37.9646 | 889780 | 13.1705 | 44.9377 | 0 | 913878 | 913.878 | 116587 | -800607 | 41.2945 | 947409 | 15.2573 | 52.0579 | 0 | 856249 | 856.249 | 100641 | -747509 | 34.9437 | 37.9646 | 41.2945
[20 empty] | 920 | 2020-02-08 07:00 | 920 | 2 | 8 | 8 | 14413.059 | 14.4131 | 100.878 | 945905 | 1.0969 | 3.7427 | 0 | 862664 | 862.664 | 8381.95 | -752283 | 101.937 | 996572 | 1.2001 | 4.0947 | 0 | 973303 | 973.303 | 9969.03 | -864720 | 103.072 | 1056540 | 1.3046 | 4.4513 | 0 | 913331 | 913.331 | 9170.35 | -808706 | 86.4649 | 87.5239 | 88.6589
[20 empty] | 921 | 2020-02-08 08:00 | 921 | 2 | 8 | 9 | 79946.42 | 79.9464 | 135.653 | 1055040 | 1.389 | 4.7391 | 0 | 972755 | 972.755 | 10613.6 | -884487 | 136.355 | 1103710 | 1.4924 | 5.0921 | 0 | 1070200 | 1070.2 | 12211.5 | -987658 | 137.375 | 1152480 | 1.5981 | 5.4526 | 0 | 1021420 | 1021.42 | 11404 | -942131 | 55.7066 | 56.4086 | 57.4286
[20 empty] | 922 | 2020-02-08 09:00 | 922 | 2 | 8 | 10 | 146342.157 | 146.3422 | 141.284 | 1012550 | 1.3859 | 4.7288 | 0 | 955410 | 955.41 | 10590.6 | -847731 | 142.156 | 1034380 | 1.4892 | 5.081 | 0 | 1007410 | 1007.41 | 12185 | -901493 | 143.282 | 1064550 | 1.5946 | 5.4408 | 0 | 977241 | 977.241 | 11379.3 | -876258 | -5.0582 | -4.1862 | -3.0602
[20 empty] | 923 | 2020-02-08 10:00 | 923 | 2 | 8 | 11 | 193307.9 | 193.3079 | 142.042 | 971501 | 1.3328 | 4.5475 | 0 | 914365 | 914.365 | 10184.5 | -806121 | 142.949 | 990131 | 1.436 | 4.8996 | 0 | 959112 | 959.112 | 11778.3 | -851728 | 144.121 | 1016250 | 1.5414 | 5.2592 | 0 | 932995 | 932.995 | 10972.9 | -830970 | -51.2659 | -50.3589 | -49.1869
[20 empty] | 924 | 2020-02-08 11:00 | 924 | 2 | 8 | 12 | 86932.871 | 86.9329 | 123.147 | 993564 | 2.9851 | 10.1852 | 0 | 866905 | 866.905 | 22810.5 | -758362 | 124.261 | 1006930 | 3.185 | 10.8672 | 0 | 900013 | 900.013 | 25897.9 | -790646 | 125.542 | 1026670 | 3.3892 | 11.5638 | 0 | 880273 | 880.273 | 24337.8 | -776011 | 36.2141 | 37.3281 | 38.6091
[20 empty] | 925 | 2020-02-08 12:00 | 925 | 2 | 8 | 13 | 225974.992 | 225.975 | 144.485 | 952000 | 1.0953 | 3.7371 | 0 | 825341 | 825.341 | 8369.56 | -716679 | 145.538 | 958672 | 1.1983 | 4.0885 | 0 | 846988 | 846.988 | 9960.22 | -737519 | 146.738 | 973647 | 1.3034 | 4.4474 | 0 | 832013 | 832.013 | 9156.4 | -727373 | -81.49 | -80.437 | -79.237
[20 empty] | 926 | 2020-02-08 13:00 | 926 | 2 | 8 | 14 | 201717.481 | 201.7175 | 96.1875 | 888935 | 1.0975 | 3.7446 | 0 | 797558 | 797.558 | 8386.32 | -688799 | 97.2575 | 893014 | 1.2007 | 4.0967 | 0 | 813938 | 813.938 | 9980.1 | -704305 | 98.4564 | 905315 | 1.3061 | 4.4563 | 0 | 801637 | 801.637 | 9174.71 | -696611 | -105.53 | -104.46 | -103.2611
[20 empty] | 927 | 2020-02-08 14:00 | 927 | 2 | 8 | 15 | 159833.996 | 159.834 | 91.1935 | 837101 | 1.0953 | 3.737 | 0 | 779818 | 779.818 | 8369.33 | -671547 | 92.2618 | 840128 | 1.1982 | 4.0884 | 0 | 792309 | 792.309 | 9959.9 | -682922 | 93.4635 | 849592 | 1.3034 | 4.4472 | 0 | 782845 | 782.845 | 9156.15 | -677944 | -68.6405 | -67.5722 | -66.3705
[20 empty] | 928 | 2020-02-08 15:00 | 928 | 2 | 8 | 16 | 99592.188 | 99.5922 | 77.6706 | 849898 | 1.3253 | 4.5218 | 0 | 792395 | 792.395 | 10126.7 | -683639 | 78.7874 | 853641 | 1.4284 | 4.8736 | 0 | 805121 | 805.121 | 11719.6 | -695300 | 80.0392 | 862624 | 1.5337 | 5.233 | 0 | 796138 | 796.138 | 10914.7 | -690976 | -21.9216 | -20.8048 | -19.553
[20 empty] | 929 | 2020-02-08 16:00 | 929 | 2 | 8 | 17 | 33534.354 | 33.5344 | 75.7306 | 811774 | 1.3461 | 4.593 | 0 | 779123 | 779.123 | 10286.2 | -670707 | 76.8328 | 813369 | 1.4493 | 4.945 | 0 | 790138 | 790.138 | 11880 | -680698 | 78.0814 | 822789 | 1.5547 | 5.3046 | 0 | 780718 | 780.718 | 11074.6 | -675616 | 42.1962 | 43.2984 | 44.547
[20 empty] | 930 | 2020-02-08 17:00 | 930 | 2 | 8 | 18 | 0 | 0 | 14.6733 | 33091 | 0 | 0 | 0 | 0 | 0 | 0 | 0 | 14.6733 | 33091 | 0 | 0 | 0 | 0 | 0 | 0 | 0 | 14.6733 | 33091 | 0 | 0 | 0 | 0 | 0 | 0 | 0 | 14.6733 | 14.6733 | 14.6733
[20 empty] | 931 | 2020-02-08 18:00 | 931 | 2 | 8 | 19 | 0 | 0 | 13.7561 | 33237.7 | 0 | 0 | 0 | 0 | 0 | 0 | 0 | 13.7561 | 33237.7 | 0 | 0 | 0 | 0 | 0 | 0 | 0 | 13.7561 | 33237.7 | 0 | 0 | 0 | 0 | 0 | 0 | 0 | 13.7561 | 13.7561 | 13.7561
[20 empty] | 932 | 2020-02-08 19:00 | 932 | 2 | 8 | 20 | 0 | 0 | 10.3718 | 33237.7 | 0 | 0 | 0 | 0 | 0 | 0 | 0 | 10.3718 | 33237.7 | 0 | 0 | 0 | 0 | 0 | 0 | 0 | 10.3718 | 33237.7 | 0 | 0 | 0 | 0 | 0 | 0 | 0 | 10.3718 | 10.3718 | 10.3718
[20 empty] | 933 | 2020-02-08 20:00 | 933 | 2 | 8 | 21 | 0 | 0 | 8.8603 | 10948.9 | 0 | 0 | 0 | 0 | 0 | 0 | 0 | 8.8603 | 10948.9 | 0 | 0 | 0 | 0 | 0 | 0 | 0 | 8.8603 | 10948.9 | 0 | 0 | 0 | 0 | 0 | 0 | 0 | 8.8603 | 8.8603 | 8.8603
[20 empty] | 934 | 2020-02-08 21:00 | 934 | 2 | 8 | 22 | 0 | 0 | 7.3488 | 11095.6 | 0 | 0 | 0 | 0 | 0 | 0 | 0 | 7.3488 | 11095.6 | 0 | 0 | 0 | 0 | 0 | 0 | 0 | 7.3488 | 11095.6 | 0 | 0 | 0 | 0 | 0 | 0 | 0 | 7.3488 | 7.3488 | 7.3488
[20 empty] | 935 | 2020-02-08 22:00 | 935 | 2 | 8 | 23 | 0 | 0 | 7.3488 | 11095.6 | 0 | 0 | 0 | 0 | 0 | 0 | 0 | 7.3488 | 11095.6 | 0 | 0 | 0 | 0 | 0 | 0 | 0 | 7.3488 | 11095.6 | 0 | 0 | 0 | 0 | 0 | 0 | 0 | 7.3488 | 7.3488 | 7.3488
[20 empty] | 936 | 2020-02-08 23:00 | 936 | 2 | 8 | 24 | 0 | 0 | 7.3488 | 11168.9 | 0 | 0 | 0 | 0 | 0 | 0 | 0 | 7.3488 | 11168.9 | 0 | 0 | 0 | 0 | 0 | 0 | 0 | 7.3488 | 11168.9 | 0 | 0 | 0 | 0 | 0 | 0 | 0 | 7.3488 | 7.3488 | 7.3488
[20 empty] | 937 | 2020-02-09 | 937 | 2 | 9 | 1 | 0 | 0 | 7.3488 | 11242.2 | 0 | 0 | 0 | 0 | 0 | 0 | 0 | 7.3488 | 11242.2 | 0 | 0 | 0 | 0 | 0 | 0 | 0 | 7.3488 | 11242.2 | 0 | 0 | 0 | 0 | 0 | 0 | 0 | 7.3488 | 7.3488 | 7.3488
[20 empty] | 938 | 2020-02-09 01:00 | 938 | 2 | 9 | 2 | 0 | 0 | 7.3488 | 11242.2 | 0 | 0 | 0 | 0 | 0 | 0 | 0 | 7.3488 | 11242.2 | 0 | 0 | 0 | 0 | 0 | 0 | 0 | 7.3488 | 11242.2 | 0 | 0 | 0 | 0 | 0 | 0 | 0 | 7.3488 | 7.3488 | 7.3488
[20 empty] | 939 | 2020-02-09 02:00 | 939 | 2 | 9 | 3 | 0 | 0 | 7.3488 | 11388.9 | 0 | 0 | 0 | 0 | 0 | 0 | 0 | 7.3488 | 11388.9 | 0 | 0 | 0 | 0 | 0 | 0 | 0 | 7.3488 | 11388.9 | 0 | 0 | 0 | 0 | 0 | 0 | 0 | 7.3488 | 7.3488 | 7.3488
[20 empty] | 940 | 2020-02-09 03:00 | 940 | 2 | 9 | 4 | 0 | 0 | 7.3488 | 11388.9 | 0 | 0 | 0 | 0 | 0 | 0 | 0 | 7.3488 | 11388.9 | 0 | 0 | 0 | 0 | 0 | 0 | 0 | 7.3488 | 11388.9 | 0 | 0 | 0 | 0 | 0 | 0 | 0 | 7.3488 | 7.3488 | 7.3488
[20 empty] | 941 | 2020-02-09 04:00 | 941 | 2 | 9 | 5 | 0 | 0 | 34.7536 | 873914 | 14.8157 | 50.5512 | 0 | 862526 | 862.526 | 113213 | -655468 | 37.5624 | 899613 | 16.5271 | 56.3905 | 0 | 927945 | 927.945 | 139519 | -720511 | 40.4957 | 939334 | 18.2583 | 62.2973 | 0 | 888224 | 888.224 | 126290 | -689568 | 34.7536 | 37.5624 | 40.4957
[20 empty] | 942 | 2020-02-09 05:00 | 942 | 2 | 9 | 6 | 0 | 0 | 39.5549 | 746681 | 18.1405 | 61.8954 | 0 | 735145 | 735.145 | 138619 | -622960 | 42.9287 | 772384 | 20.4221 | 69.6802 | 0 | 792373 | 792.373 | 173799 | -677933 | 46.4496 | 803909 | 22.7445 | 77.6042 | 0 | 760848 | 760.848 | 156054 | -651349 | 39.5549 | 42.9287 | 46.4496
[20 empty] | 943 | 2020-02-09 06:00 | 943 | 2 | 9 | 7 | 0 | 0 | 42.0451 | 748296 | 18.5293 | 63.222 | 0 | 714252 | 714.252 | 141590 | -604033 | 45.4067 | 772214 | 20.8014 | 70.9744 | 0 | 769681 | 769.681 | 176693 | -656969 | 48.9274 | 803725 | 23.1232 | 78.8964 | 0 | 738169 | 738.169 | 158952 | -630334 | 42.0451 | 45.4067 | 48.9274
[20 empty] | 944 | 2020-02-09 07:00 | 944 | 2 | 9 | 8 | 19623.376 | 19.6234 | 99.0954 | 830114 | 0.87417 | 2.9827 | 0 | 746360 | 746.36 | 6679.86 | -637268 | 100.09 | 865366 | 0.97107 | 3.3133 | 0 | 825441 | 825.441 | 8179.05 | -713900 | 101.138 | 909196 | 1.0704 | 3.6521 | 0 | 781611 | 781.611 | 7420.34 | -675078 | 79.472 | 80.4666 | 81.5146
[20 empty] | 945 | 2020-02-09 08:00 | 945 | 2 | 9 | 9 | 95283.814 | 95.2838 | 135.608 | 927550 | 1.3851 | 4.726 | 0 | 844236 | 844.236 | 10584.2 | -744991 | 136.312 | 958445 | 1.4883 | 5.078 | 0 | 915239 | 915.239 | 12177.7 | -816118 | 137.345 | 998553 | 1.5936 | 5.4375 | 0 | 875130 | 875.13 | 11372.4 | -780270 | 40.3242 | 41.0282 | 42.0612
[20 empty] | 946 | 2020-02-09 09:00 | 946 | 2 | 9 | 10 | 163330.671 | 163.3307 | 141.438 | 839555 | 1.3496 | 4.6047 | 0 | 781245 | 781.245 | 10312.5 | -674892 | 142.246 | 867511 | 1.4527 | 4.9567 | 0 | 844490 | 844.49 | 11906.3 | -736798 | 143.339 | 902800 | 1.5581 | 5.3163 | 0 | 809201 | 809.201 | 11100.9 | -706131 | -21.8927 | -21.0847 | -19.9917
[20 empty] | 947 | 2020-02-09 10:00 | 947 | 2 | 9 | 11 | 205373.399 | 205.3734 | 142.422 | 817696 | 1.3404 | 4.5735 | 0 | 759386 | 759.386 | 10242.7 | -650692 | 143.089 | 844819 | 1.4436 | 4.9256 | 0 | 821927 | 821.927 | 11836.5 | -711448 | 144.125 | 880237 | 1.549 | 5.2852 | 0 | 786509 | 786.509 | 11031.1 | -680837 | -62.9514 | -62.2844 | -61.2484
[20 empty] | 948 | 2020-02-09 11:00 | 948 | 2 | 9 | 12 | 226728.909 | 226.7289 | 121.357 | 839714 | 1.0974 | 3.7445 | 0 | 713055 | 713.055 | 8386.02 | -610237 | 122.223 | 863648 | 1.2006 | 4.0965 | 0 | 766843 | 766.843 | 9979.79 | -661759 | 123.377 | 893502 | 1.306 | 4.4561 | 0 | 736989 | 736.989 | 9174.4 | -636365 | -105.3719 | -104.5059 | -103.3519
[20 empty] | 949 | 2020-02-09 12:00 | 949 | 2 | 9 | 13 | 228081.642 | 228.0816 | 144.52 | 766476 | 1.0974 | 3.7445 | 0 | 639817 | 639.817 | 8386 | -538025 | 145.459 | 782537 | 1.2006 | 4.0965 | 0 | 678608 | 678.608 | 9979.75 | -574434 | 146.64 | 805267 | 1.306 | 4.4561 | 0 | 655878 | 655.878 | 9174.36 | -555795 | -83.5616 | -82.6226 | -81.4416
[20 empty] | 950 | 2020-02-09 13:00 | 950 | 2 | 9 | 14 | 211832.654 | 211.8327 | 96.1128 | 716848 | 1.0974 | 3.7445 | 0 | 622651 | 622.651 | 8386 | -520629 | 97.1484 | 728434 | 1.2006 | 4.0965 | 0 | 652125 | 652.125 | 9979.76 | -547640 | 98.3615 | 746322 | 1.306 | 4.4561 | 0 | 634236 | 634.236 | 9174.37 | -533775 | -115.7199 | -114.6843 | -113.4712
[20 empty] | 951 | 2020-02-09 14:00 | 951 | 2 | 9 | 15 | 170852.536 | 170.8525 | 91.1358 | 647496 | 1.0972 | 3.7438 | 0 | 589700 | 589.7 | 8384.46 | -495102 | 92.1674 | 650633 | 1.2004 | 4.0957 | 0 | 597156 | 597.156 | 9977.94 | -501269 | 93.3632 | 654952 | 1.3058 | 4.4553 | 0 | 592837 | 592.837 | 9172.7 | -499888 | -79.7167 | -78.6851 | -77.4893
[20 empty] | 952 | 2020-02-09 15:00 | 952 | 2 | 9 | 16 | 109755.956 | 109.756 | 77.3578 | 672362 | 1.315 | 4.4867 | 0 | 614492 | 614.492 | 10048.3 | -511168 | 78.4686 | 671317 | 1.4182 | 4.8387 | 0 | 617035 | 617.035 | 11642 | -512949 | 79.7223 | 674904 | 1.5235 | 5.1984 | 0 | 613447 | 613.447 | 10836.7 | -512373 | -32.3982 | -31.2874 | -30.0337
[20 empty] | 953 | 2020-02-09 16:00 | 953 | 2 | 9 | 17 | 37871.281 | 37.8713 | 75.3741 | 639456 | 1.3315 | 4.5432 | 0 | 606439 | 606.439 | 10174.8 | -505267 | 76.4752 | 638147 | 1.4347 | 4.8952 | 0 | 609864 | 609.864 | 11768.5 | -508649 | 77.7095 | 642882 | 1.5401 | 5.2548 | 0 | 605129 | 605.129 | 10963.2 | -506256 | 37.5028 | 38.6039 | 39.8382
[20 empty] | 954 | 2020-02-09 17:00 | 954 | 2 | 9 | 18 | 0 | 0 | 14.6733 | 33237.7 | 0 | 0 | 0 | 0 | 0 | 0 | 0 | 14.6733 | 33237.7 | 0 | 0 | 0 | 0 | 0 | 0 | 0 | 14.6733 | 33237.7 | 0 | 0 | 0 | 0 | 0 | 0 | 0 | 14.6733 | 14.6733 | 14.6733
[20 empty] | 955 | 2020-02-09 18:00 | 955 | 2 | 9 | 19 | 0 | 0 | 13.7561 | 33677.8 | 0 | 0 | 0 | 0 | 0 | 0 | 0 | 13.7561 | 33677.8 | 0 | 0 | 0 | 0 | 0 | 0 | 0 | 13.7561 | 33677.8 | 0 | 0 | 0 | 0 | 0 | 0 | 0 | 13.7561 | 13.7561 | 13.7561
[20 empty] | 956 | 2020-02-09 19:00 | 956 | 2 | 9 | 20 | 0 | 0 | 10.3718 | 33677.8 | 0 | 0 | 0 | 0 | 0 | 0 | 0 | 10.3718 | 33677.8 | 0 | 0 | 0 | 0 | 0 | 0 | 0 | 10.3718 | 33677.8 | 0 | 0 | 0 | 0 | 0 | 0 | 0 | 10.3718 | 10.3718 | 10.3718
[20 empty] | 957 | 2020-02-09 20:00 | 957 | 2 | 9 | 21 | 0 | 0 | 8.8603 | 11315.6 | 0 | 0 | 0 | 0 | 0 | 0 | 0 | 8.8603 | 11315.6 | 0 | 0 | 0 | 0 | 0 | 0 | 0 | 8.8603 | 11315.6 | 0 | 0 | 0 | 0 | 0 | 0 | 0 | 8.8603 | 8.8603 | 8.8603
[20 empty] | 958 | 2020-02-09 21:00 | 958 | 2 | 9 | 22 | 0 | 0 | 7.3488 | 11535.5 | 0 | 0 | 0 | 0 | 0 | 0 | 0 | 7.3488 | 11535.5 | 0 | 0 | 0 | 0 | 0 | 0 | 0 | 7.3488 | 11535.5 | 0 | 0 | 0 | 0 | 0 | 0 | 0 | 7.3488 | 7.3488 | 7.3488
[20 empty] | 959 | 2020-02-09 22:00 | 959 | 2 | 9 | 23 | 0 | 0 | 7.3488 | 11535.5 | 0 | 0 | 0 | 0 | 0 | 0 | 0 | 7.3488 | 11535.5 | 0 | 0 | 0 | 0 | 0 | 0 | 0 | 7.3488 | 11535.5 | 0 | 0 | 0 | 0 | 0 | 0 | 0 | 7.3488 | 7.3488 | 7.3488
[20 empty] | 960 | 2020-02-09 23:00 | 960 | 2 | 9 | 24 | 0 | 0 | 7.3488 | 11388.9 | 0 | 0 | 0 | 0 | 0 | 0 | 0 | 7.3488 | 11388.9 | 0 | 0 | 0 | 0 | 0 | 0 | 0 | 7.3488 | 11388.9 | 0 | 0 | 0 | 0 | 0 | 0 | 0 | 7.3488 | 7.3488 | 7.3488
[20 empty] | 961 | 2020-02-10 | 961 | 2 | 10 | 1 | 0 | 0 | 7.3488 | 11388.9 | 0 | 0 | 0 | 0 | 0 | 0 | 0 | 7.3488 | 11388.9 | 0 | 0 | 0 | 0 | 0 | 0 | 0 | 7.3488 | 11388.9 | 0 | 0 | 0 | 0 | 0 | 0 | 0 | 7.3488 | 7.3488 | 7.3488
[20 empty] | 962 | 2020-02-10 01:00 | 962 | 2 | 10 | 2 | 0 | 0 | 7.3488 | 11388.9 | 0 | 0 | 0 | 0 | 0 | 0 | 0 | 7.3488 | 11388.9 | 0 | 0 | 0 | 0 | 0 | 0 | 0 | 7.3488 | 11388.9 | 0 | 0 | 0 | 0 | 0 | 0 | 0 | 7.3488 | 7.3488 | 7.3488
[20 empty] | 963 | 2020-02-10 02:00 | 963 | 2 | 10 | 3 | 0 | 0 | 7.3488 | 11462.2 | 0 | 0 | 0 | 0 | 0 | 0 | 0 | 7.3488 | 11462.2 | 0 | 0 | 0 | 0 | 0 | 0 | 0 | 7.3488 | 11462.2 | 0 | 0 | 0 | 0 | 0 | 0 | 0 | 7.3488 | 7.3488 | 7.3488
[20 empty] | 964 | 2020-02-10 03:00 | 964 | 2 | 10 | 4 | 0 | 0 | 7.3488 | 11535.5 | 0 | 0 | 0 | 0 | 0 | 0 | 0 | 7.3488 | 11535.5 | 0 | 0 | 0 | 0 | 0 | 0 | 0 | 7.3488 | 11535.5 | 0 | 0 | 0 | 0 | 0 | 0 | 0 | 7.3488 | 7.3488 | 7.3488
[20 empty] | 965 | 2020-02-10 04:00 | 965 | 2 | 10 | 5 | 0 | 0 | 37.4063 | 780511 | 17.5962 | 60.0382 | 0 | 768975 | 768.975 | 134460 | -566709 | 40.3371 | 801243 | 19.4354 | 66.3136 | 0 | 825624 | 825.624 | 162750 | -621075 | 43.3992 | 837160 | 21.2984 | 72.6701 | 0 | 789707 | 789.707 | 148513 | -594215 | 37.4063 | 40.3371 | 43.3992
[20 empty] | 966 | 2020-02-10 05:00 | 966 | 2 | 10 | 6 | 0 | 0 | 41.4434 | 635430 | 20.1596 | 68.7846 | 0 | 623894 | 623.894 | 154048 | -520662 | 44.8193 | 657499 | 22.4469 | 76.5888 | 0 | 673641 | 673.641 | 189414 | -566933 | 48.3569 | 685177 | 24.7878 | 84.576 | 0 | 645963 | 645.963 | 171526 | -543834 | 41.4434 | 44.8193 | 48.3569
[20 empty] | 967 | 2020-02-10 06:00 | 967 | 2 | 10 | 7 | 0 | 0 | 43.7054 | 640923 | 20.3147 | 69.3138 | 0 | 606878 | 606.878 | 155233 | -502549 | 47.0769 | 663315 | 22.5969 | 77.1006 | 0 | 657063 | 657.063 | 190510 | -548999 | 50.6075 | 691108 | 24.9313 | 85.0656 | 0 | 629271 | 629.271 | 172672 | -525857 | 43.7054 | 47.0769 | 50.6075
[20 empty] | 968 | 2020-02-10 07:00 | 968 | 2 | 10 | 8 | 8571.55 | 8.5715 | 98.8655 | 729474 | 0.87418 | 2.9827 | 0 | 645720 | 645.72 | 6679.96 | -540935 | 99.872 | 766500 | 0.97108 | 3.3133 | 0 | 726202 | 726.202 | 8179.14 | -616737 | 100.983 | 809956 | 1.0704 | 3.6521 | 0 | 682746 | 682.746 | 7420.45 | -578605 | 90.2939 | 91.3004 | 92.4115
[20 empty] | 969 | 2020-02-10 08:00 | 969 | 2 | 10 | 9 | 2830.642 | 2.8306 | 136.605 | 820998 | 1.3429 | 4.5821 | 0 | 737757 | 737.757 | 10261.9 | -641195 | 137.603 | 857003 | 1.4463 | 4.9348 | 0 | 816844 | 816.844 | 11858.6 | -718122 | 138.691 | 900085 | 1.5519 | 5.295 | 0 | 773762 | 773.762 | 11051.7 | -679399 | 133.7744 | 134.7724 | 135.8604
[20 empty] | 970 | 2020-02-10 09:00 | 970 | 2 | 10 | 10 | 84142.97 | 84.143 | 140.222 | 719509 | 1.315 | 4.4868 | 0 | 661346 | 661.346 | 10048.6 | -560310 | 141.094 | 750384 | 1.4182 | 4.8389 | 0 | 728522 | 728.522 | 11642.4 | -624186 | 142.185 | 786685 | 1.5236 | 5.1985 | 0 | 692221 | 692.221 | 10837 | -592445 | 56.079 | 56.951 | 58.042
[20 empty] | 971 | 2020-02-10 10:00 | 971 | 2 | 10 | 11 | 117390.594 | 117.3906 | 141.371 | 694043 | 1.3085 | 4.4647 | 0 | 635880 | 635.88 | 9999.08 | -532523 | 142.316 | 722383 | 1.4117 | 4.8168 | 0 | 698960 | 698.96 | 11592.9 | -591807 | 143.477 | 757123 | 1.5171 | 5.1764 | 0 | 664220 | 664.22 | 10787.5 | -561877 | 23.9804 | 24.9254 | 26.0864
[20 empty] | 972 | 2020-02-10 11:00 | 972 | 2 | 10 | 12 | 20088.159 | 20.0882 | 121.107 | 720734 | 1.0969 | 3.7426 | 0 | 594075 | 594.075 | 8381.74 | -498741 | 122.013 | 742682 | 1.2 | 4.0944 | 0 | 643256 | 643.256 | 9974.7 | -544529 | 123.127 | 769915 | 1.3054 | 4.4539 | 0 | 616023 | 616.023 | 9169.71 | -521241 | 101.0188 | 101.9248 | 103.0388
[20 empty] | 973 | 2020-02-10 12:00 | 973 | 2 | 10 | 13 | 32636.133 | 32.6361 | 144.813 | 647542 | 1.0981 | 3.7467 | 0 | 520884 | 520.884 | 8390.94 | -428111 | 145.546 | 668200 | 1.2013 | 4.0989 | 0 | 567800 | 567.8 | 9985.66 | -470983 | 146.559 | 694459 | 1.3068 | 4.4587 | 0 | 541541 | 541.541 | 9179.79 | -449199 | 112.1769 | 112.9099 | 113.9229
[20 empty] | 974 | 2020-02-10 13:00 | 974 | 2 | 10 | 14 | 103544.214 | 103.5442 | 96.0204 | 611884 | 1.0821 | 3.6921 | 0 | 518111 | 518.111 | 8268.71 | -424558 | 96.8686 | 632894 | 1.1852 | 4.0441 | 0 | 565107 | 565.107 | 9980.18 | -466948 | 98.0767 | 658880 | 1.3061 | 4.4563 | 0 | 539121 | 539.121 | 9056.95 | -445417 | -7.5238 | -6.6756 | -5.4675
[20 empty] | 975 | 2020-02-10 14:00 | 975 | 2 | 10 | 15 | 98469.862 | 98.4699 | 90.5846 | 551034 | 1.0827 | 3.6941 | 0 | 493311 | 493.311 | 8273.25 | -404987 | 91.6391 | 566152 | 1.1859 | 4.0463 | 0 | 528229 | 528.229 | 9867.6 | -436199 | 92.8487 | 585952 | 1.2913 | 4.406 | 0 | 508429 | 508.429 | 9061.91 | -420195 | -7.8853 | -6.8308 | -5.6212
[20 empty] | 976 | 2020-02-10 15:00 | 976 | 2 | 10 | 16 | 12011.082 | 12.0111 | 77.0717 | 588598 | 1.2922 | 4.4089 | 0 | 530802 | 530.802 | 9874.06 | -434088 | 78.2803 | 602921 | 1.4109 | 4.8139 | 0 | 564861 | 564.861 | 11587.4 | -464862 | 79.5418 | 622658 | 1.5164 | 5.174 | 0 | 545125 | 545.125 | 10781.1 | -449098 | 65.0606 | 66.2692 | 67.5307
[20 empty] | 977 | 2020-02-10 16:00 | 977 | 2 | 10 | 17 | 12818.378 | 12.8184 | 75.4564 | 560345 | 1.3129 | 4.4795 | 0 | 527400 | 527.4 | 10032.1 | -432632 | 76.4308 | 576077 | 1.416 | 4.8315 | 0 | 563949 | 563.949 | 11625.9 | -465668 | 77.6062 | 596894 | 1.5214 | 5.1912 | 0 | 543133 | 543.133 | 10820.5 | -448836 | 62.638 | 63.6124 | 64.7878
[20 empty] | 978 | 2020-02-10 17:00 | 978 | 2 | 10 | 18 | 0 | 0 | 14.6733 | 33237.7 | 0 | 0 | 0 | 0 | 0 | 0 | 0 | 14.6733 | 33237.7 | 0 | 0 | 0 | 0 | 0 | 0 | 0 | 14.6733 | 33237.7 | 0 | 0 | 0 | 0 | 0 | 0 | 0 | 14.6733 | 14.6733 | 14.6733
[20 empty] | 979 | 2020-02-10 18:00 | 979 | 2 | 10 | 19 | 0 | 0 | 13.7561 | 33384.4 | 0 | 0 | 0 | 0 | 0 | 0 | 0 | 13.7561 | 33384.4 | 0 | 0 | 0 | 0 | 0 | 0 | 0 | 13.7561 | 33384.4 | 0 | 0 | 0 | 0 | 0 | 0 | 0 | 13.7561 | 13.7561 | 13.7561
[20 empty] | 980 | 2020-02-10 19:00 | 980 | 2 | 10 | 20 | 0 | 0 | 10.3718 | 33384.4 | 0 | 0 | 0 | 0 | 0 | 0 | 0 | 10.3718 | 33384.4 | 0 | 0 | 0 | 0 | 0 | 0 | 0 | 10.3718 | 33384.4 | 0 | 0 | 0 | 0 | 0 | 0 | 0 | 10.3718 | 10.3718 | 10.3718
[20 empty] | 981 | 2020-02-10 20:00 | 981 | 2 | 10 | 21 | 0 | 0 | 8.8603 | 11022.3 | 0 | 0 | 0 | 0 | 0 | 0 | 0 | 8.8603 | 11022.3 | 0 | 0 | 0 | 0 | 0 | 0 | 0 | 8.8603 | 11022.3 | 0 | 0 | 0 | 0 | 0 | 0 | 0 | 8.8603 | 8.8603 | 8.8603
[20 empty] | 982 | 2020-02-10 21:00 | 982 | 2 | 10 | 22 | 0 | 0 | 7.3488 | 11022.3 | 0 | 0 | 0 | 0 | 0 | 0 | 0 | 7.3488 | 11022.3 | 0 | 0 | 0 | 0 | 0 | 0 | 0 | 7.3488 | 11022.3 | 0 | 0 | 0 | 0 | 0 | 0 | 0 | 7.3488 | 7.3488 | 7.3488
[20 empty] | 983 | 2020-02-10 22:00 | 983 | 2 | 10 | 23 | 0 | 0 | 7.3488 | 11022.3 | 0 | 0 | 0 | 0 | 0 | 0 | 0 | 7.3488 | 11022.3 | 0 | 0 | 0 | 0 | 0 | 0 | 0 | 7.3488 | 11022.3 | 0 | 0 | 0 | 0 | 0 | 0 | 0 | 7.3488 | 7.3488 | 7.3488
[20 empty] | 984 | 2020-02-10 23:00 | 984 | 2 | 10 | 24 | 0 | 0 | 7.3488 | 11095.6 | 0 | 0 | 0 | 0 | 0 | 0 | 0 | 7.3488 | 11095.6 | 0 | 0 | 0 | 0 | 0 | 0 | 0 | 7.3488 | 11095.6 | 0 | 0 | 0 | 0 | 0 | 0 | 0 | 7.3488 | 7.3488 | 7.3488
[20 empty] | 985 | 2020-02-11 | 985 | 2 | 11 | 1 | 0 | 0 | 7.3488 | 10875.6 | 0 | 0 | 0 | 0 | 0 | 0 | 0 | 7.3488 | 10875.6 | 0 | 0 | 0 | 0 | 0 | 0 | 0 | 7.3488 | 10875.6 | 0 | 0 | 0 | 0 | 0 | 0 | 0 | 7.3488 | 7.3488 | 7.3488
[20 empty] | 986 | 2020-02-11 01:00 | 986 | 2 | 11 | 2 | 0 | 0 | 7.3488 | 10875.6 | 0 | 0 | 0 | 0 | 0 | 0 | 0 | 7.3488 | 10875.6 | 0 | 0 | 0 | 0 | 0 | 0 | 0 | 7.3488 | 10875.6 | 0 | 0 | 0 | 0 | 0 | 0 | 0 | 7.3488 | 7.3488 | 7.3488
[20 empty] | 987 | 2020-02-11 02:00 | 987 | 2 | 11 | 3 | 0 | 0 | 7.3488 | 11095.6 | 0 | 0 | 0 | 0 | 0 | 0 | 0 | 7.3488 | 11095.6 | 0 | 0 | 0 | 0 | 0 | 0 | 0 | 7.3488 | 11095.6 | 0 | 0 | 0 | 0 | 0 | 0 | 0 | 7.3488 | 7.3488 | 7.3488
[20 empty] | 988 | 2020-02-11 03:00 | 988 | 2 | 11 | 4 | 0 | 0 | 7.3488 | 11168.9 | 0 | 0 | 0 | 0 | 0 | 0 | 0 | 7.3488 | 11168.9 | 0 | 0 | 0 | 0 | 0 | 0 | 0 | 7.3488 | 11168.9 | 0 | 0 | 0 | 0 | 0 | 0 | 0 | 7.3488 | 7.3488 | 7.3488
[20 empty] | 989 | 2020-02-11 04:00 | 989 | 2 | 11 | 5 | 0 | 0 | 38.5973 | 721527 | 18.8026 | 64.1545 | 0 | 710358 | 710.358 | 143678 | -514757 | 41.4982 | 747210 | 20.6053 | 70.3053 | 0 | 775064 | 775.064 | 171342 | -575990 | 44.5207 | 786233 | 22.4229 | 76.5069 | 0 | 736042 | 736.042 | 157453 | -545674 | 38.5973 | 41.4982 | 44.5207
[20 empty] | 990 | 2020-02-11 05:00 | 990 | 2 | 11 | 6 | 0 | 0 | 42.3248 | 562994 | 21.0603 | 71.8577 | 0 | 551971 | 551.971 | 160930 | -457670 | 39.9115 | 581659 | 19.4584 | 66.3921 | 0 | 600499 | 600.499 | 163723 | -502101 | 42.9106 | 611521 | 21.4258 | 73.1048 | 0 | 570637 | 570.637 | 148689 | -476808 | 42.3248 | 39.9115 | 42.9106
[20 empty] | 991 | 2020-02-11 06:00 | 991 | 2 | 11 | 7 | 0 | 0 | 38.1435 | 552929 | 16.8779 | 57.5874 | 0 | 519617 | 519.617 | 128971 | -427082 | 41.0341 | 576569 | 18.8299 | 64.2476 | 0 | 571601 | 571.601 | 158947 | -474241 | 44.0356 | 604912 | 20.8008 | 70.9723 | 0 | 543258 | 543.258 | 143887 | -450405 | 38.1435 | 41.0341 | 44.0356
[20 empty] | 992 | 2020-02-11 07:00 | 992 | 2 | 11 | 8 | 16518.858 | 16.5189 | 98.466 | 601429 | 0.87438 | 2.9834 | 0 | 518408 | 518.408 | 6681.49 | -424139 | 99.4034 | 634147 | 0.9713 | 3.3141 | 0 | 588920 | 588.92 | 8180.93 | -488217 | 100.408 | 671941 | 1.0706 | 3.6529 | 0 | 551127 | 551.127 | 7422.09 | -455822 | 81.9471 | 82.8845 | 83.8891
[20 empty] | 993 | 2020-02-11 08:00 | 993 | 2 | 11 | 9 | 79631.338 | 79.6313 | 133.163 | 656270 | 1.0987 | 3.7488 | 0 | 573837 | 573.837 | 8395.61 | -487332 | 133.866 | 682663 | 1.202 | 4.1012 | 0 | 629452 | 629.452 | 9991.21 | -538868 | 134.856 | 711886 | 1.3075 | 4.4612 | 0 | 600229 | 600.229 | 9184.9 | -513710 | 53.5317 | 54.2347 | 55.2247
[20 empty] | 994 | 2020-02-11 09:00 | 994 | 2 | 11 | 10 | 141680.336 | 141.6803 | 138.311 | 515697 | 1.0821 | 3.6922 | 0 | 458487 | 458.487 | 8268.89 | -369909 | 139.196 | 531240 | 1.1853 | 4.0441 | 0 | 494023 | 494.023 | 9862.41 | -401931 | 140.297 | 551232 | 1.2907 | 4.4037 | 0 | 474030 | 474.03 | 9057.12 | -385588 | -3.3693 | -2.4843 | -1.3833
[20 empty] | 995 | 2020-02-11 10:00 | 995 | 2 | 11 | 11 | 153879.811 | 153.8798 | 139.342 | 465489 | 1.0821 | 3.6922 | 0 | 408280 | 408.28 | 8268.89 | -327619 | 140.333 | 479836 | 1.1853 | 4.0441 | 0 | 439631 | 439.631 | 9862.34 | -354128 | 141.537 | 496841 | 1.2907 | 4.4037 | 0 | 422626 | 422.626 | 9057.11 | -340600 | -14.5378 | -13.5468 | -12.3428
[20 empty] | 996 | 2020-02-11 11:00 | 996 | 2 | 11 | 12 | 206009.327 | 206.0093 | 119.993 | 502007 | 1.0821 | 3.6922 | 0 | 375348 | 375.348 | 8268.86 | -299374 | 121.038 | 511059 | 1.1853 | 4.0441 | 0 | 396208 | 396.208 | 9862.34 | -316940 | 122.248 | 522867 | 1.2907 | 4.4037 | 0 | 384400 | 384.4 | 9057.11 | -307862 | -86.0163 | -84.9713 | -83.7613
[20 empty] | 997 | 2020-02-11 12:00 | 997 | 2 | 11 | 13 | 209592.748 | 209.5927 | 143.171 | 421055 | 1.0607 | 3.6192 | 0 | 294396 | 294.396 | 8105.44 | -229697 | 144.287 | 424340 | 1.1678 | 3.9846 | 0 | 303955 | 303.955 | 9725.58 | -237796 | 145.486 | 430614 | 1.2728 | 4.3426 | 0 | 297681 | 297.681 | 8923.68 | -233352 | -66.4217 | -65.3057 | -64.1067
[20 empty] | 998 | 2020-02-11 13:00 | 998 | 2 | 11 | 14 | 193492.037 | 193.492 | 94.8196 | 370020 | 1.0459 | 3.5687 | 0 | 278650 | 278.65 | 7992.41 | -216415 | 96.0029 | 369080 | 1.163 | 3.9681 | 0 | 279777 | 279.777 | 9688.14 | -217249 | 97.2045 | 371146 | 1.2678 | 4.3259 | 0 | 277710 | 277.71 | 8886.75 | -216436 | -98.6724 | -97.4891 | -96.2875
[20 empty] | 999 | 2020-02-11 14:00 | 999 | 2 | 11 | 15 | 110236.816 | 110.2368 | 90.0321 | 353086 | 1.0607 | 3.6192 | 0 | 295730 | 295.73 | 8105.45 | -230792 | 91.0976 | 353513 | 1.1634 | 3.9695 | 0 | 299748 | 299.748 | 9691.62 | -234043 | 92.2897 | 357104 | 1.2683 | 4.3274 | 0 | 296157 | 296.157 | 8889.94 | -231963 | -20.2047 | -19.1392 | -17.9471
[20 empty] | 1000 | 2020-02-11 15:00 | 1000 | 2 | 11 | 16 | 57256.957 | 57.257 | 75.199 | 404223 | 1.0596 | 3.6153 | 0 | 346647 | 346.647 | 8096.64 | -274271 | 76.314 | 407276 | 1.1621 | 3.9652 | 0 | 356043 | 356.043 | 9681.12 | -282189 | 77.5611 | 413620 | 1.2669 | 4.3228 | 0 | 349699 | 349.699 | 8880.3 | -277736 | 17.942 | 19.057 | 20.3041
[20 empty] | 1001 | 2020-02-11 16:00 | 1001 | 2 | 11 | 17 | 15179.236 | 15.1792 | 74.6099 | 380725 | 1.2595 | 4.2975 | 0 | 348001 | 348.001 | 9624.51 | -275614 | 75.8069 | 385512 | 1.3801 | 4.7088 | 0 | 360498 | 360.498 | 11350.9 | -286164 | 77.0542 | 393223 | 1.4854 | 5.0684 | 0 | 352788 | 352.788 | 10545.7 | -280534 | 59.4307 | 60.6277 | 61.875
[20 empty] | 1002 | 2020-02-11 17:00 | 1002 | 2 | 11 | 18 | 0 | 0 | 14.6733 | 33091 | 0 | 0 | 0 | 0 | 0 | 0 | 0 | 14.6733 | 33091 | 0 | 0 | 0 | 0 | 0 | 0 | 0 | 14.6733 | 33091 | 0 | 0 | 0 | 0 | 0 | 0 | 0 | 14.6733 | 14.6733 | 14.6733
[20 empty] | 1003 | 2020-02-11 18:00 | 1003 | 2 | 11 | 19 | 0 | 0 | 13.7561 | 33091 | 0 | 0 | 0 | 0 | 0 | 0 | 0 | 13.7561 | 33091 | 0 | 0 | 0 | 0 | 0 | 0 | 0 | 13.7561 | 33091 | 0 | 0 | 0 | 0 | 0 | 0 | 0 | 13.7561 | 13.7561 | 13.7561
[20 empty] | 1004 | 2020-02-11 19:00 | 1004 | 2 | 11 | 20 | 0 | 0 | 10.3718 | 33091 | 0 | 0 | 0 | 0 | 0 | 0 | 0 | 10.3718 | 33091 | 0 | 0 | 0 | 0 | 0 | 0 | 0 | 10.3718 | 33091 | 0 | 0 | 0 | 0 | 0 | 0 | 0 | 10.3718 | 10.3718 | 10.3718
[20 empty] | 1005 | 2020-02-11 20:00 | 1005 | 2 | 11 | 21 | 0 | 0 | 8.8603 | 10802.3 | 0 | 0 | 0 | 0 | 0 | 0 | 0 | 8.8603 | 10802.3 | 0 | 0 | 0 | 0 | 0 | 0 | 0 | 8.8603 | 10802.3 | 0 | 0 | 0 | 0 | 0 | 0 | 0 | 8.8603 | 8.8603 | 8.8603
[20 empty] | 1006 | 2020-02-11 21:00 | 1006 | 2 | 11 | 22 | 0 | 0 | 7.3488 | 10875.6 | 0 | 0 | 0 | 0 | 0 | 0 | 0 | 7.3488 | 10875.6 | 0 | 0 | 0 | 0 | 0 | 0 | 0 | 7.3488 | 10875.6 | 0 | 0 | 0 | 0 | 0 | 0 | 0 | 7.3488 | 7.3488 | 7.3488
[20 empty] | 1007 | 2020-02-11 22:00 | 1007 | 2 | 11 | 23 | 0 | 0 | 7.3488 | 10875.6 | 0 | 0 | 0 | 0 | 0 | 0 | 0 | 7.3488 | 10875.6 | 0 | 0 | 0 | 0 | 0 | 0 | 0 | 7.3488 | 10875.6 | 0 | 0 | 0 | 0 | 0 | 0 | 0 | 7.3488 | 7.3488 | 7.3488
[20 empty] | 1008 | 2020-02-11 23:00 | 1008 | 2 | 11 | 24 | 0 | 0 | 7.3488 | 10655.6 | 0 | 0 | 0 | 0 | 0 | 0 | 0 | 7.3488 | 10655.6 | 0 | 0 | 0 | 0 | 0 | 0 | 0 | 7.3488 | 10655.6 | 0 | 0 | 0 | 0 | 0 | 0 | 0 | 7.3488 | 7.3488 | 7.3488
[20 empty] | 1009 | 2020-02-12 | 1009 | 2 | 12 | 1 | 0 | 0 | 7.3488 | 10728.9 | 0 | 0 | 0 | 0 | 0 | 0 | 0 | 7.3488 | 10728.9 | 0 | 0 | 0 | 0 | 0 | 0 | 0 | 7.3488 | 10728.9 | 0 | 0 | 0 | 0 | 0 | 0 | 0 | 7.3488 | 7.3488 | 7.3488
[20 empty] | 1010 | 2020-02-12 01:00 | 1010 | 2 | 12 | 2 | 0 | 0 | 7.3488 | 10728.9 | 0 | 0 | 0 | 0 | 0 | 0 | 0 | 7.3488 | 10728.9 | 0 | 0 | 0 | 0 | 0 | 0 | 0 | 7.3488 | 10728.9 | 0 | 0 | 0 | 0 | 0 | 0 | 0 | 7.3488 | 7.3488 | 7.3488
[20 empty] | 1011 | 2020-02-12 02:00 | 1011 | 2 | 12 | 3 | 0 | 0 | 7.3488 | 10728.9 | 0 | 0 | 0 | 0 | 0 | 0 | 0 | 7.3488 | 10728.9 | 0 | 0 | 0 | 0 | 0 | 0 | 0 | 7.3488 | 10728.9 | 0 | 0 | 0 | 0 | 0 | 0 | 0 | 7.3488 | 7.3488 | 7.3488
[20 empty] | 1012 | 2020-02-12 03:00 | 1012 | 2 | 12 | 4 | 0 | 0 | 7.3488 | 10509 | 0 | 0 | 0 | 0 | 0 | 0 | 0 | 7.3488 | 10509 | 0 | 0 | 0 | 0 | 0 | 0 | 0 | 7.3488 | 10509 | 0 | 0 | 0 | 0 | 0 | 0 | 0 | 7.3488 | 7.3488 | 7.3488
[20 empty] | 1013 | 2020-02-12 04:00 | 1013 | 2 | 12 | 5 | 0 | 0 | 23.4505 | 368529 | 9.5823 | 32.6949 | 0 | 358020 | 358.02 | 73222.4 | -204291 | 24.7319 | 374802 | 10.4204 | 35.5544 | 0 | 379905 | 379.905 | 86015.1 | -222498 | 26.0946 | 390414 | 11.2565 | 38.4072 | 0 | 364293 | 364.293 | 79626.7 | -213437 | 23.4505 | 24.7319 | 26.0946
[20 empty] | 1014 | 2020-02-12 05:00 | 1014 | 2 | 12 | 6 | 0 | 0 | 18.0517 | 227377 | 5.1922 | 17.7157 | 0 | 217088 | 217.088 | 39675.5 | -167366 | 18.6439 | 233761 | 5.6063 | 19.1287 | 0 | 231598 | 231.598 | 46069.7 | -179513 | 19.3298 | 241887 | 6.029 | 20.5708 | 0 | 223472 | 223.472 | 42840 | -173472 | 18.0517 | 18.6439 | 19.3298
[20 empty] | 1015 | 2020-02-12 06:00 | 1015 | 2 | 12 | 7 | 0 | 0 | 20.1908 | 241400 | 5.199 | 17.7392 | 0 | 208896 | 208.896 | 39728 | -156750 | 20.784 | 246974 | 5.6146 | 19.1569 | 0 | 222044 | 222.044 | 46142.1 | -167830 | 21.4705 | 254548 | 6.0384 | 20.6032 | 0 | 214469 | 214.469 | 42903.2 | -162313 | 20.1908 | 20.784 | 21.4705
[20 empty] | 1016 | 2020-02-12 07:00 | 1016 | 2 | 12 | 8 | 19870.816 | 19.8708 | 98.1413 | 468846 | 0.85845 | 2.929 | 0 | 386632 | 386.632 | 6559.79 | -309574 | 99.077 | 493499 | 0.9553 | 3.2595 | 0 | 438423 | 438.423 | 8058.17 | -353785 | 100.067 | 520636 | 1.0545 | 3.5981 | 0 | 411285 | 411.285 | 7299.87 | -331485 | 78.2705 | 79.2062 | 80.1962
[20 empty] | 1017 | 2020-02-12 08:00 | 1017 | 2 | 12 | 9 | 88186.557 | 88.1866 | 132.677 | 527101 | 1.0759 | 3.671 | 0 | 444888 | 444.888 | 8221.57 | -356999 | 133.434 | 546682 | 1.1835 | 4.0381 | 0 | 487748 | 487.748 | 9847.79 | -394884 | 134.425 | 569962 | 1.2887 | 4.3972 | 0 | 464468 | 464.468 | 9043.71 | -375768 | 44.4904 | 45.2474 | 46.2384
[20 empty] | 1018 | 2020-02-12 09:00 | 1018 | 2 | 12 | 10 | 41895.969 | 41.896 | 138.338 | 410422 | 1.0428 | 3.5581 | 0 | 353140 | 353.14 | 7968.72 | -279773 | 139.069 | 428481 | 1.147 | 3.9137 | 0 | 391491 | 391.491 | 9565.71 | -312328 | 140.078 | 448773 | 1.2518 | 4.2712 | 0 | 371198 | 371.198 | 8765.05 | -295991 | 96.442 | 97.173 | 98.182
[20 empty] | 1019 | 2020-02-12 10:00 | 1019 | 2 | 12 | 11 | 18986.096 | 18.9861 | 139.095 | 374338 | 0.97406 | 3.3235 | 0 | 317055 | 317.055 | 7443.2 | -249083 | 140.165 | 390875 | 1.1116 | 3.7927 | 0 | 352531 | 352.531 | 9455.71 | -279293 | 141.365 | 409814 | 1.2374 | 4.2221 | 0 | 333592 | 333.592 | 8493.98 | -264057 | 120.1089 | 121.1789 | 122.3789
[20 empty] | 1020 | 2020-02-12 11:00 | 1020 | 2 | 12 | 12 | 37122.358 | 37.1224 | 119.466 | 445050 | 0.96844 | 3.3043 | 0 | 318392 | 318.392 | 7400.23 | -250309 | 120.408 | 461464 | 1.071 | 3.6541 | 0 | 353673 | 353.673 | 9100.33 | -280347 | 121.676 | 480332 | 1.1909 | 4.0634 | 0 | 334805 | 334.805 | 8183.61 | -265173 | 82.3436 | 83.2856 | 84.5536
[20 empty] | 1021 | 2020-02-12 12:00 | 1021 | 2 | 12 | 13 | 55682.008 | 55.682 | 142.725 | 384796 | 0.92087 | 3.142 | 0 | 258138 | 258.138 | 7036.76 | -198579 | 143.679 | 399787 | 1.0339 | 3.5278 | 0 | 290792 | 290.792 | 8686.54 | -226405 | 144.787 | 417451 | 1.1368 | 3.8787 | 0 | 273128 | 273.128 | 7900.83 | -212249 | 87.043 | 87.997 | 89.105
[20 empty] | 1022 | 2020-02-12 13:00 | 1022 | 2 | 12 | 14 | 23362.277 | 23.3623 | 94.3057 | 352468 | 0.92104 | 3.1426 | 0 | 260249 | 260.249 | 7038.06 | -200514 | 95.3195 | 367239 | 1.0341 | 3.5285 | 0 | 292182 | 292.182 | 8683.91 | -227696 | 96.4801 | 384400 | 1.1364 | 3.8775 | 0 | 275020 | 275.02 | 7902.29 | -213980 | 70.9434 | 71.9572 | 73.1178
[20 empty] | 1023 | 2020-02-12 14:00 | 1023 | 2 | 12 | 15 | 34012.492 | 34.0125 | 89.2864 | 322908 | 0.9339 | 3.1864 | 0 | 265478 | 265.478 | 7136.27 | -204910 | 90.3025 | 336274 | 1.0338 | 3.5272 | 0 | 294746 | 294.746 | 8680.81 | -229823 | 91.4937 | 352176 | 1.136 | 3.8761 | 0 | 278844 | 278.844 | 7899.47 | -217182 | 55.2739 | 56.29 | 57.4812
[20 empty] | 1024 | 2020-02-12 15:00 | 1024 | 2 | 12 | 16 | 7282.911 | 7.2829 | 74.3366 | 363279 | 0.93424 | 3.1876 | 0 | 305776 | 305.776 | 7138.87 | -239365 | 75.4233 | 377587 | 1.0341 | 3.5285 | 0 | 336956 | 336.956 | 8683.98 | -265901 | 76.6688 | 394459 | 1.1364 | 3.8775 | 0 | 320084 | 320.084 | 7902.37 | -252438 | 67.0537 | 68.1404 | 69.3859
[20 empty] | 1025 | 2020-02-12 16:00 | 1025 | 2 | 12 | 17 | 954.131 | 0.95413 | 72.7529 | 340724 | 0.93424 | 3.1876 | 0 | 308073 | 308.073 | 7138.9 | -241341 | 73.7702 | 356415 | 1.0515 | 3.5878 | 0 | 341851 | 341.851 | 8956.81 | -270120 | 75.0394 | 374502 | 1.1721 | 3.9993 | 0 | 323764 | 323.764 | 8035.03 | -255606 | 71.7988 | 72.8161 | 74.0853
[20 empty] | 1026 | 2020-02-12 17:00 | 1026 | 2 | 12 | 18 | 0 | 0 | 14.6733 | 32724.3 | 0 | 0 | 0 | 0 | 0 | 0 | 0 | 14.6733 | 32724.3 | 0 | 0 | 0 | 0 | 0 | 0 | 0 | 14.6733 | 32724.3 | 0 | 0 | 0 | 0 | 0 | 0 | 0 | 14.6733 | 14.6733 | 14.6733
[20 empty] | 1027 | 2020-02-12 18:00 | 1027 | 2 | 12 | 19 | 0 | 0 | 13.7561 | 32797.7 | 0 | 0 | 0 | 0 | 0 | 0 | 0 | 13.7561 | 32797.7 | 0 | 0 | 0 | 0 | 0 | 0 | 0 | 13.7561 | 32797.7 | 0 | 0 | 0 | 0 | 0 | 0 | 0 | 13.7561 | 13.7561 | 13.7561
[20 empty] | 1028 | 2020-02-12 19:00 | 1028 | 2 | 12 | 20 | 0 | 0 | 10.3718 | 32797.7 | 0 | 0 | 0 | 0 | 0 | 0 | 0 | 10.3718 | 32797.7 | 0 | 0 | 0 | 0 | 0 | 0 | 0 | 10.3718 | 32797.7 | 0 | 0 | 0 | 0 | 0 | 0 | 0 | 10.3718 | 10.3718 | 10.3718
[20 empty] | 1029 | 2020-02-12 20:00 | 1029 | 2 | 12 | 21 | 0 | 0 | 8.8603 | 10655.6 | 0 | 0 | 0 | 0 | 0 | 0 | 0 | 8.8603 | 10655.6 | 0 | 0 | 0 | 0 | 0 | 0 | 0 | 8.8603 | 10655.6 | 0 | 0 | 0 | 0 | 0 | 0 | 0 | 8.8603 | 8.8603 | 8.8603
[20 empty] | 1030 | 2020-02-12 21:00 | 1030 | 2 | 12 | 22 | 0 | 0 | 7.3488 | 10655.6 | 0 | 0 | 0 | 0 | 0 | 0 | 0 | 7.3488 | 10655.6 | 0 | 0 | 0 | 0 | 0 | 0 | 0 | 7.3488 | 10655.6 | 0 | 0 | 0 | 0 | 0 | 0 | 0 | 7.3488 | 7.3488 | 7.3488
[20 empty] | 1031 | 2020-02-12 22:00 | 1031 | 2 | 12 | 23 | 0 | 0 | 7.3488 | 10655.6 | 0 | 0 | 0 | 0 | 0 | 0 | 0 | 7.3488 | 10655.6 | 0 | 0 | 0 | 0 | 0 | 0 | 0 | 7.3488 | 10655.6 | 0 | 0 | 0 | 0 | 0 | 0 | 0 | 7.3488 | 7.3488 | 7.3488
[20 empty] | 1032 | 2020-02-12 23:00 | 1032 | 2 | 12 | 24 | 0 | 0 | 7.3488 | 10728.9 | 0 | 0 | 0 | 0 | 0 | 0 | 0 | 7.3488 | 10728.9 | 0 | 0 | 0 | 0 | 0 | 0 | 0 | 7.3488 | 10728.9 | 0 | 0 | 0 | 0 | 0 | 0 | 0 | 7.3488 | 7.3488 | 7.3488
[20 empty] | 1033 | 2020-02-13 | 1033 | 2 | 13 | 1 | 0 | 0 | 7.8094 | 10728.9 | 0 | 0 | 0 | 0 | 0 | 0 | 0 | 7.8094 | 10728.9 | 0 | 0 | 0 | 0 | 0 | 0 | 0 | 7.8094 | 10728.9 | 0 | 0 | 0 | 0 | 0 | 0 | 0 | 7.8094 | 7.8094 | 7.8094
[20 empty] | 1034 | 2020-02-13 01:00 | 1034 | 2 | 13 | 2 | 0 | 0 | 7.8094 | 10728.9 | 0 | 0 | 0 | 0 | 0 | 0 | 0 | 7.8094 | 10728.9 | 0 | 0 | 0 | 0 | 0 | 0 | 0 | 7.8094 | 10728.9 | 0 | 0 | 0 | 0 | 0 | 0 | 0 | 7.8094 | 7.8094 | 7.8094
[20 empty] | 1035 | 2020-02-13 02:00 | 1035 | 2 | 13 | 3 | 0 | 0 | 7.8094 | 10802.3 | 0 | 0 | 0 | 0 | 0 | 0 | 0 | 7.8094 | 10802.3 | 0 | 0 | 0 | 0 | 0 | 0 | 0 | 7.8094 | 10802.3 | 0 | 0 | 0 | 0 | 0 | 0 | 0 | 7.8094 | 7.8094 | 7.8094
[20 empty] | 1036 | 2020-02-13 03:00 | 1036 | 2 | 13 | 4 | 0 | 0 | 7.8094 | 10802.3 | 0 | 0 | 0 | 0 | 0 | 0 | 0 | 7.8094 | 10802.3 | 0 | 0 | 0 | 0 | 0 | 0 | 0 | 7.8094 | 10802.3 | 0 | 0 | 0 | 0 | 0 | 0 | 0 | 7.8094 | 7.8094 | 7.8094
[20 empty] | 1037 | 2020-02-13 04:00 | 1037 | 2 | 13 | 5 | 0 | 0 | 7.8094 | 10802.3 | 0 | 0 | 0 | 0 | 0 | 0 | 0 | 7.8094 | 10802.3 | 0 | 0 | 0 | 0 | 0 | 0 | 0 | 7.8094 | 10802.3 | 0 | 0 | 0 | 0 | 0 | 0 | 0 | 7.8094 | 7.8094 | 7.8094
[20 empty] | 1038 | 2020-02-13 05:00 | 1038 | 2 | 13 | 6 | 0 | 0 | 7.8094 | 10875.6 | 0 | 0 | 0 | 0 | 0 | 0 | 0 | 7.8094 | 10875.6 | 0 | 0 | 0 | 0 | 0 | 0 | 0 | 7.8094 | 10875.6 | 0 | 0 | 0 | 0 | 0 | 0 | 0 | 7.8094 | 7.8094 | 7.8094
[20 empty] | 1039 | 2020-02-13 06:00 | 1039 | 2 | 13 | 7 | 0 | 0 | 7.8094 | 10802.3 | 0 | 0 | 0 | 0 | 0 | 0 | 0 | 7.8094 | 10802.3 | 0 | 0 | 0 | 0 | 0 | 0 | 0 | 7.8094 | 10802.3 | 0 | 0 | 0 | 0 | 0 | 0 | 0 | 7.8094 | 7.8094 | 7.8094
[20 empty] | 1040 | 2020-02-13 07:00 | 1040 | 2 | 13 | 8 | 8125.358 | 8.1254 | 7.8094 | 10802.3 | 0 | 0 | 0 | 0 | 0 | 0 | 0 | 7.8094 | 10802.3 | 0 | 0 | 0 | 0 | 0 | 0 | 0 | 7.8094 | 10802.3 | 0 | 0 | 0 | 0 | 0 | 0 | 0 | -0.31598 | -0.31598 | -0.31598
[20 empty] | 1041 | 2020-02-13 08:00 | 1041 | 2 | 13 | 9 | 101200.831 | 101.2008 | 7.803 | 10802.3 | 0 | 0 | 0 | 0 | 0 | 0 | 0 | 7.8018 | 10802.3 | 0 | 0 | 0 | 0 | 0 | 0 | 0 | 7.8011 | 10802.3 | 0 | 0 | 0 | 0 | 0 | 0 | 0 | -93.3978 | -93.3991 | -93.3997
[20 empty] | 1042 | 2020-02-13 09:00 | 1042 | 2 | 13 | 10 | 173464.563 | 173.4646 | 7.8009 | 10802.3 | 0 | 0 | 0 | 0 | 0 | 0 | 0 | 7.7999 | 10802.3 | 0 | 0 | 0 | 0 | 0 | 0 | 0 | 7.7996 | 10802.3 | 0 | 0 | 0 | 0 | 0 | 0 | 0 | -165.6637 | -165.6647 | -165.665
[20 empty] | 1043 | 2020-02-13 10:00 | 1043 | 2 | 13 | 11 | 219662.59 | 219.6626 | 7.7993 | 10802.3 | 0 | 0 | 0 | 0 | 0 | 0 | 0 | 7.7993 | 10802.3 | 0 | 0 | 0 | 0 | 0 | 0 | 0 | 7.7993 | 10802.3 | 0 | 0 | 0 | 0 | 0 | 0 | 0 | -211.8633 | -211.8633 | -211.8633
[20 empty] | 1044 | 2020-02-13 11:00 | 1044 | 2 | 13 | 12 | 244926.386 | 244.9264 | 7.7993 | 10802.3 | 0 | 0 | 0 | 0 | 0 | 0 | 0 | 7.7993 | 10802.3 | 0 | 0 | 0 | 0 | 0 | 0 | 0 | 7.7993 | 10802.3 | 0 | 0 | 0 | 0 | 0 | 0 | 0 | -237.1271 | -237.1271 | -237.1271
[20 empty] | 1045 | 2020-02-13 12:00 | 1045 | 2 | 13 | 13 | 248301.232 | 248.3012 | 7.7993 | 10728.9 | 0 | 0 | 0 | 0 | 0 | 0 | 0 | 7.7993 | 10728.9 | 0 | 0 | 0 | 0 | 0 | 0 | 0 | 7.7993 | 10728.9 | 0 | 0 | 0 | 0 | 0 | 0 | 0 | -240.5019 | -240.5019 | -240.5019
[20 empty] | 1046 | 2020-02-13 13:00 | 1046 | 2 | 13 | 14 | 230397.196 | 230.3972 | 7.7993 | 10728.9 | 0 | 0 | 0 | 0 | 0 | 0 | 0 | 7.7993 | 10728.9 | 0 | 0 | 0 | 0 | 0 | 0 | 0 | 7.7993 | 10728.9 | 0 | 0 | 0 | 0 | 0 | 0 | 0 | -222.5979 | -222.5979 | -222.5979
[20 empty] | 1047 | 2020-02-13 14:00 | 1047 | 2 | 13 | 15 | 191927.257 | 191.9273 | 7.7993 | 10728.9 | 0 | 0 | 0 | 0 | 0 | 0 | 0 | 7.7993 | 10728.9 | 0 | 0 | 0 | 0 | 0 | 0 | 0 | 7.7993 | 10728.9 | 0 | 0 | 0 | 0 | 0 | 0 | 0 | -184.1279 | -184.1279 | -184.1279
[20 empty] | 1048 | 2020-02-13 15:00 | 1048 | 2 | 13 | 16 | 129213.735 | 129.2137 | 7.7993 | 10802.3 | 0 | 0 | 0 | 0 | 0 | 0 | 0 | 7.7993 | 10802.3 | 0 | 0 | 0 | 0 | 0 | 0 | 0 | 7.7993 | 10802.3 | 0 | 0 | 0 | 0 | 0 | 0 | 0 | -121.4144 | -121.4144 | -121.4144
[20 empty] | 1049 | 2020-02-13 16:00 | 1049 | 2 | 13 | 17 | 49816.761 | 49.8168 | 7.7993 | 10802.3 | 0 | 0 | 0 | 0 | 0 | 0 | 0 | 7.7993 | 10802.3 | 0 | 0 | 0 | 0 | 0 | 0 | 0 | 7.7993 | 10802.3 | 0 | 0 | 0 | 0 | 0 | 0 | 0 | -42.0174 | -42.0174 | -42.0174
[20 empty] | 1050 | 2020-02-13 17:00 | 1050 | 2 | 13 | 18 | 0 | 0 | 7.8094 | 11168.9 | 0 | 0 | 0 | 0 | 0 | 0 | 0 | 7.8094 | 11168.9 | 0 | 0 | 0 | 0 | 0 | 0 | 0 | 7.8094 | 11168.9 | 0 | 0 | 0 | 0 | 0 | 0 | 0 | 7.8094 | 7.8094 | 7.8094
[20 empty] | 1051 | 2020-02-13 18:00 | 1051 | 2 | 13 | 19 | 0 | 0 | 7.8094 | 11242.2 | 0 | 0 | 0 | 0 | 0 | 0 | 0 | 7.8094 | 11242.2 | 0 | 0 | 0 | 0 | 0 | 0 | 0 | 7.8094 | 11242.2 | 0 | 0 | 0 | 0 | 0 | 0 | 0 | 7.8094 | 7.8094 | 7.8094
[20 empty] | 1052 | 2020-02-13 19:00 | 1052 | 2 | 13 | 20 | 0 | 0 | 7.8094 | 11315.6 | 0 | 0 | 0 | 0 | 0 | 0 | 0 | 7.8094 | 11315.6 | 0 | 0 | 0 | 0 | 0 | 0 | 0 | 7.8094 | 11315.6 | 0 | 0 | 0 | 0 | 0 | 0 | 0 | 7.8094 | 7.8094 | 7.8094
[20 empty] | 1053 | 2020-02-13 20:00 | 1053 | 2 | 13 | 21 | 0 | 0 | 7.8094 | 11462.2 | 0 | 0 | 0 | 0 | 0 | 0 | 0 | 7.8094 | 11462.2 | 0 | 0 | 0 | 0 | 0 | 0 | 0 | 7.8094 | 11462.2 | 0 | 0 | 0 | 0 | 0 | 0 | 0 | 7.8094 | 7.8094 | 7.8094
[20 empty] | 1054 | 2020-02-13 21:00 | 1054 | 2 | 13 | 22 | 0 | 0 | 7.8094 | 11535.5 | 0 | 0 | 0 | 0 | 0 | 0 | 0 | 7.8094 | 11535.5 | 0 | 0 | 0 | 0 | 0 | 0 | 0 | 7.8094 | 11535.5 | 0 | 0 | 0 | 0 | 0 | 0 | 0 | 7.8094 | 7.8094 | 7.8094
[20 empty] | 1055 | 2020-02-13 22:00 | 1055 | 2 | 13 | 23 | 0 | 0 | 7.8094 | 11535.5 | 0 | 0 | 0 | 0 | 0 | 0 | 0 | 7.8094 | 11535.5 | 0 | 0 | 0 | 0 | 0 | 0 | 0 | 7.8094 | 11535.5 | 0 | 0 | 0 | 0 | 0 | 0 | 0 | 7.8094 | 7.8094 | 7.8094
[20 empty] | 1056 | 2020-02-13 23:00 | 1056 | 2 | 13 | 24 | 0 | 0 | 7.8094 | 11682.2 | 0 | 0 | 0 | 0 | 0 | 0 | 0 | 7.8094 | 11682.2 | 0 | 0 | 0 | 0 | 0 | 0 | 0 | 7.8094 | 11682.2 | 0 | 0 | 0 | 0 | 0 | 0 | 0 | 7.8094 | 7.8094 | 7.8094
[20 empty] | 1057 | 2020-02-14 | 1057 | 2 | 14 | 1 | 0 | 0 | 7.8094 | 11682.2 | 0 | 0 | 0 | 0 | 0 | 0 | 0 | 7.8094 | 11682.2 | 0 | 0 | 0 | 0 | 0 | 0 | 0 | 7.8094 | 11682.2 | 0 | 0 | 0 | 0 | 0 | 0 | 0 | 7.8094 | 7.8094 | 7.8094
[20 empty] | 1058 | 2020-02-14 01:00 | 1058 | 2 | 14 | 2 | 0 | 0 | 7.8094 | 11682.2 | 0 | 0 | 0 | 0 | 0 | 0 | 0 | 7.8094 | 11682.2 | 0 | 0 | 0 | 0 | 0 | 0 | 0 | 7.8094 | 11682.2 | 0 | 0 | 0 | 0 | 0 | 0 | 0 | 7.8094 | 7.8094 | 7.8094
[20 empty] | 1059 | 2020-02-14 02:00 | 1059 | 2 | 14 | 3 | 0 | 0 | 7.8094 | 11828.9 | 0 | 0 | 0 | 0 | 0 | 0 | 0 | 7.8094 | 11828.9 | 0 | 0 | 0 | 0 | 0 | 0 | 0 | 7.8094 | 11828.9 | 0 | 0 | 0 | 0 | 0 | 0 | 0 | 7.8094 | 7.8094 | 7.8094
[20 empty] | 1060 | 2020-02-14 03:00 | 1060 | 2 | 14 | 4 | 0 | 0 | 7.8094 | 11828.9 | 0 | 0 | 0 | 0 | 0 | 0 | 0 | 7.8094 | 11828.9 | 0 | 0 | 0 | 0 | 0 | 0 | 0 | 7.8094 | 11828.9 | 0 | 0 | 0 | 0 | 0 | 0 | 0 | 7.8094 | 7.8094 | 7.8094
[20 empty] | 1061 | 2020-02-14 04:00 | 1061 | 2 | 14 | 5 | 0 | 0 | 7.8094 | 11828.9 | 0 | 0 | 0 | 0 | 0 | 0 | 0 | 7.8094 | 11828.9 | 0 | 0 | 0 | 0 | 0 | 0 | 0 | 7.8094 | 11828.9 | 0 | 0 | 0 | 0 | 0 | 0 | 0 | 7.8094 | 7.8094 | 7.8094
[20 empty] | 1062 | 2020-02-14 05:00 | 1062 | 2 | 14 | 6 | 0 | 0 | 7.8094 | 11902.2 | 0 | 0 | 0 | 0 | 0 | 0 | 0 | 7.8094 | 11902.2 | 0 | 0 | 0 | 0 | 0 | 0 | 0 | 7.8094 | 11902.2 | 0 | 0 | 0 | 0 | 0 | 0 | 0 | 7.8094 | 7.8094 | 7.8094
[20 empty] | 1063 | 2020-02-14 06:00 | 1063 | 2 | 14 | 7 | 0 | 0 | 7.8094 | 11902.2 | 0 | 0 | 0 | 0 | 0 | 0 | 0 | 7.8094 | 11902.2 | 0 | 0 | 0 | 0 | 0 | 0 | 0 | 7.8094 | 11902.2 | 0 | 0 | 0 | 0 | 0 | 0 | 0 | 7.8094 | 7.8094 | 7.8094
[20 empty] | 1064 | 2020-02-14 07:00 | 1064 | 2 | 14 | 8 | 0 | 0 | 7.8065 | 11902.2 | 0 | 0 | 0 | 0 | 0 | 0 | 0 | 7.8059 | 11902.2 | 0 | 0 | 0 | 0 | 0 | 0 | 0 | 7.8054 | 11902.2 | 0 | 0 | 0 | 0 | 0 | 0 | 0 | 7.8065 | 7.8059 | 7.8054
[20 empty] | 1065 | 2020-02-14 08:00 | 1065 | 2 | 14 | 9 | 24716.696 | 24.7167 | 7.8005 | 11608.9 | 0 | 0 | 0 | 0 | 0 | 0 | 0 | 7.7996 | 11608.9 | 0 | 0 | 0 | 0 | 0 | 0 | 0 | 7.7993 | 11608.9 | 0 | 0 | 0 | 0 | 0 | 0 | 0 | -16.9162 | -16.9171 | -16.9174
[20 empty] | 1066 | 2020-02-14 09:00 | 1066 | 2 | 14 | 10 | 168470.357 | 168.4704 | 7.7993 | 11462.2 | 0 | 0 | 0 | 0 | 0 | 0 | 0 | 7.7993 | 11462.2 | 0 | 0 | 0 | 0 | 0 | 0 | 0 | 7.7993 | 11462.2 | 0 | 0 | 0 | 0 | 0 | 0 | 0 | -160.671 | -160.671 | -160.671
[20 empty] | 1067 | 2020-02-14 10:00 | 1067 | 2 | 14 | 11 | 212906.549 | 212.9065 | 7.7993 | 11462.2 | 0 | 0 | 0 | 0 | 0 | 0 | 0 | 7.7993 | 11462.2 | 0 | 0 | 0 | 0 | 0 | 0 | 0 | 7.7993 | 11462.2 | 0 | 0 | 0 | 0 | 0 | 0 | 0 | -205.1072 | -205.1072 | -205.1072
[20 empty] | 1068 | 2020-02-14 11:00 | 1068 | 2 | 14 | 12 | 125330.198 | 125.3302 | 7.7993 | 11168.9 | 0 | 0 | 0 | 0 | 0 | 0 | 0 | 7.7993 | 11168.9 | 0 | 0 | 0 | 0 | 0 | 0 | 0 | 7.7993 | 11168.9 | 0 | 0 | 0 | 0 | 0 | 0 | 0 | -117.5309 | -117.5309 | -117.5309
[20 empty] | 1069 | 2020-02-14 12:00 | 1069 | 2 | 14 | 13 | 156014.089 | 156.0141 | 7.7993 | 11095.6 | 0 | 0 | 0 | 0 | 0 | 0 | 0 | 7.7993 | 11095.6 | 0 | 0 | 0 | 0 | 0 | 0 | 0 | 7.7993 | 11095.6 | 0 | 0 | 0 | 0 | 0 | 0 | 0 | -148.2148 | -148.2148 | -148.2148
[20 empty] | 1070 | 2020-02-14 13:00 | 1070 | 2 | 14 | 14 | 215389.089 | 215.3891 | 7.7993 | 11095.6 | 0 | 0 | 0 | 0 | 0 | 0 | 0 | 7.7993 | 11095.6 | 0 | 0 | 0 | 0 | 0 | 0 | 0 | 7.7993 | 11095.6 | 0 | 0 | 0 | 0 | 0 | 0 | 0 | -207.5898 | -207.5898 | -207.5898
[20 empty] | 1071 | 2020-02-14 14:00 | 1071 | 2 | 14 | 15 | 179563.938 | 179.5639 | 7.7993 | 11022.3 | 0 | 0 | 0 | 0 | 0 | 0 | 0 | 7.7993 | 11022.3 | 0 | 0 | 0 | 0 | 0 | 0 | 0 | 7.7993 | 11022.3 | 0 | 0 | 0 | 0 | 0 | 0 | 0 | -171.7646 | -171.7646 | -171.7646
[20 empty] | 1072 | 2020-02-14 15:00 | 1072 | 2 | 14 | 16 | 120491.958 | 120.492 | 7.7993 | 10948.9 | 0 | 0 | 0 | 0 | 0 | 0 | 0 | 7.7993 | 10948.9 | 0 | 0 | 0 | 0 | 0 | 0 | 0 | 7.7993 | 10948.9 | 0 | 0 | 0 | 0 | 0 | 0 | 0 | -112.6926 | -112.6926 | -112.6926
[20 empty] | 1073 | 2020-02-14 16:00 | 1073 | 2 | 14 | 17 | 45831.6 | 45.8316 | 7.7993 | 10948.9 | 0 | 0 | 0 | 0 | 0 | 0 | 0 | 7.7993 | 10948.9 | 0 | 0 | 0 | 0 | 0 | 0 | 0 | 7.7993 | 10948.9 | 0 | 0 | 0 | 0 | 0 | 0 | 0 | -38.0323 | -38.0323 | -38.0323
[20 empty] | 1074 | 2020-02-14 17:00 | 1074 | 2 | 14 | 18 | 0 | 0 | 7.8094 | 11242.2 | 0 | 0 | 0 | 0 | 0 | 0 | 0 | 7.8094 | 11242.2 | 0 | 0 | 0 | 0 | 0 | 0 | 0 | 7.8094 | 11242.2 | 0 | 0 | 0 | 0 | 0 | 0 | 0 | 7.8094 | 7.8094 | 7.8094
[20 empty] | 1075 | 2020-02-14 18:00 | 1075 | 2 | 14 | 19 | 0 | 0 | 7.8094 | 11168.9 | 0 | 0 | 0 | 0 | 0 | 0 | 0 | 7.8094 | 11168.9 | 0 | 0 | 0 | 0 | 0 | 0 | 0 | 7.8094 | 11168.9 | 0 | 0 | 0 | 0 | 0 | 0 | 0 | 7.8094 | 7.8094 | 7.8094
[20 empty] | 1076 | 2020-02-14 19:00 | 1076 | 2 | 14 | 20 | 0 | 0 | 7.8094 | 11168.9 | 0 | 0 | 0 | 0 | 0 | 0 | 0 | 7.8094 | 11168.9 | 0 | 0 | 0 | 0 | 0 | 0 | 0 | 7.8094 | 11168.9 | 0 | 0 | 0 | 0 | 0 | 0 | 0 | 7.8094 | 7.8094 | 7.8094
[20 empty] | 1077 | 2020-02-14 20:00 | 1077 | 2 | 14 | 21 | 0 | 0 | 7.8094 | 11095.6 | 0 | 0 | 0 | 0 | 0 | 0 | 0 | 7.8094 | 11095.6 | 0 | 0 | 0 | 0 | 0 | 0 | 0 | 7.8094 | 11095.6 | 0 | 0 | 0 | 0 | 0 | 0 | 0 | 7.8094 | 7.8094 | 7.8094
[20 empty] | 1078 | 2020-02-14 21:00 | 1078 | 2 | 14 | 22 | 0 | 0 | 7.8094 | 11168.9 | 0 | 0 | 0 | 0 | 0 | 0 | 0 | 7.8094 | 11168.9 | 0 | 0 | 0 | 0 | 0 | 0 | -283.45 | 9.1077 | 11168.9 | 0 | 0 | 0 | 0 | 0 | 0 | 0 | 7.8094 | 7.8094 | 9.1077
[20 empty] | 1079 | 2020-02-14 22:00 | 1079 | 2 | 14 | 23 | 0 | 0 | 7.8094 | 11168.9 | 0 | 0 | 0 | 0 | 0 | 0 | 0 | 9.0495 | 11168.9 | 0 | 0 | 0 | 0 | 0 | 0 | -479.519 | 9.1077 | 11168.9 | 0 | 0 | 0 | 0 | 0 | 0 | -203.576 | 7.8094 | 9.0495 | 9.1077
[20 empty] | 1080 | 2020-02-14 23:00 | 1080 | 2 | 14 | 24 | 0 | 0 | 9.0804 | 11315.6 | 0 | 0 | 0 | 0 | 0 | 0 | -130.243 | 9.0495 | 11315.6 | 0 | 0 | 0 | 0 | 0 | 0 | -738.226 | 9.1077 | 11315.6 | 0 | 0 | 0 | 0 | 0 | 0 | -461.33 | 9.0804 | 9.0495 | 9.1077
[20 empty] | 1081 | 2020-02-15 | 1081 | 2 | 15 | 1 | 0 | 0 | 9.0804 | 11315.6 | 0 | 0 | 0 | 0 | 0 | 0 | -309.383 | 9.0495 | 11315.6 | 0 | 0 | 0 | 0 | 0 | 0 | -898.077 | 9.1077 | 11315.6 | 0 | 0 | 0 | 0 | 0 | 0 | -626.579 | 9.0804 | 9.0495 | 9.1077
[20 empty] | 1082 | 2020-02-15 01:00 | 1082 | 2 | 15 | 2 | 0 | 0 | 9.0804 | 11315.6 | 0 | 0 | 0 | 0 | 0 | 0 | -475.571 | 9.0495 | 11315.6 | 0 | 0 | 0 | 0 | 0 | 0 | -1051.23 | 9.1077 | 11315.6 | 0 | 0 | 0 | 0 | 0 | 0 | -783.683 | 9.0804 | 9.0495 | 9.1077
[20 empty] | 1083 | 2020-02-15 02:00 | 1083 | 2 | 15 | 3 | 0 | 0 | 9.0804 | 11535.5 | 0 | 0 | 0 | 0 | 0 | 0 | -752.125 | 9.0495 | 11535.5 | 0 | 0 | 0 | 0 | 0 | 0 | -1364.43 | 9.1077 | 11535.5 | 0 | 0 | 0 | 0 | 0 | 0 | -1073.16 | 9.0804 | 9.0495 | 9.1077
[20 empty] | 1084 | 2020-02-15 03:00 | 1084 | 2 | 15 | 4 | 0 | 0 | 9.0804 | 11682.2 | 0 | 0 | 0 | 0 | 0 | 0 | -983.922 | 9.0495 | 11682.2 | 0 | 0 | 0 | 0 | 0 | 0 | -2087.61 | 9.1077 | 11682.2 | 0 | 0 | 0 | 0 | 0 | 0 | -1333.25 | 9.0804 | 9.0495 | 9.1077
[20 empty] | 1085 | 2020-02-15 04:00 | 1085 | 2 | 15 | 5 | 0 | 0 | 9.0804 | 11682.2 | 0 | 0 | 0 | 0 | 0 | 0 | -1136.47 | 9.0495 | 11682.2 | 0 | 0 | 0 | 0 | 0 | 0 | -2571.79 | 9.1077 | 11682.2 | 0 | 0 | 0 | 0 | 0 | 0 | -1822.61 | 9.0804 | 9.0495 | 9.1077
[20 empty] | 1086 | 2020-02-15 05:00 | 1086 | 2 | 15 | 6 | 0 | 0 | 9.0804 | 11828.9 | 0 | 0 | 0 | 0 | 0 | 0 | -1552.41 | 9.0495 | 11828.9 | 0 | 0 | 0 | 0 | 0 | 0 | -3267.91 | 9.1077 | 11828.9 | 0 | 0 | 0 | 0 | 0 | 0 | -2460.08 | 9.0804 | 9.0495 | 9.1077
[20 empty] | 1087 | 2020-02-15 06:00 | 1087 | 2 | 15 | 7 | 0 | 0 | 9.0804 | 11902.2 | 0 | 0 | 0 | 0 | 0 | 0 | -2083.02 | 9.0495 | 11902.2 | 0 | 0 | 0 | 169051 | 169.051 | 0 | -4507.09 | 9.1077 | 180953 | 0 | 0 | 0 | 0 | 0 | 0 | -2988.81 | 9.0804 | 9.0495 | 9.1077
[20 empty] | 1088 | 2020-02-15 07:00 | 1088 | 2 | 15 | 8 | 28785.929 | 28.7859 | 9.0776 | 11902.2 | 0 | 0 | 0 | 0 | 0 | 0 | -1768.93 | 9.046 | 11902.2 | 0 | 0 | 0 | 0 | 0 | 0 | -3534.27 | 9.1038 | 11902.2 | 0 | 0 | 0 | 0 | 0 | 0 | -2422.39 | -19.7084 | -19.7399 | -19.6822
[20 empty] | 1089 | 2020-02-15 08:00 | 1089 | 2 | 15 | 9 | 109034.359 | 109.0344 | 9.0742 | 11608.9 | 0 | 0 | 0 | 0 | 0 | 0 | -1189.77 | 9.0428 | 11608.9 | 0 | 0 | 0 | 0 | 0 | 0 | -1504.07 | 9.1006 | 11608.9 | 0 | 0 | 0 | 0 | 0 | 0 | -1356.64 | -99.9601 | -99.9915 | -99.9338
[20 empty] | 1090 | 2020-02-15 09:00 | 1090 | 2 | 15 | 10 | 180612.061 | 180.6121 | 9.0738 | 11388.9 | 0 | 0 | 0 | 0 | 0 | 0 | -1126.12 | 9.0422 | 11388.9 | 0 | 0 | 0 | 0 | 0 | 0 | -1333.92 | 9.0999 | 11388.9 | 0 | 0 | 0 | 0 | 0 | 0 | -1238.39 | -171.5383 | -171.5699 | -171.5122
[20 empty] | 1091 | 2020-02-15 10:00 | 1091 | 2 | 15 | 11 | 225574.932 | 225.5749 | 9.0703 | 11388.9 | 0 | 0 | 0 | 0 | 0 | 0 | -1268.31 | 9.0394 | 11388.9 | 0 | 0 | 0 | 0 | 0 | 0 | -1425.88 | 9.0977 | 11388.9 | 0 | 0 | 0 | 0 | 0 | 0 | -1354.46 | -216.5046 | -216.5355 | -216.4772
[20 empty] | 1092 | 2020-02-15 11:00 | 1092 | 2 | 15 | 12 | 249159.517 | 249.1595 | 9.0703 | 11095.6 | 0 | 0 | 0 | 0 | 0 | 0 | -1039.4 | 9.0394 | 11095.6 | 0 | 0 | 0 | 0 | 0 | 0 | -1069.29 | 9.0977 | 11095.6 | 0 | 0 | 0 | 0 | 0 | 0 | -1060.31 | -240.0892 | -240.1201 | -240.0618
[20 empty] | 1093 | 2020-02-15 12:00 | 1093 | 2 | 15 | 13 | 251242.016 | 251.242 | 9.0703 | 10948.9 | 0 | 0 | 0 | 0 | 0 | 0 | -881.754 | 9.0394 | 10948.9 | 0 | 0 | 0 | 0 | 0 | 0 | -801.285 | 9.0977 | 10948.9 | 0 | 0 | 0 | 0 | 0 | 0 | -846.148 | -242.1717 | -242.2026 | -242.1443
[20 empty] | 1094 | 2020-02-15 13:00 | 1094 | 2 | 15 | 14 | 231473.428 | 231.4734 | 9.0703 | 10948.9 | 0 | 0 | 0 | 0 | 0 | 0 | -832.62 | 9.0394 | 10948.9 | 0 | 0 | 0 | 0 | 0 | 0 | -689.263 | 9.0977 | 10948.9 | 0 | 0 | 0 | 0 | 0 | 0 | -764.495 | -222.4031 | -222.434 | -222.3757
[20 empty] | 1095 | 2020-02-15 14:00 | 1095 | 2 | 15 | 15 | 192144.506 | 192.1445 | 9.0703 | 10875.6 | 0 | 0 | 0 | 0 | 0 | 0 | -734.366 | 9.0394 | 10875.6 | 0 | 0 | 0 | 0 | 0 | 0 | -543.928 | 9.0977 | 10875.6 | 0 | 0 | 0 | 0 | 0 | 0 | -641.869 | -183.0742 | -183.1051 | -183.0468
[20 empty] | 1096 | 2020-02-15 15:00 | 1096 | 2 | 15 | 16 | 130169.434 | 130.1694 | 9.0703 | 10875.6 | 0 | 0 | 0 | 0 | 0 | 0 | -683.52 | 9.0394 | 10875.6 | 0 | 0 | 0 | 0 | 0 | 0 | -475.229 | 9.0977 | 10875.6 | 0 | 0 | 0 | 0 | 0 | 0 | -581.482 | -121.0991 | -121.13 | -121.0717
[20 empty] | 1097 | 2020-02-15 16:00 | 1097 | 2 | 15 | 17 | 52086.892 | 52.0869 | 9.0703 | 10875.6 | 0 | 0 | 0 | 0 | 0 | 0 | -664.799 | 9.0394 | 10875.6 | 0 | 0 | 0 | 0 | 0 | 0 | -484.802 | 9.0977 | 10875.6 | 0 | 0 | 0 | 0 | 0 | 0 | -576.762 | -43.0166 | -43.0475 | -42.9892
[20 empty] | 1098 | 2020-02-15 17:00 | 1098 | 2 | 15 | 18 | 0 | 0 | 9.0804 | 11168.9 | 0 | 0 | 0 | 0 | 0 | 0 | -985.98 | 9.0495 | 11168.9 | 0 | 0 | 0 | 0 | 0 | 0 | -947.797 | 9.1077 | 11168.9 | 0 | 0 | 0 | 0 | 0 | 0 | -969.465 | 9.0804 | 9.0495 | 9.1077
[20 empty] | 1099 | 2020-02-15 18:00 | 1099 | 2 | 15 | 19 | 0 | 0 | 9.0804 | 11168.9 | 0 | 0 | 0 | 0 | 0 | 0 | -1050.08 | 9.0495 | 11168.9 | 0 | 0 | 0 | 0 | 0 | 0 | -1076.26 | 9.1077 | 11168.9 | 0 | 0 | 0 | 0 | 0 | 0 | -1065.95 | 9.0804 | 9.0495 | 9.1077
[20 empty] | 1100 | 2020-02-15 19:00 | 1100 | 2 | 15 | 20 | 0 | 0 | 9.0804 | 11168.9 | 0 | 0 | 0 | 0 | 0 | 0 | -1167.97 | 9.0495 | 11168.9 | 0 | 0 | 0 | 0 | 0 | 0 | -1244.78 | 9.1077 | 11168.9 | 0 | 0 | 0 | 0 | 0 | 0 | -1209.25 | 9.0804 | 9.0495 | 9.1077
[20 empty] | 1101 | 2020-02-15 20:00 | 1101 | 2 | 15 | 21 | 0 | 0 | 9.0804 | 11315.6 | 0 | 0 | 0 | 0 | 0 | 0 | -1632.91 | 9.0495 | 11315.6 | 0 | 0 | 0 | 0 | 0 | 0 | -1794.62 | 9.1077 | 11315.6 | 0 | 0 | 0 | 0 | 0 | 0 | -1762.01 | 9.0804 | 9.0495 | 9.1077
[20 empty] | 1102 | 2020-02-15 21:00 | 1102 | 2 | 15 | 22 | 0 | 0 | 9.0804 | 11388.9 | 0 | 0 | 0 | 0 | 0 | 0 | -2109.98 | 9.0495 | 11388.9 | 0 | 0 | 0 | 0 | 0 | 0 | -2597.73 | 9.1077 | 11388.9 | 0 | 0 | 0 | 0 | 0 | 0 | -2304.56 | 9.0804 | 9.0495 | 9.1077
[20 empty] | 1103 | 2020-02-15 22:00 | 1103 | 2 | 15 | 23 | 0 | 0 | 9.0804 | 11388.9 | 0 | 0 | 0 | 0 | 0 | 0 | -2487.71 | 9.0495 | 11388.9 | 0 | 0 | 0 | 0 | 0 | 0 | -3668.58 | 9.1077 | 11388.9 | 0 | 0 | 0 | 0 | 0 | 0 | -2806.05 | 9.0804 | 9.0495 | 9.1077
[20 empty] | 1104 | 2020-02-15 23:00 | 1104 | 2 | 15 | 24 | 0 | 0 | 9.0804 | 11682.2 | 0 | 0 | 0 | 0 | 0 | 0 | -3451.22 | 9.0495 | 130737 | 0 | 0 | 0 | 0 | 0 | 0 | -5978.71 | 9.1077 | 11682.2 | 0 | 0 | 0 | 119055 | 119.055 | 0 | -4804.18 | 9.0804 | 9.0495 | 9.1077
[20 empty] | 1105 | 2020-02-16 | 1105 | 2 | 16 | 1 | 0 | 0 | 8.6198 | 134220 | 0 | 0 | 0 | 122464 | 122.464 | 0 | -4716.81 | 8.589 | 45643.3 | 0 | 0 | 0 | 0 | 0 | 0 | -7489.42 | 8.6472 | 11755.5 | 0 | 0 | 0 | 33887.8 | 33.8878 | 0 | -6218.91 | 8.6198 | 8.589 | 8.6472
[20 empty] | 1106 | 2020-02-16 01:00 | 1106 | 2 | 16 | 2 | 0 | 0 | 8.6198 | 43798 | 0 | 0 | 0 | 32042.5 | 32.0425 | 0 | -5712.76 | 8.589 | 44609.5 | 0 | 0 | 0 | 123416 | 123.416 | 0 | -8564.44 | 8.6472 | 135172 | 0 | 0 | 0 | 32854 | 32.854 | 0 | -7241.49 | 8.6198 | 8.589 | 8.6472
[20 empty] | 1107 | 2020-02-16 02:00 | 1107 | 2 | 16 | 3 | 0 | 0 | 8.6198 | 47647.5 | 0 | 0 | 0 | 35818.6 | 35.8186 | 0 | -6935.58 | 8.589 | 48457.9 | 0 | 0 | 0 | 39459.3 | 39.4593 | 0 | -9916.97 | 8.6472 | 51288.1 | 0 | 0 | 0 | 36629 | 36.629 | 0 | -8520.74 | 8.6198 | 8.589 | 8.6472
[20 empty] | 1108 | 2020-02-16 03:00 | 1108 | 2 | 16 | 4 | 0 | 0 | 8.6198 | 49575.9 | 0 | 0 | 0 | 37673.8 | 37.6738 | 0 | -8637.26 | 8.589 | 50460.9 | 0 | 0 | 0 | 41479.6 | 41.4796 | 0 | -11763.1 | 8.6472 | 53381.8 | 0 | 0 | 0 | 38558.7 | 38.5587 | 0 | -10288.4 | 8.6198 | 8.589 | 8.6472
[20 empty] | 1109 | 2020-02-16 04:00 | 1109 | 2 | 16 | 5 | 0 | 0 | 29.3623 | 784941 | 9.642 | 32.8985 | 0 | 773038 | 773.038 | 73678.5 | -697064 | 31.8394 | 838461 | 10.8685 | 37.0833 | 0 | 882391 | 882.391 | 92596.8 | -804976 | 34.3127 | 894293 | 12.1178 | 41.3459 | 0 | 826559 | 826.559 | 83050.4 | -752544 | 29.3623 | 31.8394 | 34.3127
[20 empty] | 1110 | 2020-02-16 05:00 | 1110 | 2 | 16 | 6 | 0 | 0 | 35.0495 | 807306 | 13.6544 | 46.5888 | 0 | 795403 | 795.403 | 104338 | -683732 | 38.2312 | 856196 | 15.714 | 53.6162 | 0 | 894719 | 894.719 | 136629 | -782085 | 41.6179 | 906622 | 17.8801 | 61.0069 | 0 | 844294 | 844.294 | 120077 | -736368 | 35.0495 | 38.2312 | 41.6179
[20 empty] | 1111 | 2020-02-16 06:00 | 1111 | 2 | 16 | 7 | 0 | 0 | 38.0435 | 828945 | 14.5042 | 49.4883 | 0 | 794607 | 794.607 | 110832 | -682884 | 41.3276 | 874408 | 16.671 | 56.8815 | 0 | 886306 | 886.306 | 144360 | -773770 | 44.7632 | 920644 | 18.8919 | 64.4592 | 0 | 840070 | 840.07 | 127390 | -732225 | 38.0435 | 41.3276 | 44.7632
[20 empty] | 1112 | 2020-02-16 07:00 | 1112 | 2 | 16 | 8 | 28166.954 | 28.167 | 98.5845 | 914411 | 0.87416 | 2.9826 | 0 | 830363 | 830.363 | 6679.79 | -719617 | 99.4825 | 965531 | 0.97106 | 3.3132 | 0 | 938842 | 938.842 | 8178.94 | -828423 | 100.471 | 1022890 | 1.0703 | 3.652 | 0 | 881483 | 881.483 | 7420.24 | -775497 | 70.4175 | 71.3155 | 72.304
[20 empty] | 1113 | 2020-02-16 08:00 | 1113 | 2 | 16 | 9 | 105551.916 | 105.5519 | 135.124 | 1081570 | 1.38 | 4.7085 | 0 | 997739 | 997.739 | 10545 | -896941 | 135.886 | 1126850 | 1.4832 | 5.0606 | 0 | 1099050 | 1099.05 | 12139.3 | -1004730 | 136.893 | 1182880 | 1.5886 | 5.4204 | 0 | 1043020 | 1043.02 | 11333.7 | -951902 | 29.5721 | 30.3341 | 31.3411
[20 empty] | 1114 | 2020-02-16 09:00 | 1114 | 2 | 16 | 10 | 126896.952 | 126.897 | 140.91 | 1044260 | 1.3779 | 4.7013 | 0 | 985360 | 985.36 | 10528.8 | -879727 | 141.773 | 1085620 | 1.481 | 5.0533 | 0 | 1078100 | 1078.1 | 12122.6 | -977499 | 142.924 | 1137000 | 1.5864 | 5.4129 | 0 | 1026720 | 1026.72 | 11317.2 | -930002 | 14.013 | 14.876 | 16.027
[20 empty] | 1115 | 2020-02-16 10:00 | 1115 | 2 | 16 | 11 | 166584.876 | 166.5849 | 141.78 | 1036480 | 1.3517 | 4.6119 | 0 | 977578 | 977.578 | 10328.6 | -870409 | 142.79 | 1072000 | 1.4548 | 4.9639 | 0 | 1056320 | 1056.32 | 11922.4 | -953003 | 143.985 | 1115210 | 1.5602 | 5.3235 | 0 | 1013110 | 1013.11 | 11117 | -914275 | -24.8049 | -23.7949 | -22.5999
[20 empty] | 1116 | 2020-02-16 11:00 | 1116 | 2 | 16 | 12 | 182924.325 | 182.9243 | 122.385 | 1063760 | 1.3471 | 4.5961 | 0 | 937098 | 937.098 | 10293.4 | -831666 | 123.455 | 1091270 | 1.4502 | 4.9482 | 0 | 1005370 | 1005.37 | 11887.1 | -901985 | 124.703 | 1132030 | 1.5556 | 5.3078 | 0 | 964609 | 964.609 | 11081.7 | -865870 | -60.5393 | -59.4693 | -58.2213
[20 empty] | 1117 | 2020-02-16 12:00 | 1117 | 2 | 16 | 13 | 189429.514 | 189.4295 | 144.432 | 989804 | 1.0976 | 3.7451 | 0 | 863145 | 863.145 | 8387.53 | -759909 | 145.536 | 1010960 | 1.2008 | 4.0973 | 0 | 914560 | 914.56 | 9981.61 | -811292 | 146.754 | 1041220 | 1.3062 | 4.4569 | 0 | 884298 | 884.298 | 9176.07 | -785661 | -44.9975 | -43.8935 | -42.6755
[20 empty] | 1118 | 2020-02-16 13:00 | 1118 | 2 | 16 | 14 | 228227.671 | 228.2277 | 96.2835 | 942960 | 1.0974 | 3.7445 | 0 | 847284 | 847.284 | 8385.98 | -737565 | 97.3667 | 959099 | 1.2006 | 4.0965 | 0 | 890544 | 890.544 | 9979.75 | -780246 | 98.6052 | 986220 | 1.306 | 4.4561 | 0 | 863423 | 863.423 | 9174.37 | -758137 | -131.9442 | -130.861 | -129.6225
[20 empty] | 1119 | 2020-02-16 14:00 | 1119 | 2 | 16 | 15 | 189222.992 | 189.223 | 91.4053 | 879509 | 1.0972 | 3.7437 | 0 | 821273 | 821.273 | 8384.41 | -716210 | 92.4545 | 889667 | 1.2004 | 4.0957 | 0 | 851519 | 851.519 | 9977.88 | -745502 | 93.6725 | 909755 | 1.3058 | 4.4553 | 0 | 831430 | 831.43 | 9172.64 | -730142 | -97.8177 | -96.7685 | -95.5505
[20 empty] | 1120 | 2020-02-16 15:00 | 1120 | 2 | 16 | 16 | 128558.821 | 128.5588 | 77.74 | 888660 | 1.3393 | 4.5695 | 0 | 830351 | 830.351 | 10233.8 | -719310 | 78.8551 | 896773 | 1.4424 | 4.9214 | 0 | 855767 | 855.767 | 11826.9 | -743845 | 80.1121 | 914077 | 1.5477 | 5.2809 | 0 | 838463 | 838.463 | 11021.8 | -731471 | -50.8188 | -49.7037 | -48.4467
[20 empty] | 1121 | 2020-02-16 16:00 | 1121 | 2 | 16 | 17 | 51655.945 | 51.6559 | 75.632 | 852057 | 1.347 | 4.5961 | 0 | 818599 | 818.599 | 10293.3 | -709193 | 76.7524 | 859296 | 1.4502 | 4.9482 | 0 | 841569 | 841.569 | 11887.1 | -731326 | 78.0047 | 875026 | 1.5556 | 5.3077 | 0 | 825839 | 825.839 | 11081.7 | -720378 | 23.9761 | 25.0965 | 26.3488
[20 empty] | 1122 | 2020-02-16 17:00 | 1122 | 2 | 16 | 18 | 0 | 0 | 14.6733 | 33677.8 | 0 | 0 | 0 | 0 | 0 | 0 | 0 | 14.6733 | 33677.8 | 0 | 0 | 0 | 0 | 0 | 0 | 0 | 14.6733 | 33677.8 | 0 | 0 | 0 | 0 | 0 | 0 | 0 | 14.6733 | 14.6733 | 14.6733
[20 empty] | 1123 | 2020-02-16 18:00 | 1123 | 2 | 16 | 19 | 0 | 0 | 13.7561 | 33751.1 | 0 | 0 | 0 | 0 | 0 | 0 | 0 | 13.7561 | 33751.1 | 0 | 0 | 0 | 0 | 0 | 0 | 0 | 13.7561 | 33751.1 | 0 | 0 | 0 | 0 | 0 | 0 | 0 | 13.7561 | 13.7561 | 13.7561
[20 empty] | 1124 | 2020-02-16 19:00 | 1124 | 2 | 16 | 20 | 0 | 0 | 10.3718 | 33751.1 | 0 | 0 | 0 | 0 | 0 | 0 | 0 | 10.3718 | 33751.1 | 0 | 0 | 0 | 0 | 0 | 0 | 0 | 10.3718 | 33751.1 | 0 | 0 | 0 | 0 | 0 | 0 | 0 | 10.3718 | 10.3718 | 10.3718
[20 empty] | 1125 | 2020-02-16 20:00 | 1125 | 2 | 16 | 21 | 0 | 0 | 8.8603 | 11535.5 | 0 | 0 | 0 | 0 | 0 | 0 | 0 | 8.8603 | 11535.5 | 0 | 0 | 0 | 0 | 0 | 0 | 0 | 8.8603 | 11535.5 | 0 | 0 | 0 | 0 | 0 | 0 | 0 | 8.8603 | 8.8603 | 8.8603
[20 empty] | 1126 | 2020-02-16 21:00 | 1126 | 2 | 16 | 22 | 0 | 0 | 7.3488 | 11608.9 | 0 | 0 | 0 | 0 | 0 | 0 | 0 | 7.3488 | 11608.9 | 0 | 0 | 0 | 0 | 0 | 0 | 0 | 7.3488 | 11608.9 | 0 | 0 | 0 | 0 | 0 | 0 | 0 | 7.3488 | 7.3488 | 7.3488
[20 empty] | 1127 | 2020-02-16 22:00 | 1127 | 2 | 16 | 23 | 0 | 0 | 7.3488 | 11608.9 | 0 | 0 | 0 | 0 | 0 | 0 | 0 | 7.3488 | 11608.9 | 0 | 0 | 0 | 0 | 0 | 0 | 0 | 7.3488 | 11608.9 | 0 | 0 | 0 | 0 | 0 | 0 | 0 | 7.3488 | 7.3488 | 7.3488
[20 empty] | 1128 | 2020-02-16 23:00 | 1128 | 2 | 16 | 24 | 0 | 0 | 7.3488 | 11682.2 | 0 | 0 | 0 | 0 | 0 | 0 | 0 | 7.3488 | 11682.2 | 0 | 0 | 0 | 0 | 0 | 0 | 0 | 7.3488 | 11682.2 | 0 | 0 | 0 | 0 | 0 | 0 | 0 | 7.3488 | 7.3488 | 7.3488
[20 empty] | 1129 | 2020-02-17 | 1129 | 2 | 17 | 1 | 0 | 0 | 7.3488 | 11755.5 | 0 | 0 | 0 | 0 | 0 | 0 | 0 | 7.3488 | 11755.5 | 0 | 0 | 0 | 0 | 0 | 0 | 0 | 7.3488 | 11755.5 | 0 | 0 | 0 | 0 | 0 | 0 | 0 | 7.3488 | 7.3488 | 7.3488
[20 empty] | 1130 | 2020-02-17 01:00 | 1130 | 2 | 17 | 2 | 0 | 0 | 7.3488 | 11755.5 | 0 | 0 | 0 | 0 | 0 | 0 | 0 | 7.3488 | 11755.5 | 0 | 0 | 0 | 0 | 0 | 0 | 0 | 7.3488 | 11755.5 | 0 | 0 | 0 | 0 | 0 | 0 | 0 | 7.3488 | 7.3488 | 7.3488
[20 empty] | 1131 | 2020-02-17 02:00 | 1131 | 2 | 17 | 3 | 0 | 0 | 7.3488 | 11902.2 | 0 | 0 | 0 | 0 | 0 | 0 | 0 | 7.3488 | 11902.2 | 0 | 0 | 0 | 0 | 0 | 0 | 0 | 7.3488 | 11902.2 | 0 | 0 | 0 | 0 | 0 | 0 | 0 | 7.3488 | 7.3488 | 7.3488
[20 empty] | 1132 | 2020-02-17 03:00 | 1132 | 2 | 17 | 4 | 0 | 0 | 7.3488 | 11975.5 | 0 | 0 | 0 | 0 | 0 | 0 | 0 | 7.3488 | 11975.5 | 0 | 0 | 0 | 0 | 0 | 0 | 0 | 7.3488 | 11975.5 | 0 | 0 | 0 | 0 | 0 | 0 | 0 | 7.3488 | 7.3488 | 7.3488
[20 empty] | 1133 | 2020-02-17 04:00 | 1133 | 2 | 17 | 5 | 0 | 0 | 34.8777 | 882242 | 15.0195 | 51.2465 | 0 | 870267 | 870.267 | 114770 | -668141 | 37.6626 | 912837 | 16.7031 | 56.991 | 0 | 945479 | 945.479 | 140566 | -743073 | 40.5605 | 957454 | 18.3953 | 62.7648 | 0 | 900861 | 900.861 | 127635 | -707038 | 34.8777 | 37.6626 | 40.5605
[20 empty] | 1134 | 2020-02-17 05:00 | 1134 | 2 | 17 | 6 | 0 | 0 | 39.8125 | 768358 | 18.4507 | 62.9538 | 0 | 756309 | 756.309 | 140989 | -644442 | 43.1896 | 794719 | 20.7359 | 70.7509 | 0 | 817263 | 817.263 | 176282 | -703574 | 46.7238 | 829312 | 23.0694 | 78.7128 | 0 | 782670 | 782.67 | 158451 | -673893 | 39.8125 | 43.1896 | 46.7238
[20 empty] | 1135 | 2020-02-17 06:00 | 1135 | 2 | 17 | 7 | 0 | 0 | 42.3561 | 769113 | 18.877 | 64.4083 | 0 | 734629 | 734.629 | 144247 | -624945 | 45.7085 | 795660 | 21.1375 | 72.1212 | 0 | 794060 | 794.06 | 179199 | -682167 | 49.2206 | 828544 | 23.4511 | 80.0152 | 0 | 761176 | 761.176 | 161520 | -654068 | 42.3561 | 45.7085 | 49.2206
[20 empty] | 1136 | 2020-02-17 07:00 | 1136 | 2 | 17 | 8 | 31942.205 | 31.9422 | 98.2592 | 868044 | 0.87416 | 2.9826 | 0 | 783850 | 783.85 | 6679.79 | -673456 | 99.1301 | 907624 | 0.97106 | 3.3132 | 0 | 872138 | 872.138 | 8178.96 | -760132 | 100.107 | 956332 | 1.0703 | 3.652 | 0 | 823429 | 823.429 | 7420.24 | -716360 | 66.317 | 67.1879 | 68.1648
[20 empty] | 1137 | 2020-02-17 08:00 | 1137 | 2 | 17 | 9 | 112853.695 | 112.8537 | 135.107 | 993322 | 1.3779 | 4.7012 | 0 | 909421 | 909.421 | 10528.7 | -807575 | 136.008 | 1027950 | 1.481 | 5.0533 | 0 | 990329 | 990.329 | 12122.5 | -890560 | 137.126 | 1074230 | 1.5864 | 5.4129 | 0 | 944048 | 944.048 | 11317.1 | -848380 | 22.2533 | 23.1543 | 24.2723
[20 empty] | 1138 | 2020-02-17 09:00 | 1138 | 2 | 17 | 10 | 183386.908 | 183.3869 | 141.522 | 901469 | 1.3471 | 4.5961 | 0 | 842573 | 842.573 | 10293.3 | -735679 | 142.367 | 934483 | 1.4502 | 4.9482 | 0 | 917847 | 917.847 | 11887.1 | -810950 | 143.46 | 976744 | 1.5556 | 5.3078 | 0 | 875586 | 875.586 | 11081.7 | -773237 | -41.8649 | -41.0199 | -39.9269
[20 empty] | 1139 | 2020-02-17 10:00 | 1139 | 2 | 17 | 11 | 227903.158 | 227.9032 | 141.836 | 884046 | 1.3404 | 4.5735 | 0 | 825149 | 825.149 | 10242.8 | -715123 | 142.708 | 916020 | 1.4436 | 4.9256 | 0 | 898948 | 898.948 | 11836.5 | -788489 | 143.863 | 957845 | 1.549 | 5.2852 | 0 | 857123 | 857.123 | 11031.2 | -751386 | -86.0672 | -85.1952 | -84.0402
[20 empty] | 1140 | 2020-02-17 11:00 | 1140 | 2 | 17 | 12 | 250081.018 | 250.081 | 122.369 | 894571 | 1.3402 | 4.5727 | 0 | 767912 | 767.912 | 10240.8 | -664743 | 123.37 | 922330 | 1.4433 | 4.9246 | 0 | 831874 | 831.874 | 11834.2 | -727224 | 124.576 | 958533 | 1.5487 | 5.2841 | 0 | 795671 | 795.671 | 11029 | -695514 | -127.712 | -126.711 | -125.505
[20 empty] | 1141 | 2020-02-17 12:00 | 1141 | 2 | 17 | 13 | 250573.458 | 250.5735 | 144.156 | 819188 | 1.0972 | 3.7438 | 0 | 692529 | 692.529 | 8384.42 | -589390 | 145.243 | 842261 | 1.2004 | 4.0957 | 0 | 744204 | 744.204 | 9977.89 | -638516 | 146.475 | 870862 | 1.3058 | 4.4553 | 0 | 715602 | 715.602 | 9172.65 | -614314 | -106.4175 | -105.3305 | -104.0985
[20 empty] | 1142 | 2020-02-17 13:00 | 1142 | 2 | 17 | 14 | 230742.501 | 230.7425 | 95.8798 | 778422 | 1.0974 | 3.7444 | 0 | 682882 | 682.882 | 8385.91 | -576880 | 96.9775 | 795403 | 1.2006 | 4.0964 | 0 | 724640 | 724.64 | 9979.66 | -616297 | 98.2023 | 820180 | 1.306 | 4.4561 | 0 | 699863 | 699.863 | 9174.28 | -596029 | -134.8627 | -133.765 | -132.5402
[20 empty] | 1143 | 2020-02-17 14:00 | 1143 | 2 | 17 | 15 | 191266.905 | 191.2669 | 91.0897 | 718287 | 1.0974 | 3.7445 | 0 | 660050 | 660.05 | 8386.01 | -559723 | 92.1402 | 728477 | 1.2006 | 4.0965 | 0 | 683777 | 683.777 | 9979.78 | -581951 | 93.3424 | 742013 | 1.306 | 4.4561 | 0 | 670240 | 670.24 | 9174.4 | -571827 | -100.1772 | -99.1267 | -97.9245
[20 empty] | 1144 | 2020-02-17 15:00 | 1144 | 2 | 17 | 16 | 129524.675 | 129.5247 | 77.3778 | 730494 | 1.3152 | 4.4875 | 0 | 672257 | 672.257 | 10050 | -566868 | 78.4872 | 734569 | 1.4184 | 4.8395 | 0 | 686258 | 686.258 | 11644 | -579843 | 79.7318 | 744494 | 1.5238 | 5.1992 | 0 | 676332 | 676.332 | 10838.5 | -573622 | -52.1469 | -51.0375 | -49.7929
[20 empty] | 1145 | 2020-02-17 16:00 | 1145 | 2 | 17 | 17 | 53373.6 | 53.3736 | 75.3855 | 693738 | 1.3397 | 4.5712 | 0 | 660354 | 660.354 | 10237.5 | -556199 | 76.4974 | 696339 | 1.4429 | 4.9232 | 0 | 673070 | 673.07 | 11831.2 | -567722 | 77.7419 | 706455 | 1.5483 | 5.2828 | 0 | 662954 | 662.954 | 11025.9 | -561314 | 22.0119 | 23.1238 | 24.3683
[20 empty] | 1146 | 2020-02-17 17:00 | 1146 | 2 | 17 | 18 | 0 | 0 | 14.6733 | 33677.8 | 0 | 0 | 0 | 0 | 0 | 0 | 0 | 14.6733 | 33677.8 | 0 | 0 | 0 | 0 | 0 | 0 | 0 | 14.6733 | 33677.8 | 0 | 0 | 0 | 0 | 0 | 0 | 0 | 14.6733 | 14.6733 | 14.6733
[20 empty] | 1147 | 2020-02-17 18:00 | 1147 | 2 | 17 | 19 | 0 | 0 | 13.7561 | 33897.8 | 0 | 0 | 0 | 0 | 0 | 0 | 0 | 13.7561 | 33897.8 | 0 | 0 | 0 | 0 | 0 | 0 | 0 | 13.7561 | 33897.8 | 0 | 0 | 0 | 0 | 0 | 0 | 0 | 13.7561 | 13.7561 | 13.7561
[20 empty] | 1148 | 2020-02-17 19:00 | 1148 | 2 | 17 | 20 | 0 | 0 | 10.3718 | 33897.8 | 0 | 0 | 0 | 0 | 0 | 0 | 0 | 10.3718 | 33897.8 | 0 | 0 | 0 | 0 | 0 | 0 | 0 | 10.3718 | 33897.8 | 0 | 0 | 0 | 0 | 0 | 0 | 0 | 10.3718 | 10.3718 | 10.3718
[20 empty] | 1149 | 2020-02-17 20:00 | 1149 | 2 | 17 | 21 | 0 | 0 | 8.8603 | 11608.9 | 0 | 0 | 0 | 0 | 0 | 0 | 0 | 8.8603 | 11608.9 | 0 | 0 | 0 | 0 | 0 | 0 | 0 | 8.8603 | 11608.9 | 0 | 0 | 0 | 0 | 0 | 0 | 0 | 8.8603 | 8.8603 | 8.8603
[20 empty] | 1150 | 2020-02-17 21:00 | 1150 | 2 | 17 | 22 | 0 | 0 | 7.3488 | 11682.2 | 0 | 0 | 0 | 0 | 0 | 0 | 0 | 7.3488 | 11682.2 | 0 | 0 | 0 | 0 | 0 | 0 | 0 | 7.3488 | 11682.2 | 0 | 0 | 0 | 0 | 0 | 0 | 0 | 7.3488 | 7.3488 | 7.3488
[20 empty] | 1151 | 2020-02-17 22:00 | 1151 | 2 | 17 | 23 | 0 | 0 | 7.3488 | 11682.2 | 0 | 0 | 0 | 0 | 0 | 0 | 0 | 7.3488 | 11682.2 | 0 | 0 | 0 | 0 | 0 | 0 | 0 | 7.3488 | 11682.2 | 0 | 0 | 0 | 0 | 0 | 0 | 0 | 7.3488 | 7.3488 | 7.3488
[20 empty] | 1152 | 2020-02-17 23:00 | 1152 | 2 | 17 | 24 | 0 | 0 | 7.3488 | 11682.2 | 0 | 0 | 0 | 0 | 0 | 0 | 0 | 7.3488 | 11682.2 | 0 | 0 | 0 | 0 | 0 | 0 | 0 | 7.3488 | 11682.2 | 0 | 0 | 0 | 0 | 0 | 0 | 0 | 7.3488 | 7.3488 | 7.3488
[20 empty] | 1153 | 2020-02-18 | 1153 | 2 | 18 | 1 | 0 | 0 | 7.3488 | 11682.2 | 0 | 0 | 0 | 0 | 0 | 0 | 0 | 7.3488 | 11682.2 | 0 | 0 | 0 | 0 | 0 | 0 | 0 | 7.3488 | 11682.2 | 0 | 0 | 0 | 0 | 0 | 0 | 0 | 7.3488 | 7.3488 | 7.3488
[20 empty] | 1154 | 2020-02-18 01:00 | 1154 | 2 | 18 | 2 | 0 | 0 | 7.3488 | 11682.2 | 0 | 0 | 0 | 0 | 0 | 0 | 0 | 7.3488 | 11682.2 | 0 | 0 | 0 | 0 | 0 | 0 | 0 | 7.3488 | 11682.2 | 0 | 0 | 0 | 0 | 0 | 0 | 0 | 7.3488 | 7.3488 | 7.3488
[20 empty] | 1155 | 2020-02-18 02:00 | 1155 | 2 | 18 | 3 | 0 | 0 | 7.3488 | 11828.9 | 0 | 0 | 0 | 0 | 0 | 0 | 0 | 7.3488 | 11828.9 | 0 | 0 | 0 | 0 | 0 | 0 | 0 | 7.3488 | 11828.9 | 0 | 0 | 0 | 0 | 0 | 0 | 0 | 7.3488 | 7.3488 | 7.3488
[20 empty] | 1156 | 2020-02-18 03:00 | 1156 | 2 | 18 | 4 | 0 | 0 | 7.3488 | 11902.2 | 0 | 0 | 0 | 0 | 0 | 0 | 0 | 7.3488 | 11902.2 | 0 | 0 | 0 | 0 | 0 | 0 | 0 | 7.3488 | 11902.2 | 0 | 0 | 0 | 0 | 0 | 0 | 0 | 7.3488 | 7.3488 | 7.3488
[20 empty] | 1157 | 2020-02-18 04:00 | 1157 | 2 | 18 | 5 | 0 | 0 | 37.0926 | 817728 | 17.2898 | 58.9928 | 0 | 805826 | 805.826 | 132118 | -602817 | 39.9486 | 840028 | 19.0547 | 65.0146 | 0 | 865833 | 865.833 | 159242 | -660778 | 42.9321 | 877735 | 20.8393 | 71.1037 | 0 | 828126 | 828.126 | 145604 | -631995 | 37.0926 | 39.9486 | 42.9321
[20 empty] | 1158 | 2020-02-18 05:00 | 1158 | 2 | 18 | 6 | 0 | 0 | 41.4023 | 673205 | 20.1116 | 68.6208 | 0 | 661376 | 661.376 | 153681 | -557154 | 44.7529 | 697143 | 22.3727 | 76.3357 | 0 | 714981 | 714.981 | 188646 | -607580 | 48.2647 | 726810 | 24.6874 | 84.2334 | 0 | 685314 | 685.314 | 170959 | -582547 | 41.4023 | 44.7529 | 48.2647
[20 empty] | 1159 | 2020-02-18 06:00 | 1159 | 2 | 18 | 7 | 0 | 0 | 43.7386 | 669445 | 20.3185 | 69.3267 | 0 | 635327 | 635.327 | 155262 | -533576 | 47.085 | 692904 | 22.5755 | 77.0276 | 0 | 687622 | 687.622 | 190147 | -582500 | 50.5901 | 721739 | 24.8838 | 84.9035 | 0 | 658786 | 658.786 | 172508 | -558169 | 43.7386 | 47.085 | 50.5901
[20 empty] | 1160 | 2020-02-18 07:00 | 1160 | 2 | 18 | 8 | 15426.177 | 15.4262 | 98.6105 | 764187 | 0.87418 | 2.9827 | 0 | 680359 | 680.359 | 6679.94 | -573667 | 99.5353 | 801638 | 0.97108 | 3.3133 | 0 | 762644 | 762.644 | 8179.14 | -651941 | 100.542 | 846472 | 1.0704 | 3.6521 | 0 | 717810 | 717.81 | 7420.4 | -612361 | 83.1843 | 84.1091 | 85.1158
[20 empty] | 1161 | 2020-02-18 08:00 | 1161 | 2 | 18 | 9 | 77075.813 | 77.0758 | 134.652 | 835774 | 1.3419 | 4.5787 | 0 | 752533 | 752.533 | 10254.2 | -657488 | 135.392 | 869502 | 1.4452 | 4.9311 | 0 | 827286 | 827.286 | 11849.8 | -730506 | 136.389 | 910527 | 1.5507 | 5.2911 | 0 | 786262 | 786.262 | 11043.5 | -693688 | 57.5762 | 58.3162 | 59.3132
[20 empty] | 1162 | 2020-02-18 09:00 | 1162 | 2 | 18 | 10 | 97860.856 | 97.8609 | 139.875 | 747299 | 1.3102 | 4.4704 | 0 | 688989 | 688.989 | 10011.8 | -583896 | 140.814 | 777773 | 1.4133 | 4.8223 | 0 | 757003 | 757.003 | 11605 | -648789 | 142.015 | 815313 | 1.5187 | 5.1818 | 0 | 719463 | 719.463 | 10799.9 | -616063 | 42.0141 | 42.9531 | 44.1541
[20 empty] | 1163 | 2020-02-18 10:00 | 1163 | 2 | 18 | 11 | 95084 | 95.084 | 141.133 | 721735 | 1.3061 | 4.4565 | 0 | 663425 | 663.425 | 9980.67 | -558394 | 142.172 | 749488 | 1.4093 | 4.8085 | 0 | 725676 | 725.676 | 11574.5 | -617440 | 143.383 | 783985 | 1.5147 | 5.1682 | 0 | 691179 | 691.179 | 10769.1 | -587659 | 46.049 | 47.088 | 48.299
[20 empty] | 1164 | 2020-02-18 11:00 | 1164 | 2 | 18 | 12 | 38935.303 | 38.9353 | 120.998 | 766994 | 1.0985 | 3.748 | 0 | 640335 | 640.335 | 8393.84 | -538180 | 121.924 | 792560 | 1.2017 | 4.1003 | 0 | 696317 | 696.317 | 9989.1 | -591109 | 123.074 | 822976 | 1.3072 | 4.4603 | 0 | 665901 | 665.901 | 9182.96 | -565025 | 82.0627 | 82.9887 | 84.1387
[20 empty] | 1165 | 2020-02-18 12:00 | 1165 | 2 | 18 | 13 | 8755.351 | 8.7554 | 144.726 | 699908 | 1.0975 | 3.7446 | 0 | 573249 | 573.249 | 8386.26 | -474800 | 145.537 | 724666 | 1.2006 | 4.0966 | 0 | 628647 | 628.647 | 9980.08 | -525795 | 146.59 | 755306 | 1.306 | 4.4562 | 0 | 598007 | 598.007 | 9174.66 | -499916 | 135.9706 | 136.7816 | 137.8346
[20 empty] | 1166 | 2020-02-18 13:00 | 1166 | 2 | 18 | 14 | 12774.55 | 12.7745 | 96.768 | 668016 | 1.0975 | 3.7446 | 0 | 573249 | 573.249 | 8386.26 | -474794 | 97.4801 | 694074 | 1.2006 | 4.0966 | 0 | 630885 | 630.885 | 9980.08 | -527810 | 98.4805 | 725651 | 1.306 | 4.4562 | 0 | 599308 | 599.308 | 9174.66 | -501023 | 83.9934 | 84.7055 | 85.706
[20 empty] | 1167 | 2020-02-18 14:00 | 1167 | 2 | 18 | 15 | 13235.589 | 13.2356 | 91.9073 | 660899 | 1.0981 | 3.7466 | 0 | 602589 | 602.589 | 8390.87 | -500063 | 92.6093 | 688476 | 1.2013 | 4.0989 | 0 | 663653 | 663.653 | 9985.56 | -556744 | 93.617 | 721962 | 1.3068 | 4.4587 | 0 | 630167 | 630.167 | 9179.7 | -528184 | 78.6717 | 79.3737 | 80.3814
[20 empty] | 1168 | 2020-02-18 15:00 | 1168 | 2 | 18 | 16 | 13657.634 | 13.6576 | 77.517 | 704233 | 1.309 | 4.4664 | 0 | 645850 | 645.85 | 10002.8 | -540312 | 78.5214 | 732516 | 1.4122 | 4.8186 | 0 | 708995 | 708.995 | 11597.1 | -599612 | 79.7257 | 767378 | 1.5177 | 5.1783 | 0 | 674133 | 674.133 | 10791.5 | -569720 | 63.8594 | 64.8638 | 66.0681
[20 empty] | 1169 | 2020-02-18 16:00 | 1169 | 2 | 18 | 17 | 432.097 | 0.4321 | 77.0104 | 701430 | 1.3265 | 4.5259 | 0 | 667752 | 667.752 | 10136.2 | -559520 | 78.1379 | 732816 | 1.4297 | 4.8781 | 0 | 737566 | 737.566 | 11730.6 | -625571 | 79.3754 | 771244 | 1.5351 | 5.2379 | 0 | 699139 | 699.139 | 10924.9 | -592264 | 76.5783 | 77.7058 | 78.9433
[20 empty] | 1170 | 2020-02-18 17:00 | 1170 | 2 | 18 | 18 | 0 | 0 | 14.6733 | 33531.1 | 0 | 0 | 0 | 0 | 0 | 0 | 0 | 14.6733 | 33531.1 | 0 | 0 | 0 | 0 | 0 | 0 | 0 | 14.6733 | 33531.1 | 0 | 0 | 0 | 0 | 0 | 0 | 0 | 14.6733 | 14.6733 | 14.6733
[20 empty] | 1171 | 2020-02-18 18:00 | 1171 | 2 | 18 | 19 | 0 | 0 | 13.7561 | 33531.1 | 0 | 0 | 0 | 0 | 0 | 0 | 0 | 13.7561 | 33531.1 | 0 | 0 | 0 | 0 | 0 | 0 | 0 | 13.7561 | 33531.1 | 0 | 0 | 0 | 0 | 0 | 0 | 0 | 13.7561 | 13.7561 | 13.7561
[20 empty] | 1172 | 2020-02-18 19:00 | 1172 | 2 | 18 | 20 | 0 | 0 | 10.3718 | 33311 | 0 | 0 | 0 | 0 | 0 | 0 | 0 | 10.3718 | 33311 | 0 | 0 | 0 | 0 | 0 | 0 | 0 | 10.3718 | 33311 | 0 | 0 | 0 | 0 | 0 | 0 | 0 | 10.3718 | 10.3718 | 10.3718
[20 empty] | 1173 | 2020-02-18 20:00 | 1173 | 2 | 18 | 21 | 0 | 0 | 8.8603 | 10875.6 | 0 | 0 | 0 | 0 | 0 | 0 | 0 | 8.8603 | 10875.6 | 0 | 0 | 0 | 0 | 0 | 0 | 0 | 8.8603 | 10875.6 | 0 | 0 | 0 | 0 | 0 | 0 | 0 | 8.8603 | 8.8603 | 8.8603
[20 empty] | 1174 | 2020-02-18 21:00 | 1174 | 2 | 18 | 22 | 0 | 0 | 7.3488 | 10875.6 | 0 | 0 | 0 | 0 | 0 | 0 | 0 | 7.3488 | 10875.6 | 0 | 0 | 0 | 0 | 0 | 0 | 0 | 7.3488 | 10875.6 | 0 | 0 | 0 | 0 | 0 | 0 | 0 | 7.3488 | 7.3488 | 7.3488
[20 empty] | 1175 | 2020-02-18 22:00 | 1175 | 2 | 18 | 23 | 0 | 0 | 7.3488 | 10875.6 | 0 | 0 | 0 | 0 | 0 | 0 | 0 | 7.3488 | 10875.6 | 0 | 0 | 0 | 0 | 0 | 0 | 0 | 7.3488 | 10875.6 | 0 | 0 | 0 | 0 | 0 | 0 | 0 | 7.3488 | 7.3488 | 7.3488
[20 empty] | 1176 | 2020-02-18 23:00 | 1176 | 2 | 18 | 24 | 0 | 0 | 7.3488 | 10948.9 | 0 | 0 | 0 | 0 | 0 | 0 | 0 | 7.3488 | 10948.9 | 0 | 0 | 0 | 0 | 0 | 0 | 0 | 7.3488 | 10948.9 | 0 | 0 | 0 | 0 | 0 | 0 | 0 | 7.3488 | 7.3488 | 7.3488
[20 empty] | 1177 | 2020-02-19 | 1177 | 2 | 19 | 1 | 0 | 0 | 7.3488 | 10875.6 | 0 | 0 | 0 | 0 | 0 | 0 | 0 | 7.3488 | 10875.6 | 0 | 0 | 0 | 0 | 0 | 0 | 0 | 7.3488 | 10875.6 | 0 | 0 | 0 | 0 | 0 | 0 | 0 | 7.3488 | 7.3488 | 7.3488
[20 empty] | 1178 | 2020-02-19 01:00 | 1178 | 2 | 19 | 2 | 0 | 0 | 7.3488 | 10948.9 | 0 | 0 | 0 | 0 | 0 | 0 | 0 | 7.3488 | 10948.9 | 0 | 0 | 0 | 0 | 0 | 0 | 0 | 7.3488 | 10948.9 | 0 | 0 | 0 | 0 | 0 | 0 | 0 | 7.3488 | 7.3488 | 7.3488
[20 empty] | 1179 | 2020-02-19 02:00 | 1179 | 2 | 19 | 3 | 0 | 0 | 7.3488 | 10948.9 | 0 | 0 | 0 | 0 | 0 | 0 | 0 | 7.3488 | 10948.9 | 0 | 0 | 0 | 0 | 0 | 0 | 0 | 7.3488 | 10948.9 | 0 | 0 | 0 | 0 | 0 | 0 | 0 | 7.3488 | 7.3488 | 7.3488
[20 empty] | 1180 | 2020-02-19 03:00 | 1180 | 2 | 19 | 4 | 0 | 0 | 7.3488 | 11022.3 | 0 | 0 | 0 | 0 | 0 | 0 | 0 | 7.3488 | 11022.3 | 0 | 0 | 0 | 0 | 0 | 0 | 0 | 7.3488 | 11022.3 | 0 | 0 | 0 | 0 | 0 | 0 | 0 | 7.3488 | 7.3488 | 7.3488
[20 empty] | 1181 | 2020-02-19 04:00 | 1181 | 2 | 19 | 5 | 0 | 0 | 38.4022 | 735183 | 18.5399 | 63.2581 | 0 | 724161 | 724.161 | 141671 | -546263 | 41.2449 | 762703 | 20.2827 | 69.2046 | 0 | 791488 | 791.488 | 168403 | -610860 | 44.2078 | 802510 | 22.0383 | 75.1947 | 0 | 751681 | 751.681 | 154989 | -578846 | 38.4022 | 41.2449 | 44.2078
[20 empty] | 1182 | 2020-02-19 05:00 | 1182 | 2 | 19 | 6 | 0 | 0 | 30.0345 | 563441 | 12.793 | 43.6497 | 0 | 552712 | 552.712 | 97756.3 | -461963 | 31.8103 | 587890 | 13.983 | 47.71 | 0 | 605310 | 605.31 | 116196 | -510169 | 33.716 | 616039 | 15.2061 | 51.8832 | 0 | 577161 | 577.161 | 106850 | -486316 | 30.0345 | 31.8103 | 33.716
[20 empty] | 1183 | 2020-02-19 06:00 | 1183 | 2 | 19 | 7 | 0 | 0 | 26.3687 | 561348 | 8.9662 | 30.5927 | 0 | 528111 | 528.111 | 68514.4 | -430439 | 27.4193 | 582986 | 9.6717 | 33 | 0 | 575437 | 575.437 | 79614 | -473422 | 28.6127 | 608674 | 10.4188 | 35.5489 | 0 | 549749 | 549.749 | 73905.7 | -452195 | 26.3687 | 27.4193 | 28.6127
[20 empty] | 1184 | 2020-02-19 07:00 | 1184 | 2 | 19 | 8 | 28275.25 | 28.2752 | 97.857 | 622039 | 0.87381 | 2.9814 | 0 | 539018 | 539.018 | 6677.12 | -441255 | 98.6735 | 655559 | 0.97066 | 3.3119 | 0 | 611009 | 611.009 | 8175.6 | -506940 | 99.6263 | 694030 | 1.0699 | 3.6505 | 0 | 572538 | 572.538 | 7417.23 | -473967 | 69.5817 | 70.3983 | 71.3511
[20 empty] | 1185 | 2020-02-19 08:00 | 1185 | 2 | 19 | 9 | 100513.281 | 100.5133 | 132.921 | 718330 | 1.0979 | 3.7461 | 0 | 635529 | 635.529 | 8389.61 | -536347 | 133.72 | 749555 | 1.2011 | 4.0983 | 0 | 703594 | 703.594 | 9984.04 | -600494 | 134.812 | 786394 | 1.3066 | 4.458 | 0 | 666754 | 666.754 | 9178.34 | -568362 | 32.4077 | 33.2067 | 34.2987
[20 empty] | 1186 | 2020-02-19 09:00 | 1186 | 2 | 19 | 10 | 165644.682 | 165.6447 | 139.664 | 600771 | 1.2576 | 4.2911 | 0 | 542974 | 542.974 | 9610.15 | -449556 | 140.538 | 624682 | 1.3608 | 4.6429 | 0 | 595077 | 595.077 | 11203 | -497759 | 141.688 | 652873 | 1.4661 | 5.0023 | 0 | 566886 | 566.886 | 10398.1 | -473728 | -25.9807 | -25.1067 | -23.9567
[20 empty] | 1187 | 2020-02-19 10:00 | 1187 | 2 | 19 | 11 | 208819.337 | 208.8193 | 140.728 | 560973 | 1.2581 | 4.2926 | 0 | 503177 | 503.177 | 9613.62 | -411077 | 141.728 | 583675 | 1.3613 | 4.6446 | 0 | 552752 | 552.752 | 11207.1 | -455699 | 142.936 | 610548 | 1.4666 | 5.0041 | 0 | 525879 | 525.879 | 10401.9 | -433349 | -68.0913 | -67.0913 | -65.8833
[20 empty] | 1188 | 2020-02-19 11:00 | 1188 | 2 | 19 | 12 | 55795.893 | 55.7959 | 120.398 | 595563 | 1.0807 | 3.6874 | 0 | 468904 | 468.904 | 8258.21 | -383127 | 121.371 | 615378 | 1.1837 | 4.0389 | 0 | 512210 | 512.21 | 9849.67 | -421848 | 122.532 | 638869 | 1.289 | 4.398 | 0 | 488719 | 488.719 | 9045.45 | -402433 | 64.6021 | 65.5751 | 66.7361
[20 empty] | 1189 | 2020-02-19 12:00 | 1189 | 2 | 19 | 13 | 92662.074 | 92.6621 | 143.476 | 523623 | 1.0821 | 3.6921 | 0 | 396964 | 396.964 | 8268.65 | -317510 | 144.533 | 542086 | 1.1852 | 4.044 | 0 | 436324 | 436.324 | 9862.06 | -350887 | 145.757 | 562983 | 1.2906 | 4.4036 | 0 | 415428 | 415.428 | 9056.83 | -334056 | 50.8139 | 51.8709 | 53.0949
[20 empty] | 1190 | 2020-02-19 13:00 | 1190 | 2 | 19 | 14 | 155666.008 | 155.666 | 95.1628 | 476851 | 1.0821 | 3.6921 | 0 | 383783 | 383.783 | 8268.65 | -306382 | 96.2764 | 490950 | 1.1852 | 4.044 | 0 | 414573 | 414.573 | 9862.06 | -332524 | 97.5023 | 507641 | 1.2906 | 4.4036 | 0 | 397882 | 397.882 | 9056.83 | -319235 | -60.5032 | -59.3896 | -58.1637
[20 empty] | 1191 | 2020-02-19 14:00 | 1191 | 2 | 19 | 15 | 70766.201 | 70.7662 | 90.2838 | 430998 | 1.0811 | 3.6887 | 0 | 373348 | 373.348 | 8261.07 | -297244 | 91.3719 | 441105 | 1.1841 | 4.0403 | 0 | 396250 | 396.25 | 9853.02 | -316667 | 92.5871 | 453899 | 1.2894 | 4.3995 | 0 | 383456 | 383.456 | 9048.52 | -306699 | 19.5176 | 20.6057 | 21.8209
[20 empty] | 1192 | 2020-02-19 15:00 | 1192 | 2 | 19 | 16 | 19178.758 | 19.1788 | 76.6472 | 487751 | 1.2535 | 4.2768 | 0 | 429955 | 429.955 | 9578.27 | -342387 | 77.7782 | 500796 | 1.3565 | 4.6285 | 0 | 459304 | 459.304 | 11170.3 | -367336 | 79.038 | 517100 | 1.4618 | 4.9877 | 0 | 443000 | 443 | 10365.8 | -354629 | 57.4684 | 58.5994 | 59.8592
[20 empty] | 1193 | 2020-02-19 16:00 | 1193 | 2 | 19 | 17 | 3057.061 | 3.0571 | 74.8539 | 457677 | 1.2908 | 4.404 | 0 | 424732 | 424.732 | 9863.18 | -341180 | 75.9674 | 470733 | 1.3939 | 4.756 | 0 | 453327 | 453.327 | 11456.6 | -365495 | 77.2216 | 486271 | 1.4993 | 5.1155 | 0 | 437789 | 437.789 | 10651.4 | -353169 | 71.7968 | 72.9103 | 74.1645
[20 empty] | 1194 | 2020-02-19 17:00 | 1194 | 2 | 19 | 18 | 0 | 0 | 14.6733 | 33531.1 | 0 | 0 | 0 | 0 | 0 | 0 | 0 | 14.6733 | 33531.1 | 0 | 0 | 0 | 0 | 0 | 0 | 0 | 14.6733 | 33531.1 | 0 | 0 | 0 | 0 | 0 | 0 | 0 | 14.6733 | 14.6733 | 14.6733
[20 empty] | 1195 | 2020-02-19 18:00 | 1195 | 2 | 19 | 19 | 0 | 0 | 13.7561 | 33604.4 | 0 | 0 | 0 | 0 | 0 | 0 | 0 | 13.7561 | 33604.4 | 0 | 0 | 0 | 0 | 0 | 0 | 0 | 13.7561 | 33604.4 | 0 | 0 | 0 | 0 | 0 | 0 | 0 | 13.7561 | 13.7561 | 13.7561
[20 empty] | 1196 | 2020-02-19 19:00 | 1196 | 2 | 19 | 20 | 0 | 0 | 10.3718 | 33604.4 | 0 | 0 | 0 | 0 | 0 | 0 | 0 | 10.3718 | 33604.4 | 0 | 0 | 0 | 0 | 0 | 0 | 0 | 10.3718 | 33604.4 | 0 | 0 | 0 | 0 | 0 | 0 | 0 | 10.3718 | 10.3718 | 10.3718
[20 empty] | 1197 | 2020-02-19 20:00 | 1197 | 2 | 19 | 21 | 0 | 0 | 8.8603 | 11608.9 | 0 | 0 | 0 | 0 | 0 | 0 | 0 | 8.8603 | 11608.9 | 0 | 0 | 0 | 0 | 0 | 0 | 0 | 8.8603 | 11608.9 | 0 | 0 | 0 | 0 | 0 | 0 | 0 | 8.8603 | 8.8603 | 8.8603
[20 empty] | 1198 | 2020-02-19 21:00 | 1198 | 2 | 19 | 22 | 0 | 0 | 7.3488 | 11755.5 | 0 | 0 | 0 | 0 | 0 | 0 | 0 | 7.3488 | 11755.5 | 0 | 0 | 0 | 0 | 0 | 0 | 0 | 7.3488 | 11755.5 | 0 | 0 | 0 | 0 | 0 | 0 | 0 | 7.3488 | 7.3488 | 7.3488
[20 empty] | 1199 | 2020-02-19 22:00 | 1199 | 2 | 19 | 23 | 0 | 0 | 7.3488 | 11755.5 | 0 | 0 | 0 | 0 | 0 | 0 | 0 | 7.3488 | 11755.5 | 0 | 0 | 0 | 0 | 0 | 0 | 0 | 7.3488 | 11755.5 | 0 | 0 | 0 | 0 | 0 | 0 | 0 | 7.3488 | 7.3488 | 7.3488
[20 empty] | 1200 | 2020-02-19 23:00 | 1200 | 2 | 19 | 24 | 0 | 0 | 7.3488 | 11975.5 | 0 | 0 | 0 | 0 | 0 | 0 | 0 | 7.3488 | 11975.5 | 0 | 0 | 0 | 0 | 0 | 0 | 0 | 7.3488 | 11975.5 | 0 | 0 | 0 | 0 | 0 | 0 | 0 | 7.3488 | 7.3488 | 7.3488
[20 empty] | 1201 | 2020-02-20 | 1201 | 2 | 20 | 1 | 0 | 0 | 7.8094 | 12048.8 | 0 | 0 | 0 | 0 | 0 | 0 | 0 | 7.8094 | 12048.8 | 0 | 0 | 0 | 0 | 0 | 0 | 0 | 7.8094 | 12048.8 | 0 | 0 | 0 | 0 | 0 | 0 | 0 | 7.8094 | 7.8094 | 7.8094
[20 empty] | 1202 | 2020-02-20 01:00 | 1202 | 2 | 20 | 2 | 0 | 0 | 7.8094 | 12048.8 | 0 | 0 | 0 | 0 | 0 | 0 | 0 | 7.8094 | 12048.8 | 0 | 0 | 0 | 0 | 0 | 0 | 0 | 7.8094 | 12048.8 | 0 | 0 | 0 | 0 | 0 | 0 | 0 | 7.8094 | 7.8094 | 7.8094
[20 empty] | 1203 | 2020-02-20 02:00 | 1203 | 2 | 20 | 3 | 0 | 0 | 7.8094 | 12122.2 | 0 | 0 | 0 | 0 | 0 | 0 | 0 | 7.8094 | 12122.2 | 0 | 0 | 0 | 0 | 0 | 0 | 0 | 7.8094 | 12122.2 | 0 | 0 | 0 | 0 | 0 | 0 | 0 | 7.8094 | 7.8094 | 7.8094
[20 empty] | 1204 | 2020-02-20 03:00 | 1204 | 2 | 20 | 4 | 0 | 0 | 7.8094 | 12195.5 | 0 | 0 | 0 | 0 | 0 | 0 | 0 | 7.8094 | 12195.5 | 0 | 0 | 0 | 0 | 0 | 0 | 0 | 7.8094 | 12195.5 | 0 | 0 | 0 | 0 | 0 | 0 | 0 | 7.8094 | 7.8094 | 7.8094
[20 empty] | 1205 | 2020-02-20 04:00 | 1205 | 2 | 20 | 5 | 0 | 0 | 7.8094 | 12195.5 | 0 | 0 | 0 | 0 | 0 | 0 | 0 | 7.8094 | 12195.5 | 0 | 0 | 0 | 0 | 0 | 0 | 0 | 7.8094 | 12195.5 | 0 | 0 | 0 | 0 | 0 | 0 | 0 | 7.8094 | 7.8094 | 7.8094
[20 empty] | 1206 | 2020-02-20 05:00 | 1206 | 2 | 20 | 6 | 0 | 0 | 7.8094 | 12268.8 | 0 | 0 | 0 | 0 | 0 | 0 | 0 | 7.8094 | 12268.8 | 0 | 0 | 0 | 0 | 0 | 0 | 0 | 7.8094 | 12268.8 | 0 | 0 | 0 | 0 | 0 | 0 | 0 | 7.8094 | 7.8094 | 7.8094
[20 empty] | 1207 | 2020-02-20 06:00 | 1207 | 2 | 20 | 7 | 0 | 0 | 7.8094 | 12268.8 | 0 | 0 | 0 | 0 | 0 | 0 | 0 | 7.8094 | 12268.8 | 0 | 0 | 0 | 0 | 0 | 0 | 0 | 7.8094 | 12268.8 | 0 | 0 | 0 | 0 | 0 | 0 | 0 | 7.8094 | 7.8094 | 7.8094
[20 empty] | 1208 | 2020-02-20 07:00 | 1208 | 2 | 20 | 8 | 34540.904 | 34.5409 | 7.805 | 12268.8 | 0 | 0 | 0 | 0 | 0 | 0 | 0 | 7.804 | 12268.8 | 0 | 0 | 0 | 0 | 0 | 0 | 0 | 7.8032 | 12268.8 | 0 | 0 | 0 | 0 | 0 | 0 | 0 | -26.7359 | -26.7369 | -26.7377
[20 empty] | 1209 | 2020-02-20 08:00 | 1209 | 2 | 20 | 9 | 115336.475 | 115.3365 | 7.8012 | 12122.2 | 0 | 0 | 0 | 0 | 0 | 0 | 0 | 7.8003 | 12122.2 | 0 | 0 | 0 | 0 | 0 | 0 | 0 | 7.7995 | 12122.2 | 0 | 0 | 0 | 0 | 0 | 0 | 0 | -107.5352 | -107.5361 | -107.537
[20 empty] | 1210 | 2020-02-20 09:00 | 1210 | 2 | 20 | 10 | 78724.354 | 78.7244 | 7.7993 | 11975.5 | 0 | 0 | 0 | 0 | 0 | 0 | 0 | 7.7993 | 11975.5 | 0 | 0 | 0 | 0 | 0 | 0 | 0 | 7.7993 | 11975.5 | 0 | 0 | 0 | 0 | 0 | 0 | 0 | -70.925 | -70.925 | -70.925
[20 empty] | 1211 | 2020-02-20 10:00 | 1211 | 2 | 20 | 11 | 152199.797 | 152.1998 | 7.7993 | 11975.5 | 0 | 0 | 0 | 0 | 0 | 0 | 0 | 7.7993 | 11975.5 | 0 | 0 | 0 | 0 | 0 | 0 | 0 | 7.7993 | 11975.5 | 0 | 0 | 0 | 0 | 0 | 0 | 0 | -144.4005 | -144.4005 | -144.4005
[20 empty] | 1212 | 2020-02-20 11:00 | 1212 | 2 | 20 | 12 | 139939.718 | 139.9397 | 7.7993 | 11755.5 | 0 | 0 | 0 | 0 | 0 | 0 | 0 | 7.7993 | 11755.5 | 0 | 0 | 0 | 0 | 0 | 0 | 0 | 7.7993 | 11755.5 | 0 | 0 | 0 | 0 | 0 | 0 | 0 | -132.1404 | -132.1404 | -132.1404
[20 empty] | 1213 | 2020-02-20 12:00 | 1213 | 2 | 20 | 13 | 181675.26 | 181.6753 | 7.7993 | 11608.9 | 0 | 0 | 0 | 0 | 0 | 0 | 0 | 7.7993 | 11608.9 | 0 | 0 | 0 | 0 | 0 | 0 | 0 | 7.7993 | 11608.9 | 0 | 0 | 0 | 0 | 0 | 0 | 0 | -173.8759 | -173.8759 | -173.8759
[20 empty] | 1214 | 2020-02-20 13:00 | 1214 | 2 | 20 | 14 | 238020.009 | 238.02 | 7.7993 | 11608.9 | 0 | 0 | 0 | 0 | 0 | 0 | 0 | 7.7993 | 11608.9 | 0 | 0 | 0 | 0 | 0 | 0 | 0 | 7.7993 | 11608.9 | 0 | 0 | 0 | 0 | 0 | 0 | 0 | -230.2207 | -230.2207 | -230.2207
[20 empty] | 1215 | 2020-02-20 14:00 | 1215 | 2 | 20 | 15 | 148579.548 | 148.5795 | 7.7993 | 11462.2 | 0 | 0 | 0 | 0 | 0 | 0 | 0 | 7.7993 | 11462.2 | 0 | 0 | 0 | 0 | 0 | 0 | 0 | 7.7993 | 11462.2 | 0 | 0 | 0 | 0 | 0 | 0 | 0 | -140.7802 | -140.7802 | -140.7802
[20 empty] | 1216 | 2020-02-20 15:00 | 1216 | 2 | 20 | 16 | 135466.584 | 135.4666 | 7.7993 | 11535.5 | 0 | 0 | 0 | 0 | 0 | 0 | 0 | 7.7993 | 11535.5 | 0 | 0 | 0 | 0 | 0 | 0 | 0 | 7.7993 | 11535.5 | 0 | 0 | 0 | 0 | 0 | 0 | 0 | -127.6673 | -127.6673 | -127.6673
[20 empty] | 1217 | 2020-02-20 16:00 | 1217 | 2 | 20 | 17 | 45241.645 | 45.2416 | 7.7993 | 11535.5 | 0 | 0 | 0 | 0 | 0 | 0 | 0 | 7.7993 | 11535.5 | 0 | 0 | 0 | 0 | 0 | 0 | 0 | 7.7993 | 11535.5 | 0 | 0 | 0 | 0 | 0 | 0 | 0 | -37.4423 | -37.4423 | -37.4423
[20 empty] | 1218 | 2020-02-20 17:00 | 1218 | 2 | 20 | 18 | 0 | 0 | 7.8094 | 11608.9 | 0 | 0 | 0 | 0 | 0 | 0 | 0 | 7.8094 | 11608.9 | 0 | 0 | 0 | 0 | 0 | 0 | 0 | 7.8094 | 11608.9 | 0 | 0 | 0 | 0 | 0 | 0 | 0 | 7.8094 | 7.8094 | 7.8094
[20 empty] | 1219 | 2020-02-20 18:00 | 1219 | 2 | 20 | 19 | 0 | 0 | 7.8094 | 11682.2 | 0 | 0 | 0 | 0 | 0 | 0 | 0 | 7.8094 | 11682.2 | 0 | 0 | 0 | 0 | 0 | 0 | 0 | 7.8094 | 11682.2 | 0 | 0 | 0 | 0 | 0 | 0 | 0 | 7.8094 | 7.8094 | 7.8094
[20 empty] | 1220 | 2020-02-20 19:00 | 1220 | 2 | 20 | 20 | 0 | 0 | 7.8094 | 11682.2 | 0 | 0 | 0 | 0 | 0 | 0 | 0 | 7.8094 | 11682.2 | 0 | 0 | 0 | 0 | 0 | 0 | 0 | 7.8094 | 11682.2 | 0 | 0 | 0 | 0 | 0 | 0 | 0 | 7.8094 | 7.8094 | 7.8094
[20 empty] | 1221 | 2020-02-20 20:00 | 1221 | 2 | 20 | 21 | 0 | 0 | 7.8094 | 11755.5 | 0 | 0 | 0 | 0 | 0 | 0 | 0 | 7.8094 | 11755.5 | 0 | 0 | 0 | 0 | 0 | 0 | 0 | 7.8094 | 11755.5 | 0 | 0 | 0 | 0 | 0 | 0 | 0 | 7.8094 | 7.8094 | 7.8094
[20 empty] | 1222 | 2020-02-20 21:00 | 1222 | 2 | 20 | 22 | 0 | 0 | 7.8094 | 11828.9 | 0 | 0 | 0 | 0 | 0 | 0 | 0 | 7.8094 | 11828.9 | 0 | 0 | 0 | 0 | 0 | 0 | 0 | 7.8094 | 11828.9 | 0 | 0 | 0 | 0 | 0 | 0 | 0 | 7.8094 | 7.8094 | 7.8094
[20 empty] | 1223 | 2020-02-20 22:00 | 1223 | 2 | 20 | 23 | 0 | 0 | 7.8094 | 11828.9 | 0 | 0 | 0 | 0 | 0 | 0 | 0 | 7.8094 | 11828.9 | 0 | 0 | 0 | 0 | 0 | 0 | -19.7435 | 9.1077 | 11828.9 | 0 | 0 | 0 | 0 | 0 | 0 | 0 | 7.8094 | 7.8094 | 9.1077
[20 empty] | 1224 | 2020-02-20 23:00 | 1224 | 2 | 20 | 24 | 0 | 0 | 7.8094 | 11828.9 | 0 | 0 | 0 | 0 | 0 | 0 | 0 | 7.8094 | 11828.9 | 0 | 0 | 0 | 0 | 0 | 0 | -389.976 | 9.1077 | 11828.9 | 0 | 0 | 0 | 0 | 0 | 0 | 0 | 7.8094 | 7.8094 | 9.1077
[20 empty] | 1225 | 2020-02-21 | 1225 | 2 | 21 | 1 | 0 | 0 | 7.8094 | 11828.9 | 0 | 0 | 0 | 0 | 0 | 0 | 0 | 9.0495 | 11828.9 | 0 | 0 | 0 | 0 | 0 | 0 | -713.206 | 9.1077 | 11828.9 | 0 | 0 | 0 | 0 | 0 | 0 | -294.239 | 7.8094 | 9.0495 | 9.1077
[20 empty] | 1226 | 2020-02-21 01:00 | 1226 | 2 | 21 | 2 | 0 | 0 | 9.0804 | 11828.9 | 0 | 0 | 0 | 0 | 0 | 0 | -125.213 | 9.0495 | 11828.9 | 0 | 0 | 0 | 0 | 0 | 0 | -999.682 | 9.1077 | 11828.9 | 0 | 0 | 0 | 0 | 0 | 0 | -597.786 | 9.0804 | 9.0495 | 9.1077
[20 empty] | 1227 | 2020-02-21 02:00 | 1227 | 2 | 21 | 3 | 0 | 0 | 9.0804 | 11902.2 | 0 | 0 | 0 | 0 | 0 | 0 | -460.936 | 9.0495 | 11902.2 | 0 | 0 | 0 | 0 | 0 | 0 | -1507.89 | 9.1077 | 11902.2 | 0 | 0 | 0 | 0 | 0 | 0 | -916.758 | 9.0804 | 9.0495 | 9.1077
[20 empty] | 1228 | 2020-02-21 03:00 | 1228 | 2 | 21 | 4 | 0 | 0 | 9.0804 | 11975.5 | 0 | 0 | 0 | 0 | 0 | 0 | -763.242 | 9.0495 | 11975.5 | 0 | 0 | 0 | 0 | 0 | 0 | -2285.96 | 9.1077 | 11975.5 | 0 | 0 | 0 | 0 | 0 | 0 | -1288.88 | 9.0804 | 9.0495 | 9.1077
[20 empty] | 1229 | 2020-02-21 04:00 | 1229 | 2 | 21 | 5 | 0 | 0 | 9.0804 | 11975.5 | 0 | 0 | 0 | 0 | 0 | 0 | -1003.55 | 9.0495 | 11975.5 | 0 | 0 | 0 | 0 | 0 | 0 | -2900.84 | 9.1077 | 11975.5 | 0 | 0 | 0 | 0 | 0 | 0 | -1930.77 | 9.0804 | 9.0495 | 9.1077
[20 empty] | 1230 | 2020-02-21 05:00 | 1230 | 2 | 21 | 6 | 0 | 0 | 9.0804 | 12048.8 | 0 | 0 | 0 | 0 | 0 | 0 | -1488.85 | 9.0495 | 12048.8 | 0 | 0 | 0 | 0 | 0 | 0 | -3741.42 | 9.1077 | 12048.8 | 0 | 0 | 0 | 0 | 0 | 0 | -2601.59 | 9.0804 | 9.0495 | 9.1077
[20 empty] | 1231 | 2020-02-21 06:00 | 1231 | 2 | 21 | 7 | 0 | 0 | 9.0804 | 12048.8 | 0 | 0 | 0 | 0 | 0 | 0 | -2050.86 | 9.0495 | 12048.8 | 0 | 0 | 0 | 171347 | 171.347 | 0 | -4774.19 | 9.1077 | 183395 | 0 | 0 | 0 | 0 | 0 | 0 | -3130.82 | 9.0804 | 9.0495 | 9.1077
[20 empty] | 1232 | 2020-02-21 07:00 | 1232 | 2 | 21 | 8 | 35699.642 | 35.6996 | 9.0763 | 12048.8 | 0 | 0 | 0 | 0 | 0 | 0 | -1819.89 | 9.0445 | 12048.8 | 0 | 0 | 0 | 0 | 0 | 0 | -3874.74 | 9.102 | 12048.8 | 0 | 0 | 0 | 0 | 0 | 0 | -2629.37 | -26.6233 | -26.6552 | -26.5976
[20 empty] | 1233 | 2020-02-21 08:00 | 1233 | 2 | 21 | 9 | 115766.262 | 115.7663 | 9.0725 | 11755.5 | 0 | 0 | 0 | 0 | 0 | 0 | -1249.38 | 9.0408 | 11755.5 | 0 | 0 | 0 | 0 | 0 | 0 | -1676.72 | 9.0982 | 11755.5 | 0 | 0 | 0 | 0 | 0 | 0 | -1464.51 | -106.6937 | -106.7255 | -106.668
[20 empty] | 1234 | 2020-02-21 09:00 | 1234 | 2 | 21 | 10 | 185759.844 | 185.7598 | 9.0714 | 11608.9 | 0 | 0 | 0 | 0 | 0 | 0 | -1307.45 | 9.0398 | 11608.9 | 0 | 0 | 0 | 0 | 0 | 0 | -1582.02 | 9.0977 | 11608.9 | 0 | 0 | 0 | 0 | 0 | 0 | -1464.86 | -176.6885 | -176.7201 | -176.6621
[20 empty] | 1235 | 2020-02-21 10:00 | 1235 | 2 | 21 | 11 | 233824.381 | 233.8244 | 9.0703 | 11608.9 | 0 | 0 | 0 | 0 | 0 | 0 | -1489.67 | 9.0394 | 11608.9 | 0 | 0 | 0 | 0 | 0 | 0 | -1841.85 | 9.0977 | 11608.9 | 0 | 0 | 0 | 0 | 0 | 0 | -1726.89 | -224.7541 | -224.7849 | -224.7267
[20 empty] | 1236 | 2020-02-21 11:00 | 1236 | 2 | 21 | 12 | 258026.474 | 258.0265 | 9.0703 | 11242.2 | 0 | 0 | 0 | 0 | 0 | 0 | -1266.59 | 9.0394 | 11242.2 | 0 | 0 | 0 | 0 | 0 | 0 | -1351.85 | 9.0977 | 11242.2 | 0 | 0 | 0 | 0 | 0 | 0 | -1318.55 | -248.9562 | -248.987 | -248.9288
[20 empty] | 1237 | 2020-02-21 12:00 | 1237 | 2 | 21 | 13 | 259136.298 | 259.1363 | 9.0703 | 11095.6 | 0 | 0 | 0 | 0 | 0 | 0 | -1130.35 | 9.0394 | 11095.6 | 0 | 0 | 0 | 0 | 0 | 0 | -1101.95 | 9.0977 | 11095.6 | 0 | 0 | 0 | 0 | 0 | 0 | -1123.77 | -250.066 | -250.0969 | -250.0386
[20 empty] | 1238 | 2020-02-21 13:00 | 1238 | 2 | 21 | 14 | 237371.131 | 237.3711 | 9.0703 | 11095.6 | 0 | 0 | 0 | 0 | 0 | 0 | -1099.01 | 9.0394 | 11095.6 | 0 | 0 | 0 | 0 | 0 | 0 | -1001.47 | 9.0977 | 11095.6 | 0 | 0 | 0 | 0 | 0 | 0 | -1056.41 | -228.3008 | -228.3317 | -228.2734
[20 empty] | 1239 | 2020-02-21 14:00 | 1239 | 2 | 21 | 15 | 196679.36 | 196.6794 | 9.0703 | 11022.3 | 0 | 0 | 0 | 0 | 0 | 0 | -1001.23 | 9.0394 | 11022.3 | 0 | 0 | 0 | 0 | 0 | 0 | -843.898 | 9.0977 | 11022.3 | 0 | 0 | 0 | 0 | 0 | 0 | -927.56 | -187.609 | -187.6399 | -187.5817
[20 empty] | 1240 | 2020-02-21 15:00 | 1240 | 2 | 21 | 16 | 135219.889 | 135.2199 | 9.0703 | 11095.6 | 0 | 0 | 0 | 0 | 0 | 0 | -1004.86 | 9.0394 | 11095.6 | 0 | 0 | 0 | 0 | 0 | 0 | -830.037 | 9.0977 | 11095.6 | 0 | 0 | 0 | 0 | 0 | 0 | -921.526 | -126.1496 | -126.1804 | -126.1222
[20 empty] | 1241 | 2020-02-21 16:00 | 1241 | 2 | 21 | 17 | 46646.294 | 46.6463 | 9.0703 | 11095.6 | 0 | 0 | 0 | 0 | 0 | 0 | -991.093 | 9.0394 | 11095.6 | 0 | 0 | 0 | 0 | 0 | 0 | -824.742 | 9.0977 | 11095.6 | 0 | 0 | 0 | 0 | 0 | 0 | -911.467 | -37.576 | -37.6069 | -37.5486
[20 empty] | 1242 | 2020-02-21 17:00 | 1242 | 2 | 21 | 18 | 0 | 0 | 9.0755 | 11462.2 | 0 | 0 | 0 | 0 | 0 | 0 | -1392.2 | 9.0442 | 11462.2 | 0 | 0 | 0 | 0 | 0 | 0 | -1345.1 | 9.1025 | 11462.2 | 0 | 0 | 0 | 0 | 0 | 0 | -1372.34 | 9.0755 | 9.0442 | 9.1025
[20 empty] | 1243 | 2020-02-21 18:00 | 1243 | 2 | 21 | 19 | 0 | 0 | 9.0804 | 11388.9 | 0 | 0 | 0 | 0 | 0 | 0 | -1678.71 | 9.0495 | 11388.9 | 0 | 0 | 0 | 0 | 0 | 0 | -1690.59 | 9.1077 | 11388.9 | 0 | 0 | 0 | 0 | 0 | 0 | -1729.69 | 9.0804 | 9.0495 | 9.1077
[20 empty] | 1244 | 2020-02-21 19:00 | 1244 | 2 | 21 | 20 | 0 | 0 | 9.0804 | 11388.9 | 0 | 0 | 0 | 0 | 0 | 0 | -2018.01 | 9.0495 | 11388.9 | 0 | 0 | 0 | 0 | 0 | 0 | -2172.55 | 9.1077 | 11388.9 | 0 | 0 | 0 | 0 | 0 | 0 | -2136.08 | 9.0804 | 9.0495 | 9.1077
[20 empty] | 1245 | 2020-02-21 20:00 | 1245 | 2 | 21 | 21 | 0 | 0 | 9.0804 | 11388.9 | 0 | 0 | 0 | 0 | 0 | 0 | -2369.99 | 9.0495 | 11388.9 | 0 | 0 | 0 | 0 | 0 | 0 | -2641.52 | 9.1077 | 11388.9 | 0 | 0 | 0 | 0 | 0 | 0 | -2542.67 | 9.0804 | 9.0495 | 9.1077
[20 empty] | 1246 | 2020-02-21 21:00 | 1246 | 2 | 21 | 22 | 0 | 0 | 9.0804 | 11388.9 | 0 | 0 | 0 | 0 | 0 | 0 | -2722.64 | 9.0495 | 11388.9 | 0 | 0 | 0 | 0 | 0 | 0 | -3303.2 | 9.1077 | 11388.9 | 0 | 0 | 0 | 0 | 0 | 0 | -2943 | 9.0804 | 9.0495 | 9.1077
[20 empty] | 1247 | 2020-02-21 22:00 | 1247 | 2 | 21 | 23 | 0 | 0 | 9.0804 | 11388.9 | 0 | 0 | 0 | 0 | 0 | 0 | -3068.93 | 9.0495 | 11388.9 | 0 | 0 | 0 | 0 | 0 | 0 | -4242.39 | 9.1077 | 11388.9 | 0 | 0 | 0 | 0 | 0 | 0 | -3474.82 | 9.0804 | 9.0495 | 9.1077
[20 empty] | 1248 | 2020-02-21 23:00 | 1248 | 2 | 21 | 24 | 0 | 0 | 9.0804 | 11315.6 | 0 | 0 | 0 | 0 | 0 | 0 | -3288.46 | 9.0495 | 11315.6 | 0 | 0 | 0 | 0 | 0 | 0 | -4922.02 | 9.1077 | 11315.6 | 0 | 0 | 0 | 0 | 0 | 0 | -3924.42 | 9.0804 | 9.0495 | 9.1077
[20 empty] | 1249 | 2020-02-22 | 1249 | 2 | 22 | 1 | 0 | 0 | 8.6198 | 11315.6 | 0 | 0 | 0 | 0 | 0 | 0 | -3650.22 | 8.589 | 11315.6 | 0 | 0 | 0 | 0 | 0 | 0 | -5723.81 | 8.6472 | 11315.6 | 0 | 0 | 0 | 0 | 0 | 0 | -4638.29 | 8.6198 | 8.589 | 8.6472
[20 empty] | 1250 | 2020-02-22 01:00 | 1250 | 2 | 22 | 2 | 0 | 0 | 8.6198 | 11315.6 | 0 | 0 | 0 | 0 | 0 | 0 | -4128.75 | 8.589 | 11315.6 | 0 | 0 | 0 | 0 | 0 | 0 | -6507.18 | 8.6472 | 11315.6 | 0 | 0 | 0 | 0 | 0 | 0 | -5401.07 | 8.6198 | 8.589 | 8.6472
[20 empty] | 1251 | 2020-02-22 02:00 | 1251 | 2 | 22 | 3 | 0 | 0 | 8.6198 | 11242.2 | 0 | 0 | 0 | 0 | 0 | 0 | -4528.68 | 8.589 | 11242.2 | 0 | 0 | 0 | 0 | 0 | 0 | -6950.2 | 8.6472 | 11242.2 | 0 | 0 | 0 | 0 | 0 | 0 | -5853.92 | 8.6198 | 8.589 | 8.6472
[20 empty] | 1252 | 2020-02-22 03:00 | 1252 | 2 | 22 | 4 | 0 | 0 | 8.6198 | 11095.6 | 0 | 0 | 0 | 0 | 0 | 0 | -4628.41 | 8.589 | 11095.6 | 0 | 0 | 0 | 0 | 0 | 0 | -6909.06 | 8.6472 | 11095.6 | 0 | 0 | 0 | 0 | 0 | 0 | -5870.53 | 8.6198 | 8.589 | 8.6472
[20 empty] | 1253 | 2020-02-22 04:00 | 1253 | 2 | 22 | 5 | 0 | 0 | 30.075 | 851047 | 10.0801 | 34.3933 | 0 | 839951 | 839.951 | 77026.3 | -697101 | 32.3939 | 906316 | 11.2685 | 38.4481 | 0 | 945190 | 945.19 | 95977.7 | -807443 | 34.9252 | 956285 | 12.5602 | 42.8554 | 0 | 895221 | 895.221 | 86107.2 | -752585 | 30.075 | 32.3939 | 34.9252
[20 empty] | 1254 | 2020-02-22 05:00 | 1254 | 2 | 22 | 6 | 0 | 0 | 35.6449 | 804766 | 14.0687 | 48.0024 | 0 | 793744 | 793.744 | 107504 | -683999 | 38.8782 | 853938 | 16.1643 | 55.1526 | 0 | 897259 | 897.259 | 140813 | -786626 | 42.3836 | 908281 | 18.4276 | 62.875 | 0 | 842916 | 842.916 | 123518 | -736865 | 35.6449 | 38.8782 | 42.3836
[20 empty] | 1255 | 2020-02-22 06:00 | 1255 | 2 | 22 | 7 | 0 | 0 | 38.8218 | 824765 | 15.059 | 51.3813 | 0 | 791454 | 791.454 | 115072 | -683241 | 42.2078 | 871909 | 17.308 | 59.0549 | 0 | 885865 | 885.865 | 150210 | -777042 | 45.7861 | 919176 | 19.6574 | 67.071 | 0 | 838598 | 838.598 | 132258 | -734157 | 38.8218 | 42.2078 | 45.7861
[20 empty] | 1256 | 2020-02-22 07:00 | 1256 | 2 | 22 | 8 | 8661.735 | 8.6617 | 99.2049 | 907055 | 0.87419 | 2.9827 | 0 | 824034 | 824.034 | 6680.05 | -713570 | 100.15 | 951833 | 0.97109 | 3.3134 | 0 | 918491 | 918.491 | 8179.24 | -808220 | 101.19 | 1001510 | 1.0704 | 3.6522 | 0 | 868812 | 868.812 | 7420.52 | -763073 | 90.5432 | 91.4883 | 92.5283
[20 empty] | 1257 | 2020-02-22 08:00 | 1257 | 2 | 22 | 9 | 3723.45 | 3.7234 | 134.767 | 1049130 | 1.0991 | 3.7501 | 0 | 966334 | 966.334 | 8398.65 | -865757 | 135.487 | 1086450 | 1.2024 | 4.1027 | 0 | 1046820 | 1046.82 | 9994.83 | -950040 | 136.359 | 1129620 | 1.308 | 4.4628 | 0 | 1003650 | 1003.65 | 9188.23 | -911178 | 131.0435 | 131.7636 | 132.6356
[20 empty] | 1258 | 2020-02-22 09:00 | 1258 | 2 | 22 | 10 | 8508.089 | 8.5081 | 142.006 | 1003510 | 1.3401 | 4.5724 | 0 | 945417 | 945.417 | 10240.1 | -834390 | 142.638 | 1030300 | 1.4433 | 4.9244 | 0 | 1011380 | 1011.38 | 11834.2 | -902615 | 143.519 | 1069470 | 1.5487 | 5.2841 | 0 | 972215 | 972.215 | 11028.6 | -868284 | 133.4979 | 134.1299 | 135.0109
[20 empty] | 1259 | 2020-02-22 10:00 | 1259 | 2 | 22 | 11 | 10868.444 | 10.8684 | 143.302 | 976431 | 1.329 | 4.5344 | 0 | 918268 | 918.268 | 10155 | -808762 | 143.951 | 1004190 | 1.4322 | 4.8865 | 0 | 985027 | 985.027 | 11749.2 | -876680 | 144.847 | 1043190 | 1.5376 | 5.2462 | 0 | 946024 | 946.024 | 10943.6 | -842554 | 132.4336 | 133.0826 | 133.9786
[20 empty] | 1260 | 2020-02-22 11:00 | 1260 | 2 | 22 | 12 | 64287.075 | 64.2871 | 121.638 | 1011180 | 1.0967 | 3.7419 | 0 | 884518 | 884.518 | 8380.28 | -777124 | 122.537 | 1037210 | 1.1998 | 4.0937 | 0 | 946425 | 946.425 | 9972.94 | -839577 | 123.651 | 1073080 | 1.3051 | 4.4531 | 0 | 910555 | 910.555 | 9168.12 | -808528 | 57.3509 | 58.2499 | 59.3639
[20 empty] | 1261 | 2020-02-22 12:00 | 1261 | 2 | 22 | 13 | 18198.014 | 18.198 | 145.068 | 952703 | 1.0973 | 3.744 | 0 | 826044 | 826.044 | 8384.87 | -717261 | 145.903 | 977081 | 1.2005 | 4.0959 | 0 | 883806 | 883.806 | 9978.38 | -774260 | 146.971 | 1010470 | 1.3058 | 4.4555 | 0 | 850422 | 850.422 | 9173.13 | -745716 | 126.87 | 127.705 | 128.773
[20 empty] | 1262 | 2020-02-22 13:00 | 1262 | 2 | 22 | 14 | 59795.316 | 59.7953 | 96.1989 | 906061 | 1.0975 | 3.7447 | 0 | 811719 | 811.719 | 8386.43 | -702454 | 97.2234 | 928735 | 1.2007 | 4.0967 | 0 | 865882 | 865.882 | 9980.26 | -755721 | 98.4455 | 960224 | 1.3061 | 4.4563 | 0 | 834393 | 834.393 | 9174.85 | -729023 | 36.4036 | 37.4281 | 38.6502
[20 empty] | 1263 | 2020-02-22 14:00 | 1263 | 2 | 22 | 15 | 7339.571 | 7.3396 | 92.5486 | 896451 | 1.0975 | 3.7446 | 0 | 838141 | 838.141 | 8386.31 | -724187 | 93.2683 | 922919 | 1.2007 | 4.0967 | 0 | 900935 | 900.935 | 9980.09 | -786530 | 94.1728 | 959244 | 1.306 | 4.4562 | 0 | 864609 | 864.609 | 9174.71 | -755224 | 85.209 | 85.9287 | 86.8332
[20 empty] | 1264 | 2020-02-22 15:00 | 1264 | 2 | 22 | 16 | 2855.816 | 2.8558 | 78.6886 | 932458 | 1.3401 | 4.5723 | 0 | 873929 | 873.929 | 10240 | -759926 | 79.6487 | 962853 | 1.4433 | 4.9244 | 0 | 945430 | 945.43 | 11834.1 | -831861 | 80.7602 | 1003960 | 1.5487 | 5.2841 | 0 | 904324 | 904.324 | 11028.5 | -795699 | 75.8328 | 76.7929 | 77.9044
[20 empty] | 1265 | 2020-02-22 16:00 | 1265 | 2 | 22 | 17 | 27935.496 | 27.9355 | 76.6979 | 891602 | 1.3396 | 4.5705 | 0 | 857998 | 857.998 | 10236.1 | -749968 | 77.6657 | 921778 | 1.4427 | 4.9225 | 0 | 928128 | 928.128 | 11829.6 | -820353 | 78.7709 | 961733 | 1.5481 | 5.2821 | 0 | 888173 | 888.173 | 11024.3 | -785048 | 48.7624 | 49.7302 | 50.8354
[20 empty] | 1266 | 2020-02-22 17:00 | 1266 | 2 | 22 | 18 | 0 | 0 | 14.6733 | 33677.8 | 0 | 0 | 0 | 0 | 0 | 0 | 0 | 14.6733 | 33677.8 | 0 | 0 | 0 | 0 | 0 | 0 | 0 | 14.6733 | 33677.8 | 0 | 0 | 0 | 0 | 0 | 0 | 0 | 14.6733 | 14.6733 | 14.6733
[20 empty] | 1267 | 2020-02-22 18:00 | 1267 | 2 | 22 | 19 | 0 | 0 | 13.7561 | 33677.8 | 0 | 0 | 0 | 0 | 0 | 0 | 0 | 13.7561 | 33677.8 | 0 | 0 | 0 | 0 | 0 | 0 | 0 | 13.7561 | 33677.8 | 0 | 0 | 0 | 0 | 0 | 0 | 0 | 13.7561 | 13.7561 | 13.7561
[20 empty] | 1268 | 2020-02-22 19:00 | 1268 | 2 | 22 | 20 | 0 | 0 | 10.3718 | 33604.4 | 0 | 0 | 0 | 0 | 0 | 0 | 0 | 10.3718 | 33604.4 | 0 | 0 | 0 | 0 | 0 | 0 | 0 | 10.3718 | 33604.4 | 0 | 0 | 0 | 0 | 0 | 0 | 0 | 10.3718 | 10.3718 | 10.3718
[20 empty] | 1269 | 2020-02-22 20:00 | 1269 | 2 | 22 | 21 | 0 | 0 | 8.8603 | 11462.2 | 0 | 0 | 0 | 0 | 0 | 0 | 0 | 8.8603 | 11462.2 | 0 | 0 | 0 | 0 | 0 | 0 | 0 | 8.8603 | 11462.2 | 0 | 0 | 0 | 0 | 0 | 0 | 0 | 8.8603 | 8.8603 | 8.8603
[20 empty] | 1270 | 2020-02-22 21:00 | 1270 | 2 | 22 | 22 | 0 | 0 | 7.3488 | 11535.5 | 0 | 0 | 0 | 0 | 0 | 0 | 0 | 7.3488 | 11535.5 | 0 | 0 | 0 | 0 | 0 | 0 | 0 | 7.3488 | 11535.5 | 0 | 0 | 0 | 0 | 0 | 0 | 0 | 7.3488 | 7.3488 | 7.3488
[20 empty] | 1271 | 2020-02-22 22:00 | 1271 | 2 | 22 | 23 | 0 | 0 | 7.3488 | 11535.5 | 0 | 0 | 0 | 0 | 0 | 0 | 0 | 7.3488 | 11535.5 | 0 | 0 | 0 | 0 | 0 | 0 | 0 | 7.3488 | 11535.5 | 0 | 0 | 0 | 0 | 0 | 0 | 0 | 7.3488 | 7.3488 | 7.3488
[20 empty] | 1272 | 2020-02-22 23:00 | 1272 | 2 | 22 | 24 | 0 | 0 | 7.3488 | 11682.2 | 0 | 0 | 0 | 0 | 0 | 0 | 0 | 7.3488 | 11682.2 | 0 | 0 | 0 | 0 | 0 | 0 | 0 | 7.3488 | 11682.2 | 0 | 0 | 0 | 0 | 0 | 0 | 0 | 7.3488 | 7.3488 | 7.3488
[20 empty] | 1273 | 2020-02-23 | 1273 | 2 | 23 | 1 | 0 | 0 | 7.3488 | 11828.9 | 0 | 0 | 0 | 0 | 0 | 0 | 0 | 7.3488 | 11828.9 | 0 | 0 | 0 | 0 | 0 | 0 | 0 | 7.3488 | 11828.9 | 0 | 0 | 0 | 0 | 0 | 0 | 0 | 7.3488 | 7.3488 | 7.3488
[20 empty] | 1274 | 2020-02-23 01:00 | 1274 | 2 | 23 | 2 | 0 | 0 | 7.3488 | 11828.9 | 0 | 0 | 0 | 0 | 0 | 0 | 0 | 7.3488 | 11828.9 | 0 | 0 | 0 | 0 | 0 | 0 | 0 | 7.3488 | 11828.9 | 0 | 0 | 0 | 0 | 0 | 0 | 0 | 7.3488 | 7.3488 | 7.3488
[20 empty] | 1275 | 2020-02-23 02:00 | 1275 | 2 | 23 | 3 | 0 | 0 | 7.3488 | 11902.2 | 0 | 0 | 0 | 0 | 0 | 0 | 0 | 7.3488 | 11902.2 | 0 | 0 | 0 | 0 | 0 | 0 | 0 | 7.3488 | 11902.2 | 0 | 0 | 0 | 0 | 0 | 0 | 0 | 7.3488 | 7.3488 | 7.3488
[20 empty] | 1276 | 2020-02-23 03:00 | 1276 | 2 | 23 | 4 | 0 | 0 | 7.3488 | 11975.5 | 0 | 0 | 0 | 0 | 0 | 0 | 0 | 7.3488 | 11975.5 | 0 | 0 | 0 | 0 | 0 | 0 | 0 | 7.3488 | 11975.5 | 0 | 0 | 0 | 0 | 0 | 0 | 0 | 7.3488 | 7.3488 | 7.3488
[20 empty] | 1277 | 2020-02-23 04:00 | 1277 | 2 | 23 | 5 | 0 | 0 | 34.7866 | 899414 | 14.9039 | 50.8521 | 0 | 887439 | 887.439 | 113887 | -688003 | 37.3403 | 940353 | 16.3454 | 55.7705 | 0 | 981793 | 981.793 | 135718 | -783337 | 39.9701 | 993768 | 17.7609 | 60.6002 | 0 | 928378 | 928.378 | 124901 | -737962 | 34.7866 | 37.3403 | 39.9701
[20 empty] | 1278 | 2020-02-23 05:00 | 1278 | 2 | 23 | 6 | 0 | 0 | 39.9431 | 783142 | 18.5499 | 63.2923 | 0 | 771166 | 771.166 | 141747 | -660520 | 43.23 | 819310 | 20.7338 | 70.7437 | 0 | 850916 | 850.916 | 175378 | -738620 | 46.6576 | 862891 | 22.951 | 78.3088 | 0 | 807335 | 807.335 | 158435 | -699940 | 39.9431 | 43.23 | 46.6576
[20 empty] | 1279 | 2020-02-23 06:00 | 1279 | 2 | 23 | 7 | 0 | 0 | 42.5062 | 780134 | 18.9913 | 64.7983 | 0 | 745796 | 745.796 | 145120 | -637376 | 45.7758 | 813801 | 21.1612 | 72.202 | 0 | 819473 | 819.473 | 178640 | -708964 | 49.1988 | 853811 | 23.3779 | 79.7654 | 0 | 779463 | 779.463 | 161701 | -673737 | 42.5062 | 45.7758 | 49.1988
[20 empty] | 1280 | 2020-02-23 07:00 | 1280 | 2 | 23 | 8 | 39944.699 | 39.9447 | 97.9326 | 870576 | 0.87416 | 2.9826 | 0 | 786528 | 786.528 | 6679.78 | -676208 | 98.8293 | 915789 | 0.97105 | 3.3132 | 0 | 884356 | 884.356 | 8178.92 | -772605 | 99.8317 | 968404 | 1.0703 | 3.652 | 0 | 831741 | 831.741 | 7420.21 | -724820 | 57.9879 | 58.8846 | 59.887
[20 empty] | 1281 | 2020-02-23 08:00 | 1281 | 2 | 23 | 9 | 121222.234 | 121.2222 | 134.774 | 991514 | 1.3475 | 4.5978 | 0 | 907686 | 907.686 | 10297.1 | -804573 | 135.705 | 1032420 | 1.4507 | 4.95 | 0 | 1000710 | 1000.71 | 11891.5 | -900147 | 136.81 | 1084530 | 1.5562 | 5.3097 | 0 | 948592 | 948.592 | 11085.8 | -851930 | 13.5518 | 14.4828 | 15.5878
[20 empty] | 1282 | 2020-02-23 09:00 | 1282 | 2 | 23 | 10 | 190584.093 | 190.5841 | 140.749 | 895927 | 1.3402 | 4.5727 | 0 | 837103 | 837.103 | 10240.8 | -730328 | 141.586 | 934000 | 1.4433 | 4.9246 | 0 | 922652 | 922.652 | 11834.2 | -816057 | 142.712 | 981475 | 1.5487 | 5.2842 | 0 | 875176 | 875.176 | 11029 | -772983 | -49.8351 | -48.9981 | -47.8721
[20 empty] | 1283 | 2020-02-23 10:00 | 1283 | 2 | 23 | 11 | 238075.369 | 238.0754 | 141.772 | 876989 | 1.3286 | 4.5333 | 0 | 818165 | 818.165 | 10152.5 | -708228 | 142.641 | 914620 | 1.4318 | 4.8853 | 0 | 902736 | 902.736 | 11746.3 | -792376 | 143.806 | 961559 | 1.5372 | 5.2449 | 0 | 855796 | 855.796 | 10940.9 | -750066 | -96.3034 | -95.4344 | -94.2694
[20 empty] | 1284 | 2020-02-23 11:00 | 1284 | 2 | 23 | 12 | 264043.582 | 264.0436 | 122.188 | 909906 | 1.3281 | 4.5316 | 0 | 783247 | 783.247 | 10148.8 | -675193 | 123.23 | 945473 | 1.4313 | 4.8835 | 0 | 863125 | 863.125 | 11742 | -753807 | 124.455 | 989784 | 1.5366 | 5.2429 | 0 | 818814 | 818.814 | 10936.9 | -714170 | -141.8556 | -140.8136 | -139.5886
[20 empty] | 1285 | 2020-02-23 12:00 | 1285 | 2 | 23 | 13 | 267503.628 | 267.5036 | 144.119 | 837419 | 1.0974 | 3.7445 | 0 | 710761 | 710.761 | 8385.96 | -605452 | 145.222 | 869582 | 1.2006 | 4.0965 | 0 | 782577 | 782.577 | 9979.67 | -674464 | 146.466 | 909236 | 1.306 | 4.4561 | 0 | 742923 | 742.923 | 9174.32 | -639603 | -123.3846 | -122.2816 | -121.0376
[20 empty] | 1286 | 2020-02-23 13:00 | 1286 | 2 | 23 | 14 | 246512.953 | 246.513 | 95.8216 | 800623 | 1.0974 | 3.7445 | 0 | 704514 | 704.514 | 8385.95 | -597363 | 96.935 | 828259 | 1.2006 | 4.0965 | 0 | 766237 | 766.237 | 9979.71 | -656530 | 98.1615 | 862345 | 1.306 | 4.4561 | 0 | 732151 | 732.151 | 9174.33 | -627115 | -150.6914 | -149.578 | -148.3515
[20 empty] | 1287 | 2020-02-23 14:00 | 1287 | 2 | 23 | 15 | 205467.82 | 205.4678 | 92.3131 | 767601 | 1.315 | 4.4866 | 0 | 708997 | 708.997 | 10048.1 | -603302 | 93.3807 | 788675 | 1.4181 | 4.8387 | 0 | 759042 | 759.042 | 11641.8 | -651038 | 94.6046 | 817645 | 1.5235 | 5.1983 | 0 | 730071 | 730.071 | 10836.5 | -626669 | -113.1547 | -112.0871 | -110.8632
[20 empty] | 1288 | 2020-02-23 15:00 | 1288 | 2 | 23 | 16 | 142402.532 | 142.4025 | 77.4954 | 803303 | 1.3397 | 4.5712 | 0 | 744553 | 744.553 | 10237.5 | -632947 | 78.6279 | 822830 | 1.4429 | 4.9232 | 0 | 792371 | 792.371 | 11831.2 | -678838 | 79.8982 | 851121 | 1.5483 | 5.2828 | 0 | 764080 | 764.08 | 11025.9 | -655375 | -64.9071 | -63.7746 | -62.5043
[20 empty] | 1289 | 2020-02-23 16:00 | 1289 | 2 | 23 | 17 | 61359.092 | 61.3591 | 75.3479 | 773767 | 1.3397 | 4.5712 | 0 | 739869 | 739.869 | 10237.5 | -631577 | 76.4801 | 793472 | 1.4429 | 4.9232 | 0 | 787450 | 787.45 | 11831.2 | -677231 | 77.7593 | 821348 | 1.5483 | 5.2828 | 0 | 759574 | 759.574 | 11025.9 | -654040 | 13.9888 | 15.121 | 16.4002
[20 empty] | 1290 | 2020-02-23 17:00 | 1290 | 2 | 23 | 18 | 0 | 0 | 14.6733 | 34044.5 | 0 | 0 | 0 | 0 | 0 | 0 | 0 | 14.6733 | 34044.5 | 0 | 0 | 0 | 0 | 0 | 0 | 0 | 14.6733 | 34044.5 | 0 | 0 | 0 | 0 | 0 | 0 | 0 | 14.6733 | 14.6733 | 14.6733
[20 empty] | 1291 | 2020-02-23 18:00 | 1291 | 2 | 23 | 19 | 0 | 0 | 13.7561 | 34191.2 | 0 | 0 | 0 | 0 | 0 | 0 | 0 | 13.7561 | 34191.2 | 0 | 0 | 0 | 0 | 0 | 0 | 0 | 13.7561 | 34191.2 | 0 | 0 | 0 | 0 | 0 | 0 | 0 | 13.7561 | 13.7561 | 13.7561
[20 empty] | 1292 | 2020-02-23 19:00 | 1292 | 2 | 23 | 20 | 0 | 0 | 10.3718 | 34191.2 | 0 | 0 | 0 | 0 | 0 | 0 | 0 | 10.3718 | 34191.2 | 0 | 0 | 0 | 0 | 0 | 0 | 0 | 10.3718 | 34191.2 | 0 | 0 | 0 | 0 | 0 | 0 | 0 | 10.3718 | 10.3718 | 10.3718
[20 empty] | 1293 | 2020-02-23 20:00 | 1293 | 2 | 23 | 21 | 0 | 0 | 8.8603 | 12048.8 | 0 | 0 | 0 | 0 | 0 | 0 | 0 | 8.8603 | 12048.8 | 0 | 0 | 0 | 0 | 0 | 0 | 0 | 8.8603 | 12048.8 | 0 | 0 | 0 | 0 | 0 | 0 | 0 | 8.8603 | 8.8603 | 8.8603
[20 empty] | 1294 | 2020-02-23 21:00 | 1294 | 2 | 23 | 22 | 0 | 0 | 7.3488 | 12195.5 | 0 | 0 | 0 | 0 | 0 | 0 | 0 | 7.3488 | 12195.5 | 0 | 0 | 0 | 0 | 0 | 0 | 0 | 7.3488 | 12195.5 | 0 | 0 | 0 | 0 | 0 | 0 | 0 | 7.3488 | 7.3488 | 7.3488
[20 empty] | 1295 | 2020-02-23 22:00 | 1295 | 2 | 23 | 23 | 0 | 0 | 7.3488 | 12195.5 | 0 | 0 | 0 | 0 | 0 | 0 | 0 | 7.3488 | 12195.5 | 0 | 0 | 0 | 0 | 0 | 0 | 0 | 7.3488 | 12195.5 | 0 | 0 | 0 | 0 | 0 | 0 | 0 | 7.3488 | 7.3488 | 7.3488
[20 empty] | 1296 | 2020-02-23 23:00 | 1296 | 2 | 23 | 24 | 0 | 0 | 7.3488 | 12195.5 | 0 | 0 | 0 | 0 | 0 | 0 | 0 | 7.3488 | 12195.5 | 0 | 0 | 0 | 0 | 0 | 0 | 0 | 7.3488 | 12195.5 | 0 | 0 | 0 | 0 | 0 | 0 | 0 | 7.3488 | 7.3488 | 7.3488
[20 empty] | 1297 | 2020-02-24 | 1297 | 2 | 24 | 1 | 0 | 0 | 7.3488 | 12195.5 | 0 | 0 | 0 | 0 | 0 | 0 | 0 | 7.3488 | 12195.5 | 0 | 0 | 0 | 0 | 0 | 0 | 0 | 7.3488 | 12195.5 | 0 | 0 | 0 | 0 | 0 | 0 | 0 | 7.3488 | 7.3488 | 7.3488
[20 empty] | 1298 | 2020-02-24 01:00 | 1298 | 2 | 24 | 2 | 0 | 0 | 7.3488 | 12195.5 | 0 | 0 | 0 | 0 | 0 | 0 | 0 | 7.3488 | 12195.5 | 0 | 0 | 0 | 0 | 0 | 0 | 0 | 7.3488 | 12195.5 | 0 | 0 | 0 | 0 | 0 | 0 | 0 | 7.3488 | 7.3488 | 7.3488
[20 empty] | 1299 | 2020-02-24 02:00 | 1299 | 2 | 24 | 3 | 0 | 0 | 7.3488 | 12195.5 | 0 | 0 | 0 | 0 | 0 | 0 | 0 | 7.3488 | 12195.5 | 0 | 0 | 0 | 0 | 0 | 0 | 0 | 7.3488 | 12195.5 | 0 | 0 | 0 | 0 | 0 | 0 | 0 | 7.3488 | 7.3488 | 7.3488
[20 empty] | 1300 | 2020-02-24 03:00 | 1300 | 2 | 24 | 4 | 0 | 0 | 7.3488 | 12268.8 | 0 | 0 | 0 | 0 | 0 | 0 | 0 | 7.3488 | 12268.8 | 0 | 0 | 0 | 0 | 0 | 0 | 0 | 7.3488 | 12268.8 | 0 | 0 | 0 | 0 | 0 | 0 | 0 | 7.3488 | 7.3488 | 7.3488
[20 empty] | 1301 | 2020-02-24 04:00 | 1301 | 2 | 24 | 5 | 0 | 0 | 36.1778 | 872362 | 16.3619 | 55.8268 | 0 | 860094 | 860.094 | 125028 | -659255 | 38.8279 | 904422 | 17.9119 | 61.1154 | 0 | 939144 | 939.144 | 148766 | -738230 | 41.5903 | 951413 | 19.4685 | 66.4265 | 0 | 892153 | 892.153 | 136872 | -699553 | 36.1778 | 38.8279 | 41.5903
[20 empty] | 1302 | 2020-02-24 05:00 | 1302 | 2 | 24 | 6 | 0 | 0 | 40.9004 | 744159 | 19.6006 | 66.8772 | 0 | 731817 | 731.817 | 149776 | -621014 | 44.1773 | 776180 | 21.7813 | 74.3178 | 0 | 802997 | 802.997 | 183529 | -689618 | 47.6172 | 815339 | 24.0177 | 81.9484 | 0 | 763838 | 763.838 | 166440 | -655488 | 40.9004 | 44.1773 | 47.6172
[20 empty] | 1303 | 2020-02-24 06:00 | 1303 | 2 | 24 | 7 | 0 | 0 | 43.2797 | 740241 | 19.8557 | 67.7476 | 0 | 705536 | 705.536 | 151725 | -598443 | 46.554 | 771414 | 22.0348 | 75.1827 | 0 | 774065 | 774.065 | 185461 | -664107 | 49.9916 | 808770 | 24.2706 | 82.8113 | 0 | 736710 | 736.71 | 168377 | -631584 | 43.2797 | 46.554 | 49.9916
[20 empty] | 1304 | 2020-02-24 07:00 | 1304 | 2 | 24 | 8 | 41464.839 | 41.4648 | 97.8163 | 857550 | 0.87415 | 2.9826 | 0 | 773135 | 773.135 | 6679.76 | -662522 | 98.711 | 903677 | 0.97105 | 3.3132 | 0 | 873884 | 873.884 | 8178.91 | -761359 | 99.715 | 958299 | 1.0703 | 3.652 | 0 | 819262 | 819.262 | 7420.21 | -711698 | 56.3515 | 57.2462 | 58.2502
[20 empty] | 1305 | 2020-02-24 08:00 | 1305 | 2 | 24 | 9 | 124007.444 | 124.0074 | 134.832 | 983689 | 1.3451 | 4.5896 | 0 | 899494 | 899.494 | 10278.8 | -795878 | 135.811 | 1027350 | 1.4483 | 4.9416 | 0 | 997646 | 997.646 | 11872.5 | -896570 | 136.958 | 1081840 | 1.5537 | 5.3013 | 0 | 943153 | 943.153 | 11067.2 | -845867 | 10.8246 | 11.8036 | 12.9506
[20 empty] | 1306 | 2020-02-24 09:00 | 1306 | 2 | 24 | 10 | 193825.151 | 193.8252 | 141.033 | 882620 | 1.3404 | 4.5735 | 0 | 823430 | 823.43 | 10242.6 | -716681 | 141.842 | 924907 | 1.4436 | 4.9255 | 0 | 916798 | 916.798 | 11836.3 | -809979 | 142.948 | 975988 | 1.549 | 5.2851 | 0 | 865717 | 865.717 | 11031 | -763267 | -52.7922 | -51.9832 | -50.8772
[20 empty] | 1307 | 2020-02-24 10:00 | 1307 | 2 | 24 | 11 | 239842.656 | 239.8427 | 142.04 | 866980 | 1.3397 | 4.5712 | 0 | 807789 | 807.789 | 10237.4 | -697782 | 142.787 | 909275 | 1.4429 | 4.9232 | 0 | 901080 | 901.08 | 11831.2 | -790501 | 143.917 | 960271 | 1.5483 | 5.2828 | 0 | 850085 | 850.085 | 11025.8 | -744094 | -97.8027 | -97.0557 | -95.9257
[20 empty] | 1308 | 2020-02-24 11:00 | 1308 | 2 | 24 | 12 | 264542.924 | 264.5429 | 122.093 | 870295 | 1.3259 | 4.5241 | 0 | 743636 | 743.636 | 10132 | -642582 | 123.14 | 907128 | 1.4291 | 4.8761 | 0 | 824491 | 824.491 | 11725.7 | -721451 | 124.371 | 951150 | 1.5345 | 5.2357 | 0 | 780469 | 780.469 | 10920.4 | -681887 | -142.4499 | -141.4029 | -140.1719
[20 empty] | 1309 | 2020-02-24 12:00 | 1309 | 2 | 24 | 13 | 268226.027 | 268.226 | 143.979 | 783500 | 1.0974 | 3.7444 | 0 | 656841 | 656.841 | 8385.85 | -556931 | 145.097 | 814543 | 1.2006 | 4.0964 | 0 | 724673 | 724.673 | 9979.6 | -621200 | 146.326 | 851332 | 1.306 | 4.456 | 0 | 687884 | 687.884 | 9174.22 | -589042 | -124.247 | -123.129 | -121.9
[20 empty] | 1310 | 2020-02-24 13:00 | 1310 | 2 | 24 | 14 | 248230.886 | 248.2309 | 95.8714 | 746578 | 1.0974 | 3.7444 | 0 | 650546 | 650.546 | 8385.82 | -546065 | 96.9643 | 770740 | 1.2006 | 4.0964 | 0 | 705546 | 705.546 | 9979.56 | -597877 | 98.2017 | 801578 | 1.306 | 4.456 | 0 | 674707 | 674.707 | 9174.19 | -571679 | -152.3595 | -151.2666 | -150.0292
[20 empty] | 1311 | 2020-02-24 14:00 | 1311 | 2 | 24 | 15 | 208599.015 | 208.599 | 91.0448 | 700483 | 1.0976 | 3.7451 | 0 | 642027 | 642.027 | 8387.47 | -541107 | 92.089 | 714106 | 1.2008 | 4.0972 | 0 | 675178 | 675.178 | 9981.53 | -572310 | 93.287 | 733634 | 1.3062 | 4.4569 | 0 | 655650 | 655.65 | 9175.99 | -556584 | -117.5542 | -116.51 | -115.312
[20 empty] | 1312 | 2020-02-24 15:00 | 1312 | 2 | 24 | 16 | 146201.814 | 146.2018 | 77.2604 | 717509 | 1.3082 | 4.4637 | 0 | 659052 | 659.052 | 9996.77 | -554349 | 78.3792 | 727791 | 1.4114 | 4.8157 | 0 | 686384 | 686.384 | 11590.2 | -579661 | 79.6343 | 744841 | 1.5168 | 5.1752 | 0 | 669334 | 669.334 | 10785 | -566694 | -68.9414 | -67.8226 | -66.5675
[20 empty] | 1313 | 2020-02-24 16:00 | 1313 | 2 | 24 | 17 | 64841.813 | 64.8418 | 75.2036 | 684423 | 1.3259 | 4.5241 | 0 | 650819 | 650.819 | 10132 | -546927 | 76.3234 | 694998 | 1.4291 | 4.8761 | 0 | 678222 | 678.222 | 11725.7 | -572233 | 77.5907 | 711827 | 1.5345 | 5.2357 | 0 | 661394 | 661.394 | 10920.4 | -559410 | 10.3618 | 11.4816 | 12.7489
[20 empty] | 1314 | 2020-02-24 17:00 | 1314 | 2 | 24 | 18 | 1049.433 | 1.0494 | 14.6733 | 33824.4 | 0 | 0 | 0 | 0 | 0 | 0 | 0 | 14.6733 | 33824.4 | 0 | 0 | 0 | 0 | 0 | 0 | 0 | 14.6733 | 33824.4 | 0 | 0 | 0 | 0 | 0 | 0 | 0 | 13.6239 | 13.6239 | 13.6239
[20 empty] | 1315 | 2020-02-24 18:00 | 1315 | 2 | 24 | 19 | 0 | 0 | 13.7561 | 33824.4 | 0 | 0 | 0 | 0 | 0 | 0 | 0 | 13.7561 | 33824.4 | 0 | 0 | 0 | 0 | 0 | 0 | 0 | 13.7561 | 33824.4 | 0 | 0 | 0 | 0 | 0 | 0 | 0 | 13.7561 | 13.7561 | 13.7561
[20 empty] | 1316 | 2020-02-24 19:00 | 1316 | 2 | 24 | 20 | 0 | 0 | 10.3718 | 33824.4 | 0 | 0 | 0 | 0 | 0 | 0 | 0 | 10.3718 | 33824.4 | 0 | 0 | 0 | 0 | 0 | 0 | 0 | 10.3718 | 33824.4 | 0 | 0 | 0 | 0 | 0 | 0 | 0 | 10.3718 | 10.3718 | 10.3718
[20 empty] | 1317 | 2020-02-24 20:00 | 1317 | 2 | 24 | 21 | 0 | 0 | 8.8603 | 11682.2 | 0 | 0 | 0 | 0 | 0 | 0 | 0 | 8.8603 | 11682.2 | 0 | 0 | 0 | 0 | 0 | 0 | 0 | 8.8603 | 11682.2 | 0 | 0 | 0 | 0 | 0 | 0 | 0 | 8.8603 | 8.8603 | 8.8603
[20 empty] | 1318 | 2020-02-24 21:00 | 1318 | 2 | 24 | 22 | 0 | 0 | 7.3488 | 11755.5 | 0 | 0 | 0 | 0 | 0 | 0 | 0 | 7.3488 | 11755.5 | 0 | 0 | 0 | 0 | 0 | 0 | 0 | 7.3488 | 11755.5 | 0 | 0 | 0 | 0 | 0 | 0 | 0 | 7.3488 | 7.3488 | 7.3488
[20 empty] | 1319 | 2020-02-24 22:00 | 1319 | 2 | 24 | 23 | 0 | 0 | 7.3488 | 11755.5 | 0 | 0 | 0 | 0 | 0 | 0 | 0 | 7.3488 | 11755.5 | 0 | 0 | 0 | 0 | 0 | 0 | 0 | 7.3488 | 11755.5 | 0 | 0 | 0 | 0 | 0 | 0 | 0 | 7.3488 | 7.3488 | 7.3488
[20 empty] | 1320 | 2020-02-24 23:00 | 1320 | 2 | 24 | 24 | 0 | 0 | 7.3488 | 11975.5 | 0 | 0 | 0 | 0 | 0 | 0 | 0 | 7.3488 | 11975.5 | 0 | 0 | 0 | 0 | 0 | 0 | 0 | 7.3488 | 11975.5 | 0 | 0 | 0 | 0 | 0 | 0 | 0 | 7.3488 | 7.3488 | 7.3488
[20 empty] | 1321 | 2020-02-25 | 1321 | 2 | 25 | 1 | 0 | 0 | 7.3488 | 11975.5 | 0 | 0 | 0 | 0 | 0 | 0 | 0 | 7.3488 | 11975.5 | 0 | 0 | 0 | 0 | 0 | 0 | 0 | 7.3488 | 11975.5 | 0 | 0 | 0 | 0 | 0 | 0 | 0 | 7.3488 | 7.3488 | 7.3488
[20 empty] | 1322 | 2020-02-25 01:00 | 1322 | 2 | 25 | 2 | 0 | 0 | 7.3488 | 11975.5 | 0 | 0 | 0 | 0 | 0 | 0 | 0 | 7.3488 | 11975.5 | 0 | 0 | 0 | 0 | 0 | 0 | 0 | 7.3488 | 11975.5 | 0 | 0 | 0 | 0 | 0 | 0 | 0 | 7.3488 | 7.3488 | 7.3488
[20 empty] | 1323 | 2020-02-25 02:00 | 1323 | 2 | 25 | 3 | 0 | 0 | 7.3488 | 12122.2 | 0 | 0 | 0 | 0 | 0 | 0 | 0 | 7.3488 | 12122.2 | 0 | 0 | 0 | 0 | 0 | 0 | 0 | 7.3488 | 12122.2 | 0 | 0 | 0 | 0 | 0 | 0 | 0 | 7.3488 | 7.3488 | 7.3488
[20 empty] | 1324 | 2020-02-25 03:00 | 1324 | 2 | 25 | 4 | 0 | 0 | 7.3488 | 12122.2 | 0 | 0 | 0 | 0 | 0 | 0 | 0 | 7.3488 | 12122.2 | 0 | 0 | 0 | 0 | 0 | 0 | 0 | 7.3488 | 12122.2 | 0 | 0 | 0 | 0 | 0 | 0 | 0 | 7.3488 | 7.3488 | 7.3488
[20 empty] | 1325 | 2020-02-25 04:00 | 1325 | 2 | 25 | 5 | 0 | 0 | 37.2326 | 828405 | 17.4468 | 59.5285 | 0 | 816283 | 816.283 | 133318 | -612222 | 40.0159 | 853325 | 19.1368 | 65.2948 | 0 | 880992 | 880.992 | 159324 | -675372 | 42.9289 | 893114 | 20.8501 | 71.1405 | 0 | 841202 | 841.202 | 146232 | -644382 | 37.2326 | 40.0159 | 42.9289
[20 empty] | 1326 | 2020-02-25 05:00 | 1326 | 2 | 25 | 6 | 0 | 0 | 35.6776 | 675685 | 16.4002 | 55.9575 | 0 | 663489 | 663.489 | 125320 | -556224 | 38.2325 | 701548 | 18.1096 | 61.79 | 0 | 733449 | 733.449 | 189622 | -622183 | 48.3615 | 745645 | 24.8151 | 84.6691 | 0 | 689352 | 689.352 | 138383 | -583501 | 35.6776 | 38.2325 | 48.3615
[20 empty] | 1327 | 2020-02-25 06:00 | 1327 | 2 | 25 | 7 | 0 | 0 | 31.6424 | 666335 | 12.3596 | 42.171 | 0 | 631704 | 631.704 | 94444.5 | -527186 | 33.3892 | 690635 | 13.5255 | 46.149 | 0 | 686748 | 686.748 | 112539 | -578635 | 35.2698 | 721379 | 14.7275 | 50.2502 | 0 | 656004 | 656.004 | 103354 | -552613 | 31.6424 | 33.3892 | 35.2698
[20 empty] | 1328 | 2020-02-25 07:00 | 1328 | 2 | 25 | 8 | 39750.214 | 39.7502 | 97.6378 | 801461 | 0.87401 | 2.9821 | 0 | 717119 | 717.119 | 6678.7 | -607934 | 98.4866 | 844677 | 0.9709 | 3.3127 | 0 | 811626 | 811.626 | 8177.59 | -699065 | 99.4567 | 895968 | 1.0702 | 3.6514 | 0 | 760335 | 760.335 | 7419.03 | -652988 | 57.8876 | 58.7364 | 59.7065
[20 empty] | 1329 | 2020-02-25 08:00 | 1329 | 2 | 25 | 9 | 117609.648 | 117.6096 | 134.423 | 896875 | 1.34 | 4.572 | 0 | 812974 | 812.974 | 10239.4 | -713580 | 135.293 | 936385 | 1.4432 | 4.9241 | 0 | 900819 | 900.819 | 11833.4 | -801179 | 136.397 | 984721 | 1.5486 | 5.2838 | 0 | 852484 | 852.484 | 11027.9 | -756964 | 16.8134 | 17.6834 | 18.7874
[20 empty] | 1330 | 2020-02-25 09:00 | 1330 | 2 | 25 | 10 | 182547.163 | 182.5472 | 140.418 | 786610 | 1.3147 | 4.4858 | 0 | 727787 | 727.787 | 10046.2 | -624481 | 141.242 | 822728 | 1.4179 | 4.8377 | 0 | 807128 | 807.128 | 11639.7 | -701315 | 142.367 | 865952 | 1.5232 | 5.1973 | 0 | 763904 | 763.904 | 10834.5 | -662767 | -42.1292 | -41.3052 | -40.1802
[20 empty] | 1331 | 2020-02-25 10:00 | 1331 | 2 | 25 | 11 | 222940.845 | 222.9408 | 141.245 | 769771 | 1.3085 | 4.4645 | 0 | 710947 | 710.947 | 9998.59 | -603462 | 142.226 | 804912 | 1.4117 | 4.8165 | 0 | 788630 | 788.63 | 11592.3 | -678215 | 143.412 | 847453 | 1.517 | 5.1761 | 0 | 746089 | 746.089 | 10787 | -640607 | -81.6958 | -80.7148 | -79.5288
[20 empty] | 1332 | 2020-02-25 11:00 | 1332 | 2 | 25 | 12 | 242802.871 | 242.8029 | 121.842 | 796240 | 1.3087 | 4.4653 | 0 | 669581 | 669.581 | 10000.4 | -566903 | 122.912 | 827521 | 1.4119 | 4.8174 | 0 | 737507 | 737.507 | 11594.5 | -631526 | 124.148 | 864166 | 1.5173 | 5.1771 | 0 | 700862 | 700.862 | 10788.9 | -599523 | -120.9609 | -119.8909 | -118.6549
[20 empty] | 1333 | 2020-02-25 12:00 | 1333 | 2 | 25 | 13 | 247069.243 | 247.0692 | 143.892 | 732477 | 1.098 | 3.7465 | 0 | 605818 | 605.818 | 8390.59 | -504082 | 145.006 | 758420 | 1.2013 | 4.0987 | 0 | 662255 | 662.255 | 9985.24 | -556857 | 146.229 | 788914 | 1.3067 | 4.4586 | 0 | 631761 | 631.761 | 9179.41 | -530857 | -103.1772 | -102.0632 | -100.8402
[20 empty] | 1334 | 2020-02-25 13:00 | 1334 | 2 | 25 | 14 | 235167.862 | 235.1679 | 95.6721 | 685090 | 1.082 | 3.6919 | 0 | 589049 | 589.049 | 8268.3 | -489109 | 96.7608 | 704904 | 1.1852 | 4.0439 | 0 | 634818 | 634.818 | 9861.71 | -531250 | 97.9959 | 730858 | 1.2906 | 4.4034 | 0 | 608863 | 608.863 | 9056.5 | -509766 | -139.4958 | -138.4071 | -137.172
[20 empty] | 1335 | 2020-02-25 14:00 | 1335 | 2 | 25 | 15 | 198824.812 | 198.8248 | 92.1016 | 640390 | 1.2914 | 4.4064 | 0 | 581860 | 581.86 | 9868.33 | -485334 | 93.1527 | 653856 | 1.3946 | 4.7585 | 0 | 614484 | 614.484 | 11580.7 | -515096 | 94.456 | 673013 | 1.5155 | 5.171 | 0 | 595326 | 595.326 | 10657 | -499809 | -106.7232 | -105.6721 | -104.3688
[20 empty] | 1336 | 2020-02-25 15:00 | 1336 | 2 | 25 | 16 | 141023.188 | 141.0232 | 77.1644 | 672833 | 1.3087 | 4.4654 | 0 | 614230 | 614.23 | 10000.5 | -510648 | 78.2883 | 683950 | 1.4119 | 4.8175 | 0 | 642930 | 642.93 | 11594.5 | -536966 | 79.548 | 701533 | 1.5173 | 5.1771 | 0 | 625347 | 625.347 | 10789 | -523381 | -63.8588 | -62.7349 | -61.4752
[20 empty] | 1337 | 2020-02-25 16:00 | 1337 | 2 | 25 | 17 | 63086.113 | 63.0861 | 75.1277 | 643037 | 1.3259 | 4.5241 | 0 | 609286 | 609.286 | 10132.1 | -507677 | 76.2505 | 654714 | 1.4291 | 4.8761 | 0 | 638618 | 638.618 | 11725.8 | -534667 | 77.5206 | 672369 | 1.5345 | 5.2357 | 0 | 620963 | 620.963 | 10920.4 | -520890 | 12.0416 | 13.1644 | 14.4345
[20 empty] | 1338 | 2020-02-25 17:00 | 1338 | 2 | 25 | 18 | 1176.547 | 1.1765 | 14.6733 | 33971.1 | 0 | 0 | 0 | 0 | 0 | 0 | 0 | 14.6733 | 33971.1 | 0 | 0 | 0 | 0 | 0 | 0 | 0 | 14.6733 | 33971.1 | 0 | 0 | 0 | 0 | 0 | 0 | 0 | 13.4968 | 13.4968 | 13.4968
[20 empty] | 1339 | 2020-02-25 18:00 | 1339 | 2 | 25 | 19 | 0 | 0 | 13.7561 | 33897.8 | 0 | 0 | 0 | 0 | 0 | 0 | 0 | 13.7561 | 33897.8 | 0 | 0 | 0 | 0 | 0 | 0 | 0 | 13.7561 | 33897.8 | 0 | 0 | 0 | 0 | 0 | 0 | 0 | 13.7561 | 13.7561 | 13.7561
[20 empty] | 1340 | 2020-02-25 19:00 | 1340 | 2 | 25 | 20 | 0 | 0 | 10.3718 | 33897.8 | 0 | 0 | 0 | 0 | 0 | 0 | 0 | 10.3718 | 33897.8 | 0 | 0 | 0 | 0 | 0 | 0 | 0 | 10.3718 | 33897.8 | 0 | 0 | 0 | 0 | 0 | 0 | 0 | 10.3718 | 10.3718 | 10.3718
[20 empty] | 1341 | 2020-02-25 20:00 | 1341 | 2 | 25 | 21 | 0 | 0 | 8.8603 | 11462.2 | 0 | 0 | 0 | 0 | 0 | 0 | 0 | 8.8603 | 11462.2 | 0 | 0 | 0 | 0 | 0 | 0 | 0 | 8.8603 | 11462.2 | 0 | 0 | 0 | 0 | 0 | 0 | 0 | 8.8603 | 8.8603 | 8.8603
[20 empty] | 1342 | 2020-02-25 21:00 | 1342 | 2 | 25 | 22 | 0 | 0 | 7.3488 | 11462.2 | 0 | 0 | 0 | 0 | 0 | 0 | 0 | 7.3488 | 11462.2 | 0 | 0 | 0 | 0 | 0 | 0 | 0 | 7.3488 | 11462.2 | 0 | 0 | 0 | 0 | 0 | 0 | 0 | 7.3488 | 7.3488 | 7.3488
[20 empty] | 1343 | 2020-02-25 22:00 | 1343 | 2 | 25 | 23 | 0 | 0 | 7.3488 | 11462.2 | 0 | 0 | 0 | 0 | 0 | 0 | 0 | 7.3488 | 11462.2 | 0 | 0 | 0 | 0 | 0 | 0 | 0 | 7.3488 | 11462.2 | 0 | 0 | 0 | 0 | 0 | 0 | 0 | 7.3488 | 7.3488 | 7.3488
[20 empty] | 1344 | 2020-02-25 23:00 | 1344 | 2 | 25 | 24 | 0 | 0 | 7.3488 | 11462.2 | 0 | 0 | 0 | 0 | 0 | 0 | 0 | 7.3488 | 11462.2 | 0 | 0 | 0 | 0 | 0 | 0 | 0 | 7.3488 | 11462.2 | 0 | 0 | 0 | 0 | 0 | 0 | 0 | 7.3488 | 7.3488 | 7.3488
[20 empty] | 1345 | 2020-02-26 | 1345 | 2 | 26 | 1 | 0 | 0 | 7.3488 | 11462.2 | 0 | 0 | 0 | 0 | 0 | 0 | 0 | 7.3488 | 11462.2 | 0 | 0 | 0 | 0 | 0 | 0 | 0 | 7.3488 | 11462.2 | 0 | 0 | 0 | 0 | 0 | 0 | 0 | 7.3488 | 7.3488 | 7.3488
[20 empty] | 1346 | 2020-02-26 01:00 | 1346 | 2 | 26 | 2 | 0 | 0 | 7.3488 | 11462.2 | 0 | 0 | 0 | 0 | 0 | 0 | 0 | 7.3488 | 11462.2 | 0 | 0 | 0 | 0 | 0 | 0 | 0 | 7.3488 | 11462.2 | 0 | 0 | 0 | 0 | 0 | 0 | 0 | 7.3488 | 7.3488 | 7.3488
[20 empty] | 1347 | 2020-02-26 02:00 | 1347 | 2 | 26 | 3 | 0 | 0 | 7.3488 | 11755.5 | 0 | 0 | 0 | 0 | 0 | 0 | 0 | 7.3488 | 11755.5 | 0 | 0 | 0 | 0 | 0 | 0 | 0 | 7.3488 | 11755.5 | 0 | 0 | 0 | 0 | 0 | 0 | 0 | 7.3488 | 7.3488 | 7.3488
[20 empty] | 1348 | 2020-02-26 03:00 | 1348 | 2 | 26 | 4 | 0 | 0 | 7.3488 | 11682.2 | 0 | 0 | 0 | 0 | 0 | 0 | 0 | 7.3488 | 11682.2 | 0 | 0 | 0 | 0 | 0 | 0 | 0 | 7.3488 | 11682.2 | 0 | 0 | 0 | 0 | 0 | 0 | 0 | 7.3488 | 7.3488 | 7.3488
[20 empty] | 1349 | 2020-02-26 04:00 | 1349 | 2 | 26 | 5 | 0 | 0 | 38.8035 | 756224 | 19.0283 | 64.9246 | 0 | 744542 | 744.542 | 145403 | -553887 | 35.2301 | 674187 | 16.6677 | 56.8702 | 0 | 692873 | 692.873 | 138239 | -502880 | 37.5903 | 704555 | 18.0908 | 61.7258 | 0 | 662505 | 662.505 | 127364 | -480625 | 38.8035 | 35.2301 | 37.5903
[20 empty] | 1350 | 2020-02-26 05:00 | 1350 | 2 | 26 | 6 | 0 | 0 | 24.1238 | 563565 | 8.8911 | 30.3364 | 0 | 552176 | 552.176 | 67940.3 | -461086 | 25.8273 | 602804 | 9.9177 | 33.8393 | 0 | 625152 | 625.152 | 114478 | -528397 | 33.5012 | 636541 | 14.9813 | 51.1162 | 0 | 591415 | 591.415 | 75785.3 | -499484 | 24.1238 | 25.8273 | 33.5012
[20 empty] | 1351 | 2020-02-26 06:00 | 1351 | 2 | 26 | 7 | 0 | 0 | 20.9484 | 562547 | 5.3541 | 18.2681 | 0 | 528723 | 528.723 | 40912.7 | -432180 | 21.5309 | 587483 | 5.7428 | 19.5943 | 0 | 585533 | 585.533 | 79156.3 | -483747 | 28.4976 | 619358 | 10.3589 | 35.3446 | 0 | 553659 | 553.659 | 43882.8 | -456810 | 20.9484 | 21.5309 | 28.4976
[20 empty] | 1352 | 2020-02-26 07:00 | 1352 | 2 | 26 | 8 | 39861.838 | 39.8618 | 98.7966 | 669270 | 0.87483 | 2.9849 | 0 | 585735 | 585.735 | 6684.91 | -484831 | 99.8271 | 710774 | 0.97155 | 3.3149 | 0 | 670234 | 670.234 | 8181.77 | -563431 | 100.972 | 753768 | 1.0707 | 3.6533 | 0 | 627239 | 627.239 | 7423.99 | -525782 | 58.9348 | 59.9653 | 61.1102
[20 empty] | 1353 | 2020-02-26 08:00 | 1353 | 2 | 26 | 9 | 80871.655 | 80.8717 | 133.939 | 774305 | 1.3078 | 4.4622 | 0 | 691064 | 691.064 | 9993.44 | -591220 | 134.755 | 812499 | 1.4109 | 4.8141 | 0 | 770111 | 770.111 | 11586.4 | -667153 | 135.844 | 853352 | 1.5163 | 5.1735 | 0 | 729258 | 729.258 | 10781.4 | -630900 | 53.0673 | 53.8833 | 54.9723
[20 empty] | 1354 | 2020-02-26 09:00 | 1354 | 2 | 26 | 10 | 80100.193 | 80.1002 | 139.596 | 675245 | 1.2797 | 4.3664 | 0 | 617008 | 617.008 | 9778.94 | -516866 | 140.538 | 708751 | 1.3828 | 4.7182 | 0 | 683429 | 683.429 | 11371.5 | -579458 | 141.751 | 741666 | 1.4882 | 5.0776 | 0 | 650514 | 650.514 | 10566.7 | -550900 | 59.4958 | 60.4378 | 61.6508
[20 empty] | 1355 | 2020-02-26 10:00 | 1355 | 2 | 26 | 11 | 5710.61 | 5.7106 | 141.277 | 644478 | 1.2581 | 4.2925 | 0 | 586241 | 586.241 | 9613.38 | -486885 | 142.158 | 675668 | 1.3612 | 4.6444 | 0 | 651039 | 651.039 | 11206.8 | -546992 | 143.256 | 709275 | 1.4666 | 5.004 | 0 | 617432 | 617.432 | 10401.6 | -518320 | 135.5664 | 136.4474 | 137.5454
[20 empty] | 1356 | 2020-02-26 11:00 | 1356 | 2 | 26 | 12 | 45747.069 | 45.7471 | 120.235 | 669678 | 1.0829 | 3.6948 | 0 | 543019 | 543.019 | 8274.61 | -450153 | 121.292 | 697155 | 1.1861 | 4.0469 | 0 | 599691 | 599.691 | 9869.23 | -501961 | 122.5 | 726350 | 1.2915 | 4.4068 | 0 | 570496 | 570.496 | 9063.4 | -477275 | 74.4879 | 75.5449 | 76.7529
[20 empty] | 1357 | 2020-02-26 12:00 | 1357 | 2 | 26 | 13 | 233430.342 | 233.4303 | 143.45 | 570191 | 1.0785 | 3.6797 | 0 | 443533 | 443.533 | 8241.05 | -361942 | 144.584 | 591595 | 1.1863 | 4.0477 | 0 | 486810 | 486.81 | 9871.08 | -399898 | 145.82 | 613469 | 1.2918 | 4.4076 | 0 | 464936 | 464.936 | 9065.12 | -381932 | -89.9803 | -88.8463 | -87.6103
[20 empty] | 1358 | 2020-02-26 13:00 | 1358 | 2 | 26 | 14 | 215822.764 | 215.8228 | 95.0906 | 526323 | 1.0666 | 3.6391 | 0 | 432413 | 432.413 | 8149.97 | -347954 | 96.2492 | 543079 | 1.1762 | 4.0133 | 0 | 466648 | 466.648 | 9826.73 | -377332 | 97.5047 | 560557 | 1.286 | 4.3878 | 0 | 449169 | 449.169 | 8987.97 | -363471 | -120.7322 | -119.5736 | -118.3181
[20 empty] | 1359 | 2020-02-26 14:00 | 1359 | 2 | 26 | 15 | 176449.369 | 176.4494 | 90.2357 | 485022 | 1.0664 | 3.6384 | 0 | 427153 | 427.153 | 8148.48 | -343217 | 91.3209 | 497349 | 1.1694 | 3.9901 | 0 | 452400 | 452.4 | 9824.92 | -364641 | 92.6039 | 510270 | 1.2857 | 4.387 | 0 | 439480 | 439.48 | 8936.16 | -354587 | -86.2137 | -85.1285 | -83.8455
[20 empty] | 1360 | 2020-02-26 15:00 | 1360 | 2 | 26 | 16 | 81045.567 | 81.0456 | 76.5278 | 524093 | 1.2386 | 4.2262 | 0 | 466150 | 466.15 | 9464.93 | -375486 | 77.7378 | 534910 | 1.3527 | 4.6153 | 0 | 490423 | 490.423 | 11176.4 | -396960 | 79.0278 | 548366 | 1.4626 | 4.9904 | 0 | 476967 | 476.967 | 10336.2 | -386793 | -4.5178 | -3.3078 | -2.0178
[20 empty] | 1361 | 2020-02-26 16:00 | 1361 | 2 | 26 | 17 | 35767.41 | 35.7674 | 74.7706 | 495896 | 1.2862 | 4.3884 | 0 | 462805 | 462.805 | 9828.16 | -374059 | 75.9274 | 507038 | 1.3939 | 4.7561 | 0 | 487642 | 487.642 | 11456.7 | -396081 | 77.1923 | 520733 | 1.4993 | 5.1156 | 0 | 473947 | 473.947 | 10651.5 | -385617 | 39.0032 | 40.16 | 41.4249
[20 empty] | 1362 | 2020-02-26 17:00 | 1362 | 2 | 26 | 18 | 0 | 0 | 14.6733 | 33384.4 | 0 | 0 | 0 | 0 | 0 | 0 | 0 | 14.6733 | 33384.4 | 0 | 0 | 0 | 0 | 0 | 0 | 0 | 14.6733 | 33384.4 | 0 | 0 | 0 | 0 | 0 | 0 | 0 | 14.6733 | 14.6733 | 14.6733
[20 empty] | 1363 | 2020-02-26 18:00 | 1363 | 2 | 26 | 19 | 0 | 0 | 13.7561 | 33384.4 | 0 | 0 | 0 | 0 | 0 | 0 | 0 | 13.7561 | 33384.4 | 0 | 0 | 0 | 0 | 0 | 0 | 0 | 13.7561 | 33384.4 | 0 | 0 | 0 | 0 | 0 | 0 | 0 | 13.7561 | 13.7561 | 13.7561
[20 empty] | 1364 | 2020-02-26 19:00 | 1364 | 2 | 26 | 20 | 0 | 0 | 10.3718 | 33384.4 | 0 | 0 | 0 | 0 | 0 | 0 | 0 | 10.3718 | 33384.4 | 0 | 0 | 0 | 0 | 0 | 0 | 0 | 10.3718 | 33384.4 | 0 | 0 | 0 | 0 | 0 | 0 | 0 | 10.3718 | 10.3718 | 10.3718
[20 empty] | 1365 | 2020-02-26 20:00 | 1365 | 2 | 26 | 21 | 0 | 0 | 8.8603 | 11022.3 | 0 | 0 | 0 | 0 | 0 | 0 | 0 | 8.8603 | 11022.3 | 0 | 0 | 0 | 0 | 0 | 0 | 0 | 8.8603 | 11022.3 | 0 | 0 | 0 | 0 | 0 | 0 | 0 | 8.8603 | 8.8603 | 8.8603
[20 empty] | 1366 | 2020-02-26 21:00 | 1366 | 2 | 26 | 22 | 0 | 0 | 7.3488 | 11022.3 | 0 | 0 | 0 | 0 | 0 | 0 | 0 | 7.3488 | 11022.3 | 0 | 0 | 0 | 0 | 0 | 0 | 0 | 7.3488 | 11022.3 | 0 | 0 | 0 | 0 | 0 | 0 | 0 | 7.3488 | 7.3488 | 7.3488
[20 empty] | 1367 | 2020-02-26 22:00 | 1367 | 2 | 26 | 23 | 0 | 0 | 7.3488 | 11022.3 | 0 | 0 | 0 | 0 | 0 | 0 | 0 | 7.3488 | 11022.3 | 0 | 0 | 0 | 0 | 0 | 0 | 0 | 7.3488 | 11022.3 | 0 | 0 | 0 | 0 | 0 | 0 | 0 | 7.3488 | 7.3488 | 7.3488
[20 empty] | 1368 | 2020-02-26 23:00 | 1368 | 2 | 26 | 24 | 0 | 0 | 7.3488 | 11095.6 | 0 | 0 | 0 | 0 | 0 | 0 | 0 | 7.3488 | 11095.6 | 0 | 0 | 0 | 0 | 0 | 0 | 0 | 7.3488 | 11095.6 | 0 | 0 | 0 | 0 | 0 | 0 | 0 | 7.3488 | 7.3488 | 7.3488
[20 empty] | 1369 | 2020-02-27 | 1369 | 2 | 27 | 1 | 0 | 0 | 7.8094 | 10948.9 | 0 | 0 | 0 | 0 | 0 | 0 | 0 | 7.8094 | 10948.9 | 0 | 0 | 0 | 0 | 0 | 0 | 0 | 7.8094 | 10948.9 | 0 | 0 | 0 | 0 | 0 | 0 | 0 | 7.8094 | 7.8094 | 7.8094
[20 empty] | 1370 | 2020-02-27 01:00 | 1370 | 2 | 27 | 2 | 0 | 0 | 7.8094 | 10948.9 | 0 | 0 | 0 | 0 | 0 | 0 | 0 | 7.8094 | 10948.9 | 0 | 0 | 0 | 0 | 0 | 0 | 0 | 7.8094 | 10948.9 | 0 | 0 | 0 | 0 | 0 | 0 | 0 | 7.8094 | 7.8094 | 7.8094
[20 empty] | 1371 | 2020-02-27 02:00 | 1371 | 2 | 27 | 3 | 0 | 0 | 7.8094 | 11022.3 | 0 | 0 | 0 | 0 | 0 | 0 | 0 | 7.8094 | 11022.3 | 0 | 0 | 0 | 0 | 0 | 0 | 0 | 7.8094 | 11022.3 | 0 | 0 | 0 | 0 | 0 | 0 | 0 | 7.8094 | 7.8094 | 7.8094
[20 empty] | 1372 | 2020-02-27 03:00 | 1372 | 2 | 27 | 4 | 0 | 0 | 7.8094 | 10875.6 | 0 | 0 | 0 | 0 | 0 | 0 | 0 | 7.8094 | 10875.6 | 0 | 0 | 0 | 0 | 0 | 0 | 0 | 7.8094 | 10875.6 | 0 | 0 | 0 | 0 | 0 | 0 | 0 | 7.8094 | 7.8094 | 7.8094
[20 empty] | 1373 | 2020-02-27 04:00 | 1373 | 2 | 27 | 5 | 0 | 0 | 7.8094 | 10802.3 | 0 | 0 | 0 | 0 | 0 | 0 | 0 | 7.8094 | 10802.3 | 0 | 0 | 0 | 0 | 0 | 0 | 0 | 7.8094 | 10802.3 | 0 | 0 | 0 | 0 | 0 | 0 | 0 | 7.8094 | 7.8094 | 7.8094
[20 empty] | 1374 | 2020-02-27 05:00 | 1374 | 2 | 27 | 6 | 0 | 0 | 7.8094 | 10875.6 | 0 | 0 | 0 | 0 | 0 | 0 | 0 | 7.8094 | 10875.6 | 0 | 0 | 0 | 0 | 0 | 0 | 0 | 7.8094 | 10875.6 | 0 | 0 | 0 | 0 | 0 | 0 | 0 | 7.8094 | 7.8094 | 7.8094
[20 empty] | 1375 | 2020-02-27 06:00 | 1375 | 2 | 27 | 7 | 0 | 0 | 7.8094 | 10948.9 | 0 | 0 | 0 | 0 | 0 | 0 | 0 | 7.8094 | 10948.9 | 0 | 0 | 0 | 0 | 0 | 0 | 0 | 7.8094 | 10948.9 | 0 | 0 | 0 | 0 | 0 | 0 | 0 | 7.8094 | 7.8094 | 7.8094
[20 empty] | 1376 | 2020-02-27 07:00 | 1376 | 2 | 27 | 8 | 1843.196 | 1.8432 | 7.8086 | 10948.9 | 0 | 0 | 0 | 0 | 0 | 0 | 0 | 7.8084 | 10948.9 | 0 | 0 | 0 | 0 | 0 | 0 | 0 | 7.8083 | 10948.9 | 0 | 0 | 0 | 0 | 0 | 0 | 0 | 5.9654 | 5.9652 | 5.9651
[20 empty] | 1377 | 2020-02-27 08:00 | 1377 | 2 | 27 | 9 | 94381.66 | 94.3817 | 7.7993 | 10655.6 | 0 | 0 | 0 | 0 | 0 | 0 | 0 | 7.7993 | 10655.6 | 0 | 0 | 0 | 0 | 0 | 0 | 0 | 7.7993 | 10655.6 | 0 | 0 | 0 | 0 | 0 | 0 | 0 | -86.5823 | -86.5823 | -86.5823
[20 empty] | 1378 | 2020-02-27 09:00 | 1378 | 2 | 27 | 10 | 171981.991 | 171.982 | 7.7993 | 10435.6 | 0 | 0 | 0 | 0 | 0 | 0 | 0 | 7.7993 | 10435.6 | 0 | 0 | 0 | 0 | 0 | 0 | 0 | 7.7993 | 10435.6 | 0 | 0 | 0 | 0 | 0 | 0 | 0 | -164.1827 | -164.1827 | -164.1827
[20 empty] | 1379 | 2020-02-27 10:00 | 1379 | 2 | 27 | 11 | 215918.491 | 215.9185 | 7.7993 | 10435.6 | 0 | 0 | 0 | 0 | 0 | 0 | 0 | 7.7993 | 10435.6 | 0 | 0 | 0 | 0 | 0 | 0 | 0 | 7.7993 | 10435.6 | 0 | 0 | 0 | 0 | 0 | 0 | 0 | -208.1192 | -208.1192 | -208.1192
[20 empty] | 1380 | 2020-02-27 11:00 | 1380 | 2 | 27 | 12 | 191860.099 | 191.8601 | 7.7993 | 10289 | 0 | 0 | 0 | 0 | 0 | 0 | 0 | 7.7993 | 10289 | 0 | 0 | 0 | 0 | 0 | 0 | 0 | 7.7993 | 10289 | 0 | 0 | 0 | 0 | 0 | 0 | 0 | -184.0608 | -184.0608 | -184.0608
[20 empty] | 1381 | 2020-02-27 12:00 | 1381 | 2 | 27 | 13 | 136421.171 | 136.4212 | 7.7993 | 10362.3 | 0 | 0 | 0 | 0 | 0 | 0 | 0 | 7.7993 | 10362.3 | 0 | 0 | 0 | 0 | 0 | 0 | 0 | 7.7993 | 10362.3 | 0 | 0 | 0 | 0 | 0 | 0 | 0 | -128.6219 | -128.6219 | -128.6219
[20 empty] | 1382 | 2020-02-27 13:00 | 1382 | 2 | 27 | 14 | 36907.21 | 36.9072 | 7.7993 | 10362.3 | 0 | 0 | 0 | 0 | 0 | 0 | 0 | 7.7993 | 10362.3 | 0 | 0 | 0 | 0 | 0 | 0 | 0 | 7.7993 | 10362.3 | 0 | 0 | 0 | 0 | 0 | 0 | 0 | -29.1079 | -29.1079 | -29.1079
[20 empty] | 1383 | 2020-02-27 14:00 | 1383 | 2 | 27 | 15 | 105344.212 | 105.3442 | 7.7993 | 10435.6 | 0 | 0 | 0 | 0 | 0 | 0 | 0 | 7.7993 | 10435.6 | 0 | 0 | 0 | 0 | 0 | 0 | 0 | 7.7993 | 10435.6 | 0 | 0 | 0 | 0 | 0 | 0 | 0 | -97.5449 | -97.5449 | -97.5449
[20 empty] | 1384 | 2020-02-27 15:00 | 1384 | 2 | 27 | 16 | 5119.172 | 5.1192 | 7.7993 | 10582.3 | 0 | 0 | 0 | 0 | 0 | 0 | 0 | 7.7993 | 10582.3 | 0 | 0 | 0 | 0 | 0 | 0 | 0 | 7.7993 | 10582.3 | 0 | 0 | 0 | 0 | 0 | 0 | 0 | 2.6801 | 2.6801 | 2.6801
[20 empty] | 1385 | 2020-02-27 16:00 | 1385 | 2 | 27 | 17 | 14244.351 | 14.2444 | 7.8007 | 10582.3 | 0 | 0 | 0 | 0 | 0 | 0 | 0 | 7.8 | 10582.3 | 0 | 0 | 0 | 0 | 0 | 0 | 0 | 7.7996 | 10582.3 | 0 | 0 | 0 | 0 | 0 | 0 | 0 | -6.4436 | -6.4443 | -6.4448
[20 empty] | 1386 | 2020-02-27 17:00 | 1386 | 2 | 27 | 18 | 0 | 0 | 7.8082 | 10582.3 | 0 | 0 | 0 | 0 | 0 | 0 | 0 | 7.8081 | 10582.3 | 0 | 0 | 0 | 0 | 0 | 0 | 0 | 7.8079 | 10582.3 | 0 | 0 | 0 | 0 | 0 | 0 | 0 | 7.8082 | 7.8081 | 7.8079
[20 empty] | 1387 | 2020-02-27 18:00 | 1387 | 2 | 27 | 19 | 0 | 0 | 7.8094 | 10655.6 | 0 | 0 | 0 | 0 | 0 | 0 | 0 | 7.8094 | 10655.6 | 0 | 0 | 0 | 0 | 0 | 0 | 0 | 7.8094 | 10655.6 | 0 | 0 | 0 | 0 | 0 | 0 | 0 | 7.8094 | 7.8094 | 7.8094
[20 empty] | 1388 | 2020-02-27 19:00 | 1388 | 2 | 27 | 20 | 0 | 0 | 7.8094 | 10655.6 | 0 | 0 | 0 | 0 | 0 | 0 | 0 | 7.8094 | 10655.6 | 0 | 0 | 0 | 0 | 0 | 0 | 0 | 7.8094 | 10655.6 | 0 | 0 | 0 | 0 | 0 | 0 | 0 | 7.8094 | 7.8094 | 7.8094
[20 empty] | 1389 | 2020-02-27 20:00 | 1389 | 2 | 27 | 21 | 0 | 0 | 7.8094 | 10582.3 | 0 | 0 | 0 | 0 | 0 | 0 | 0 | 7.8094 | 10582.3 | 0 | 0 | 0 | 0 | 0 | 0 | 0 | 7.8094 | 10582.3 | 0 | 0 | 0 | 0 | 0 | 0 | 0 | 7.8094 | 7.8094 | 7.8094
[20 empty] | 1390 | 2020-02-27 21:00 | 1390 | 2 | 27 | 22 | 0 | 0 | 7.8094 | 10655.6 | 0 | 0 | 0 | 0 | 0 | 0 | 0 | 7.8094 | 10655.6 | 0 | 0 | 0 | 0 | 0 | 0 | 0 | 7.8094 | 10655.6 | 0 | 0 | 0 | 0 | 0 | 0 | 0 | 7.8094 | 7.8094 | 7.8094
[20 empty] | 1391 | 2020-02-27 22:00 | 1391 | 2 | 27 | 23 | 0 | 0 | 7.8094 | 10655.6 | 0 | 0 | 0 | 0 | 0 | 0 | 0 | 7.8094 | 10655.6 | 0 | 0 | 0 | 0 | 0 | 0 | 0 | 7.8094 | 10655.6 | 0 | 0 | 0 | 0 | 0 | 0 | 0 | 7.8094 | 7.8094 | 7.8094
[20 empty] | 1392 | 2020-02-27 23:00 | 1392 | 2 | 27 | 24 | 0 | 0 | 7.8094 | 10802.3 | 0 | 0 | 0 | 0 | 0 | 0 | 0 | 7.8094 | 10802.3 | 0 | 0 | 0 | 0 | 0 | 0 | 0 | 7.8094 | 10802.3 | 0 | 0 | 0 | 0 | 0 | 0 | 0 | 7.8094 | 7.8094 | 7.8094
[20 empty] | 1393 | 2020-02-28 | 1393 | 2 | 28 | 1 | 0 | 0 | 7.8094 | 10728.9 | 0 | 0 | 0 | 0 | 0 | 0 | 0 | 7.8094 | 10728.9 | 0 | 0 | 0 | 0 | 0 | 0 | 0 | 7.8094 | 10728.9 | 0 | 0 | 0 | 0 | 0 | 0 | 0 | 7.8094 | 7.8094 | 7.8094
[20 empty] | 1394 | 2020-02-28 01:00 | 1394 | 2 | 28 | 2 | 0 | 0 | 7.8094 | 10728.9 | 0 | 0 | 0 | 0 | 0 | 0 | 0 | 7.8094 | 10728.9 | 0 | 0 | 0 | 0 | 0 | 0 | 0 | 7.8094 | 10728.9 | 0 | 0 | 0 | 0 | 0 | 0 | 0 | 7.8094 | 7.8094 | 7.8094
[20 empty] | 1395 | 2020-02-28 02:00 | 1395 | 2 | 28 | 3 | 0 | 0 | 7.8094 | 10362.3 | 0 | 0 | 0 | 0 | 0 | 0 | 0 | 7.8094 | 10362.3 | 0 | 0 | 0 | 0 | 0 | 0 | 0 | 7.8094 | 10362.3 | 0 | 0 | 0 | 0 | 0 | 0 | 0 | 7.8094 | 7.8094 | 7.8094
[20 empty] | 1396 | 2020-02-28 03:00 | 1396 | 2 | 28 | 4 | 0 | 0 | 7.8094 | 10875.6 | 0 | 0 | 0 | 0 | 0 | 0 | 0 | 7.8094 | 10875.6 | 0 | 0 | 0 | 0 | 0 | 0 | 0 | 7.8094 | 10875.6 | 0 | 0 | 0 | 0 | 0 | 0 | 0 | 7.8094 | 7.8094 | 7.8094
[20 empty] | 1397 | 2020-02-28 04:00 | 1397 | 2 | 28 | 5 | 0 | 0 | 7.8094 | 10875.6 | 0 | 0 | 0 | 0 | 0 | 0 | 0 | 7.8094 | 10875.6 | 0 | 0 | 0 | 0 | 0 | 0 | 0 | 7.8094 | 10875.6 | 0 | 0 | 0 | 0 | 0 | 0 | 0 | 7.8094 | 7.8094 | 7.8094
[20 empty] | 1398 | 2020-02-28 05:00 | 1398 | 2 | 28 | 6 | 0 | 0 | 7.8094 | 11388.9 | 0 | 0 | 0 | 0 | 0 | 0 | 0 | 7.8094 | 11388.9 | 0 | 0 | 0 | 0 | 0 | 0 | 0 | 7.8094 | 11388.9 | 0 | 0 | 0 | 0 | 0 | 0 | 0 | 7.8094 | 7.8094 | 7.8094
[20 empty] | 1399 | 2020-02-28 06:00 | 1399 | 2 | 28 | 7 | 0 | 0 | 7.8094 | 11388.9 | 0 | 0 | 0 | 0 | 0 | 0 | 0 | 7.8094 | 11388.9 | 0 | 0 | 0 | 0 | 0 | 0 | 0 | 7.8094 | 11388.9 | 0 | 0 | 0 | 0 | 0 | 0 | 0 | 7.8094 | 7.8094 | 7.8094
[20 empty] | 1400 | 2020-02-28 07:00 | 1400 | 2 | 28 | 8 | 46502.135 | 46.5021 | 7.8039 | 11462.2 | 0 | 0 | 0 | 0 | 0 | 0 | 0 | 7.8026 | 11462.2 | 0 | 0 | 0 | 0 | 0 | 0 | 0 | 7.8017 | 11462.2 | 0 | 0 | 0 | 0 | 0 | 0 | 0 | -38.6982 | -38.6995 | -38.7005
[20 empty] | 1401 | 2020-02-28 08:00 | 1401 | 2 | 28 | 9 | 129607.052 | 129.6071 | 7.8002 | 11242.2 | 0 | 0 | 0 | 0 | 0 | 0 | 0 | 7.7993 | 11242.2 | 0 | 0 | 0 | 0 | 0 | 0 | 0 | 7.7993 | 11242.2 | 0 | 0 | 0 | 0 | 0 | 0 | 0 | -121.8069 | -121.8077 | -121.8077
[20 empty] | 1402 | 2020-02-28 09:00 | 1402 | 2 | 28 | 10 | 199163.729 | 199.1637 | 7.7993 | 11095.6 | 0 | 0 | 0 | 0 | 0 | 0 | 0 | 7.7993 | 11095.6 | 0 | 0 | 0 | 0 | 0 | 0 | 0 | 7.7993 | 11095.6 | 0 | 0 | 0 | 0 | 0 | 0 | 0 | -191.3644 | -191.3644 | -191.3644
[20 empty] | 1403 | 2020-02-28 10:00 | 1403 | 2 | 28 | 11 | 245056.22 | 245.0562 | 7.7993 | 11095.6 | 0 | 0 | 0 | 0 | 0 | 0 | 0 | 7.7993 | 11095.6 | 0 | 0 | 0 | 0 | 0 | 0 | 0 | 7.7993 | 11095.6 | 0 | 0 | 0 | 0 | 0 | 0 | 0 | -237.2569 | -237.2569 | -237.2569
[20 empty] | 1404 | 2020-02-28 11:00 | 1404 | 2 | 28 | 12 | 197897.835 | 197.8978 | 7.7993 | 11095.6 | 0 | 0 | 0 | 0 | 0 | 0 | 0 | 7.7993 | 11095.6 | 0 | 0 | 0 | 0 | 0 | 0 | 0 | 7.7993 | 11095.6 | 0 | 0 | 0 | 0 | 0 | 0 | 0 | -190.0985 | -190.0985 | -190.0985
[20 empty] | 1405 | 2020-02-28 12:00 | 1405 | 2 | 28 | 13 | 189188.835 | 189.1888 | 7.7993 | 11022.3 | 0 | 0 | 0 | 0 | 0 | 0 | 0 | 7.7993 | 11022.3 | 0 | 0 | 0 | 0 | 0 | 0 | 0 | 7.7993 | 11022.3 | 0 | 0 | 0 | 0 | 0 | 0 | 0 | -181.3895 | -181.3895 | -181.3895
[20 empty] | 1406 | 2020-02-28 13:00 | 1406 | 2 | 28 | 14 | 154974.145 | 154.9741 | 7.7993 | 11022.3 | 0 | 0 | 0 | 0 | 0 | 0 | 0 | 7.7993 | 11022.3 | 0 | 0 | 0 | 0 | 0 | 0 | 0 | 7.7993 | 11022.3 | 0 | 0 | 0 | 0 | 0 | 0 | 0 | -147.1748 | -147.1748 | -147.1748
[20 empty] | 1407 | 2020-02-28 14:00 | 1407 | 2 | 28 | 15 | 134104.483 | 134.1045 | 7.7993 | 11095.6 | 0 | 0 | 0 | 0 | 0 | 0 | 0 | 7.7993 | 11095.6 | 0 | 0 | 0 | 0 | 0 | 0 | 0 | 7.7993 | 11095.6 | 0 | 0 | 0 | 0 | 0 | 0 | 0 | -126.3052 | -126.3052 | -126.3052
[20 empty] | 1408 | 2020-02-28 15:00 | 1408 | 2 | 28 | 16 | 36316.077 | 36.3161 | 7.7993 | 11168.9 | 0 | 0 | 0 | 0 | 0 | 0 | 0 | 7.7993 | 11168.9 | 0 | 0 | 0 | 0 | 0 | 0 | 0 | 7.7993 | 11168.9 | 0 | 0 | 0 | 0 | 0 | 0 | 0 | -28.5168 | -28.5168 | -28.5168
[20 empty] | 1409 | 2020-02-28 16:00 | 1409 | 2 | 28 | 17 | 8019.457 | 8.0195 | 7.7993 | 11168.9 | 0 | 0 | 0 | 0 | 0 | 0 | 0 | 7.7993 | 11168.9 | 0 | 0 | 0 | 0 | 0 | 0 | 0 | 7.7993 | 11168.9 | 0 | 0 | 0 | 0 | 0 | 0 | 0 | -0.22014 | -0.22014 | -0.22014
[20 empty] | 1410 | 2020-02-28 17:00 | 1410 | 2 | 28 | 18 | 0 | 0 | 7.8045 | 11315.6 | 0 | 0 | 0 | 0 | 0 | 0 | 0 | 7.8042 | 11315.6 | 0 | 0 | 0 | 0 | 0 | 0 | 0 | 7.8037 | 11315.6 | 0 | 0 | 0 | 0 | 0 | 0 | 0 | 7.8045 | 7.8042 | 7.8037
[20 empty] | 1411 | 2020-02-28 18:00 | 1411 | 2 | 28 | 19 | 0 | 0 | 7.8094 | 11462.2 | 0 | 0 | 0 | 0 | 0 | 0 | 0 | 7.8094 | 11462.2 | 0 | 0 | 0 | 0 | 0 | 0 | 0 | 7.8094 | 11462.2 | 0 | 0 | 0 | 0 | 0 | 0 | 0 | 7.8094 | 7.8094 | 7.8094
[20 empty] | 1412 | 2020-02-28 19:00 | 1412 | 2 | 28 | 20 | 0 | 0 | 7.8094 | 11462.2 | 0 | 0 | 0 | 0 | 0 | 0 | 0 | 7.8094 | 11462.2 | 0 | 0 | 0 | 0 | 0 | 0 | 0 | 7.8094 | 11462.2 | 0 | 0 | 0 | 0 | 0 | 0 | 0 | 7.8094 | 7.8094 | 7.8094
[20 empty] | 1413 | 2020-02-28 20:00 | 1413 | 2 | 28 | 21 | 0 | 0 | 7.8094 | 11535.5 | 0 | 0 | 0 | 0 | 0 | 0 | 0 | 7.8094 | 11535.5 | 0 | 0 | 0 | 0 | 0 | 0 | 0 | 7.8094 | 11535.5 | 0 | 0 | 0 | 0 | 0 | 0 | 0 | 7.8094 | 7.8094 | 7.8094
[20 empty] | 1414 | 2020-02-28 21:00 | 1414 | 2 | 28 | 22 | 0 | 0 | 7.8094 | 11535.5 | 0 | 0 | 0 | 0 | 0 | 0 | 0 | 7.8094 | 11535.5 | 0 | 0 | 0 | 0 | 0 | 0 | 0 | 7.8094 | 11535.5 | 0 | 0 | 0 | 0 | 0 | 0 | 0 | 7.8094 | 7.8094 | 7.8094
[20 empty] | 1415 | 2020-02-28 22:00 | 1415 | 2 | 28 | 23 | 0 | 0 | 7.8094 | 11535.5 | 0 | 0 | 0 | 0 | 0 | 0 | 0 | 7.8094 | 11535.5 | 0 | 0 | 0 | 0 | 0 | 0 | 0 | 7.8094 | 11535.5 | 0 | 0 | 0 | 0 | 0 | 0 | 0 | 7.8094 | 7.8094 | 7.8094
[20 empty] | 1416 | 2020-02-28 23:00 | 1416 | 2 | 28 | 24 | 0 | 0 | 7.8094 | 11535.5 | 0 | 0 | 0 | 0 | 0 | 0 | 0 | 7.8094 | 11535.5 | 0 | 0 | 0 | 0 | 0 | 0 | 0 | 7.8094 | 11535.5 | 0 | 0 | 0 | 0 | 0 | 0 | 0 | 7.8094 | 7.8094 | 7.8094
[20 empty] | 1417 | 2020-03-01 | 1417 | 3 | 1 | 1 | 0 | 0 | 7.3488 | 11608.9 | 0 | 0 | 0 | 0 | 0 | 0 | 0 | 7.3488 | 11608.9 | 0 | 0 | 0 | 0 | 0 | 0 | 0 | 7.3488 | 11608.9 | 0 | 0 | 0 | 0 | 0 | 0 | 0 | 7.3488 | 7.3488 | 7.3488
[20 empty] | 1418 | 2020-03-01 01:00 | 1418 | 3 | 1 | 2 | 0 | 0 | 7.3488 | 11608.9 | 0 | 0 | 0 | 0 | 0 | 0 | 0 | 7.3488 | 11608.9 | 0 | 0 | 0 | 0 | 0 | 0 | -117.958 | 8.6472 | 11608.9 | 0 | 0 | 0 | 0 | 0 | 0 | 0 | 7.3488 | 7.3488 | 8.6472
[20 empty] | 1419 | 2020-03-01 02:00 | 1419 | 3 | 1 | 3 | 0 | 0 | 7.3488 | 11682.2 | 0 | 0 | 0 | 0 | 0 | 0 | 0 | 8.589 | 11682.2 | 0 | 0 | 0 | 0 | 0 | 0 | -481.944 | 8.6472 | 11682.2 | 0 | 0 | 0 | 0 | 0 | 0 | -224.549 | 7.3488 | 8.589 | 8.6472
[20 empty] | 1420 | 2020-03-01 03:00 | 1420 | 3 | 1 | 4 | 0 | 0 | 8.6198 | 11755.5 | 0 | 0 | 0 | 0 | 0 | 0 | -268.117 | 8.589 | 11755.5 | 0 | 0 | 0 | 0 | 0 | 0 | -816.386 | 8.6472 | 11755.5 | 0 | 0 | 0 | 0 | 0 | 0 | -552.662 | 8.6198 | 8.589 | 8.6472
[20 empty] | 1421 | 2020-03-01 04:00 | 1421 | 3 | 1 | 5 | 0 | 0 | 32.8277 | 912416 | 12.9334 | 44.1288 | 0 | 900588 | 900.588 | 98829.6 | -696323 | 35.264 | 954950 | 14.2489 | 48.6172 | 0 | 1002200 | 1002.2 | 118519 | -806962 | 37.7537 | 1014030 | 15.5101 | 52.9205 | 0 | 943121 | 943.121 | 108882 | -751958 | 32.8277 | 35.264 | 37.7537
[20 empty] | 1422 | 2020-03-01 05:00 | 1422 | 3 | 1 | 6 | 0 | 0 | 37.9335 | 807139 | 16.504 | 56.3116 | 0 | 795310 | 795.31 | 126114 | -683764 | 41.2258 | 856203 | 18.673 | 63.7123 | 0 | 900472 | 900.472 | 160436 | -787971 | 44.779 | 912301 | 20.9956 | 71.637 | 0 | 844374 | 844.374 | 142688 | -736571 | 37.9335 | 41.2258 | 44.779
[20 empty] | 1423 | 2020-03-01 06:00 | 1423 | 3 | 1 | 7 | 0 | 0 | 40.9133 | 827206 | 17.3277 | 59.1221 | 0 | 793015 | 793.015 | 132408 | -682932 | 44.3245 | 873906 | 19.6181 | 66.937 | 0 | 887286 | 887.286 | 168042 | -776496 | 47.9161 | 921478 | 21.9909 | 75.033 | 0 | 839715 | 839.715 | 149910 | -733420 | 40.9133 | 44.3245 | 47.9161
[20 empty] | 1424 | 2020-03-01 07:00 | 1424 | 3 | 1 | 8 | 6502.529 | 6.5025 | 99.3548 | 914805 | 0.87417 | 2.9827 | 0 | 830831 | 830.831 | 6679.92 | -718769 | 100.4 | 964732 | 0.97108 | 3.3133 | 0 | 939654 | 939.654 | 8179.1 | -827945 | 101.564 | 1023630 | 1.0704 | 3.6521 | 0 | 880757 | 880.757 | 7420.38 | -773512 | 92.8523 | 93.8975 | 95.0615
[20 empty] | 1425 | 2020-03-01 08:00 | 1425 | 3 | 1 | 9 | 40242.987 | 40.243 | 135.147 | 1085620 | 1.3849 | 4.7252 | 0 | 1001720 | 1001.72 | 10582.3 | -898433 | 135.923 | 1133300 | 1.488 | 5.0771 | 0 | 1108430 | 1108.43 | 12175.5 | -1012190 | 136.94 | 1192330 | 1.5934 | 5.4365 | 0 | 1049400 | 1049.4 | 11370.4 | -956156 | 94.904 | 95.68 | 96.697
[20 empty] | 1426 | 2020-03-01 09:00 | 1426 | 3 | 1 | 10 | 105982.919 | 105.9829 | 140.564 | 1013020 | 1.3859 | 4.7286 | 0 | 954121 | 954.121 | 10590.1 | -849309 | 141.529 | 1050150 | 1.4891 | 5.0808 | 0 | 1040350 | 1040.35 | 12184.5 | -939350 | 142.731 | 1099240 | 1.5945 | 5.4405 | 0 | 991251 | 991.251 | 11378.8 | -894195 | 34.5811 | 35.5461 | 36.7481
[20 empty] | 1427 | 2020-03-01 10:00 | 1427 | 3 | 1 | 11 | 149945.055 | 149.9451 | 141.75 | 983903 | 1.3818 | 4.7147 | 0 | 925006 | 925.006 | 10558.8 | -816356 | 142.817 | 1018990 | 1.485 | 5.0667 | 0 | 1006510 | 1006.51 | 12152.6 | -900189 | 144.116 | 1065410 | 1.5904 | 5.4263 | 0 | 960093 | 960.093 | 11347.2 | -858181 | -8.1951 | -7.1281 | -5.8291
[20 empty] | 1428 | 2020-03-01 11:00 | 1428 | 3 | 1 | 12 | 138130.6 | 138.1306 | 122.477 | 1010570 | 1.3791 | 4.7055 | 0 | 883907 | 883.907 | 10538.2 | -775809 | 123.553 | 1043840 | 1.4822 | 5.0574 | 0 | 960506 | 960.506 | 12131.4 | -853466 | 124.851 | 1087160 | 1.5876 | 5.4169 | 0 | 917177 | 917.177 | 11326.3 | -814670 | -15.6536 | -14.5776 | -13.2796
[20 empty] | 1429 | 2020-03-01 12:00 | 1429 | 3 | 1 | 13 | 222224.942 | 222.2249 | 145.558 | 929851 | 1.3407 | 4.5744 | 0 | 803192 | 803.192 | 10244.7 | -697120 | 146.682 | 958195 | 1.4439 | 4.9265 | 0 | 868994 | 868.994 | 11838.8 | -761981 | 147.934 | 995653 | 1.5493 | 5.2862 | 0 | 831536 | 831.536 | 11033.2 | -729155 | -76.6669 | -75.5429 | -74.2909
[20 empty] | 1430 | 2020-03-01 13:00 | 1430 | 3 | 1 | 14 | 193316.052 | 193.3161 | 97.3689 | 884600 | 1.3404 | 4.5736 | 0 | 788424 | 788.424 | 10242.9 | -678938 | 98.4852 | 909788 | 1.4436 | 4.9256 | 0 | 847831 | 847.831 | 11836.6 | -737062 | 99.72 | 944008 | 1.549 | 5.2852 | 0 | 813611 | 813.611 | 11031.2 | -707628 | -95.9472 | -94.8309 | -93.5961
[20 empty] | 1431 | 2020-03-01 14:00 | 1431 | 3 | 1 | 15 | 102483.242 | 102.4832 | 92.4829 | 875048 | 1.3402 | 4.5728 | 0 | 816298 | 816.298 | 10241 | -704986 | 93.5763 | 899699 | 1.4433 | 4.9247 | 0 | 874724 | 874.724 | 11834.5 | -762584 | 94.7996 | 933474 | 1.5487 | 5.2843 | 0 | 840949 | 840.949 | 11029.2 | -733677 | -10.0003 | -8.9069 | -7.6836
[20 empty] | 1432 | 2020-03-01 15:00 | 1432 | 3 | 1 | 16 | 37618.442 | 37.6184 | 77.8079 | 895136 | 1.3749 | 4.691 | 0 | 836386 | 836.386 | 10505.9 | -726265 | 78.9533 | 920471 | 1.478 | 5.0431 | 0 | 895412 | 895.412 | 12099.7 | -784865 | 80.2255 | 954162 | 1.5834 | 5.4027 | 0 | 861721 | 861.721 | 11294.3 | -755997 | 40.1895 | 41.3349 | 42.6071
[20 empty] | 1433 | 2020-03-01 16:00 | 1433 | 3 | 1 | 17 | 17001.659 | 17.0017 | 76.043 | 869272 | 1.3854 | 4.7269 | 0 | 835374 | 835.374 | 10586.2 | -725454 | 77.0702 | 894997 | 1.4885 | 5.0789 | 0 | 896579 | 896.579 | 12180 | -786220 | 78.2851 | 930477 | 1.5939 | 5.4385 | 0 | 861099 | 861.099 | 11374.6 | -755588 | 59.0413 | 60.0685 | 61.2834
[20 empty] | 1434 | 2020-03-01 17:00 | 1434 | 3 | 1 | 18 | 0 | 0 | 14.6733 | 33897.8 | 0 | 0 | 0 | 0 | 0 | 0 | 0 | 14.6733 | 33897.8 | 0 | 0 | 0 | 0 | 0 | 0 | 0 | 14.6733 | 33897.8 | 0 | 0 | 0 | 0 | 0 | 0 | 0 | 14.6733 | 14.6733 | 14.6733
[20 empty] | 1435 | 2020-03-01 18:00 | 1435 | 3 | 1 | 19 | 0 | 0 | 13.7561 | 33897.8 | 0 | 0 | 0 | 0 | 0 | 0 | 0 | 13.7561 | 33897.8 | 0 | 0 | 0 | 0 | 0 | 0 | 0 | 13.7561 | 33897.8 | 0 | 0 | 0 | 0 | 0 | 0 | 0 | 13.7561 | 13.7561 | 13.7561
[20 empty] | 1436 | 2020-03-01 19:00 | 1436 | 3 | 1 | 20 | 0 | 0 | 10.3718 | 33971.1 | 0 | 0 | 0 | 0 | 0 | 0 | 0 | 10.3718 | 33971.1 | 0 | 0 | 0 | 0 | 0 | 0 | 0 | 10.3718 | 33971.1 | 0 | 0 | 0 | 0 | 0 | 0 | 0 | 10.3718 | 10.3718 | 10.3718
[20 empty] | 1437 | 2020-03-01 20:00 | 1437 | 3 | 1 | 21 | 0 | 0 | 8.8603 | 11828.9 | 0 | 0 | 0 | 0 | 0 | 0 | 0 | 8.8603 | 11828.9 | 0 | 0 | 0 | 0 | 0 | 0 | 0 | 8.8603 | 11828.9 | 0 | 0 | 0 | 0 | 0 | 0 | 0 | 8.8603 | 8.8603 | 8.8603
[20 empty] | 1438 | 2020-03-01 21:00 | 1438 | 3 | 1 | 22 | 0 | 0 | 7.3488 | 11682.2 | 0 | 0 | 0 | 0 | 0 | 0 | 0 | 7.3488 | 11682.2 | 0 | 0 | 0 | 0 | 0 | 0 | 0 | 7.3488 | 11682.2 | 0 | 0 | 0 | 0 | 0 | 0 | 0 | 7.3488 | 7.3488 | 7.3488
[20 empty] | 1439 | 2020-03-01 22:00 | 1439 | 3 | 1 | 23 | 0 | 0 | 7.3488 | 11755.5 | 0 | 0 | 0 | 0 | 0 | 0 | 0 | 7.3488 | 11755.5 | 0 | 0 | 0 | 0 | 0 | 0 | 0 | 7.3488 | 11755.5 | 0 | 0 | 0 | 0 | 0 | 0 | 0 | 7.3488 | 7.3488 | 7.3488
[20 empty] | 1440 | 2020-03-01 23:00 | 1440 | 3 | 1 | 24 | 0 | 0 | 7.3488 | 11828.9 | 0 | 0 | 0 | 0 | 0 | 0 | 0 | 7.3488 | 11828.9 | 0 | 0 | 0 | 0 | 0 | 0 | 0 | 7.3488 | 11828.9 | 0 | 0 | 0 | 0 | 0 | 0 | 0 | 7.3488 | 7.3488 | 7.3488
[20 empty] | 1441 | 2020-03-02 | 1441 | 3 | 2 | 1 | 0 | 0 | 7.3488 | 11902.2 | 0 | 0 | 0 | 0 | 0 | 0 | 0 | 7.3488 | 11902.2 | 0 | 0 | 0 | 0 | 0 | 0 | 0 | 7.3488 | 11902.2 | 0 | 0 | 0 | 0 | 0 | 0 | 0 | 7.3488 | 7.3488 | 7.3488
[20 empty] | 1442 | 2020-03-02 01:00 | 1442 | 3 | 2 | 2 | 0 | 0 | 7.3488 | 11902.2 | 0 | 0 | 0 | 0 | 0 | 0 | 0 | 7.3488 | 11902.2 | 0 | 0 | 0 | 0 | 0 | 0 | 0 | 7.3488 | 11902.2 | 0 | 0 | 0 | 0 | 0 | 0 | 0 | 7.3488 | 7.3488 | 7.3488
[20 empty] | 1443 | 2020-03-02 02:00 | 1443 | 3 | 2 | 3 | 0 | 0 | 7.3488 | 11975.5 | 0 | 0 | 0 | 0 | 0 | 0 | 0 | 7.3488 | 11975.5 | 0 | 0 | 0 | 0 | 0 | 0 | 0 | 7.3488 | 11975.5 | 0 | 0 | 0 | 0 | 0 | 0 | 0 | 7.3488 | 7.3488 | 7.3488
[20 empty] | 1444 | 2020-03-02 03:00 | 1444 | 3 | 2 | 4 | 0 | 0 | 7.3488 | 12048.8 | 0 | 0 | 0 | 0 | 0 | 0 | 0 | 7.3488 | 12048.8 | 0 | 0 | 0 | 0 | 0 | 0 | 0 | 7.3488 | 12048.8 | 0 | 0 | 0 | 0 | 0 | 0 | 0 | 7.3488 | 7.3488 | 7.3488
[20 empty] | 1445 | 2020-03-02 04:00 | 1445 | 3 | 2 | 5 | 0 | 0 | 35.7416 | 888362 | 15.8863 | 54.2041 | 0 | 876240 | 876.24 | 121393 | -679104 | 38.367 | 923434 | 17.4079 | 59.3958 | 0 | 960752 | 960.752 | 144651 | -763985 | 41.0981 | 972874 | 18.9299 | 64.5888 | 0 | 911312 | 911.312 | 133021 | -722688 | 35.7416 | 38.367 | 41.0981
[20 empty] | 1446 | 2020-03-02 05:00 | 1446 | 3 | 2 | 6 | 0 | 0 | 40.607 | 776783 | 19.2759 | 65.7694 | 0 | 764441 | 764.441 | 147295 | -649508 | 43.8954 | 810723 | 21.4658 | 73.2413 | 0 | 839291 | 839.291 | 181136 | -722389 | 47.339 | 851633 | 23.7046 | 80.8801 | 0 | 798381 | 798.381 | 164029 | -686593 | 40.607 | 43.8954 | 47.339
[20 empty] | 1447 | 2020-03-02 06:00 | 1447 | 3 | 2 | 7 | 0 | 0 | 43.0632 | 768121 | 19.6099 | 66.909 | 0 | 733416 | 733.416 | 149847 | -625297 | 46.3395 | 800409 | 21.79 | 74.3475 | 0 | 805010 | 805.01 | 183566 | -694504 | 49.7757 | 839714 | 24.0226 | 81.9651 | 0 | 765704 | 765.704 | 166506 | -660044 | 43.0632 | 46.3395 | 49.7757
[20 empty] | 1448 | 2020-03-02 07:00 | 1448 | 3 | 2 | 8 | 52177.027 | 52.177 | 99.57 | 900010 | 0.874 | 2.9821 | 0 | 815522 | 815.522 | 6678.61 | -702671 | 100.688 | 950271 | 0.97089 | 3.3127 | 0 | 925080 | 925.08 | 8177.51 | -811683 | 101.916 | 1009570 | 1.0702 | 3.6514 | 0 | 865783 | 865.783 | 7418.93 | -757090 | 47.393 | 48.511 | 49.739
[20 empty] | 1449 | 2020-03-02 08:00 | 1449 | 3 | 2 | 9 | 5740.154 | 5.7402 | 137.117 | 1054110 | 1.3851 | 4.726 | 0 | 969690 | 969.69 | 10584.2 | -864904 | 138.165 | 1105850 | 1.4883 | 5.0779 | 0 | 1085360 | 1085.36 | 12177.6 | -986819 | 139.341 | 1169770 | 1.5936 | 5.4375 | 0 | 1021430 | 1021.43 | 11372.4 | -925758 | 131.3768 | 132.4248 | 133.6008
[20 empty] | 1450 | 2020-03-02 09:00 | 1450 | 3 | 2 | 10 | 16092.892 | 16.0929 | 141.48 | 980538 | 1.3854 | 4.7268 | 0 | 920908 | 920.908 | 10586.1 | -810407 | 142.162 | 1033330 | 1.4885 | 5.0789 | 0 | 1037650 | 1037.65 | 12179.8 | -931382 | 143.169 | 1097280 | 1.5939 | 5.4385 | 0 | 973696 | 973.696 | 11374.5 | -870809 | 125.3871 | 126.0691 | 127.0761
[20 empty] | 1451 | 2020-03-02 10:00 | 1451 | 3 | 2 | 11 | 93277.24 | 93.2772 | 141.971 | 972144 | 1.3854 | 4.7268 | 0 | 912440 | 912.44 | 10586.1 | -801301 | 142.938 | 1024470 | 1.4885 | 5.0789 | 0 | 1028260 | 1028.26 | 12179.9 | -920994 | 144.123 | 1087960 | 1.5939 | 5.4385 | 0 | 964767 | 964.767 | 11374.5 | -860979 | 48.6938 | 49.6608 | 50.8458
[20 empty] | 1452 | 2020-03-02 11:00 | 1452 | 3 | 2 | 12 | 35467.045 | 35.467 | 122.941 | 1006300 | 1.3854 | 4.7268 | 0 | 879638 | 879.638 | 10586.1 | -772586 | 123.876 | 1057390 | 1.4885 | 5.0789 | 0 | 991945 | 991.945 | 12179.9 | -887418 | 125.031 | 1118600 | 1.5939 | 5.4385 | 0 | 930729 | 930.729 | 11374.5 | -829835 | 87.474 | 88.409 | 89.564
[20 empty] | 1453 | 2020-03-02 12:00 | 1453 | 3 | 2 | 13 | 45320.781 | 45.3208 | 146.05 | 948858 | 1.3854 | 4.7268 | 0 | 822199 | 822.199 | 10586.1 | -712535 | 147.053 | 999282 | 1.4885 | 5.0789 | 0 | 932291 | 932.291 | 12179.9 | -822883 | 148.258 | 1058950 | 1.5939 | 5.4385 | 0 | 872623 | 872.623 | 11374.5 | -767462 | 100.7292 | 101.7322 | 102.9372
[20 empty] | 1454 | 2020-03-02 13:00 | 1454 | 3 | 2 | 14 | 56373.773 | 56.3738 | 97.9659 | 929155 | 1.3829 | 4.7185 | 0 | 830567 | 830.567 | 10567.3 | -719988 | 98.9199 | 979398 | 1.486 | 5.0703 | 0 | 940430 | 940.43 | 12160.5 | -830408 | 100.108 | 1039020 | 1.5914 | 5.4298 | 0 | 880810 | 880.81 | 11355.4 | -775001 | 41.5921 | 42.5461 | 43.7342
[20 empty] | 1455 | 2020-03-02 14:00 | 1455 | 3 | 2 | 15 | 31582.418 | 31.5824 | 93.1272 | 933170 | 1.3856 | 4.7277 | 0 | 873613 | 873.613 | 10588 | -762997 | 94.0606 | 981979 | 1.4888 | 5.0798 | 0 | 981453 | 981.453 | 12182.1 | -872875 | 95.2448 | 1041010 | 1.5942 | 5.4395 | 0 | 922422 | 922.422 | 11376.6 | -817791 | 61.5448 | 62.4782 | 63.6624
[20 empty] | 1456 | 2020-03-02 15:00 | 1456 | 3 | 2 | 16 | 21054.931 | 21.0549 | 78.2067 | 959575 | 1.3851 | 4.726 | 0 | 900091 | 900.091 | 10584.1 | -791463 | 79.2255 | 1007420 | 1.4883 | 5.0779 | 0 | 1006440 | 1006.44 | 12177.6 | -900745 | 80.4382 | 1065930 | 1.5936 | 5.4375 | 0 | 947933 | 947.933 | 11372.4 | -845986 | 57.1518 | 58.1706 | 59.3833
[20 empty] | 1457 | 2020-03-02 16:00 | 1457 | 3 | 2 | 17 | 7945.644 | 7.9456 | 76.2079 | 939510 | 1.3935 | 4.7547 | 0 | 904879 | 904.879 | 10648.5 | -795138 | 77.2189 | 987201 | 1.4967 | 5.1067 | 0 | 1011110 | 1011.11 | 12242.3 | -904407 | 78.4217 | 1045740 | 1.6021 | 5.4664 | 0 | 952569 | 952.569 | 11436.9 | -849658 | 68.2623 | 69.2733 | 70.4761
[20 empty] | 1458 | 2020-03-02 17:00 | 1458 | 3 | 2 | 18 | 0 | 0 | 14.6733 | 34704.6 | 0 | 0 | 0 | 0 | 0 | 0 | 0 | 14.6733 | 34704.6 | 0 | 0 | 0 | 0 | 0 | 0 | 0 | 14.6733 | 34704.6 | 0 | 0 | 0 | 0 | 0 | 0 | 0 | 14.6733 | 14.6733 | 14.6733
[20 empty] | 1459 | 2020-03-02 18:00 | 1459 | 3 | 2 | 19 | 0 | 0 | 13.7561 | 34704.6 | 0 | 0 | 0 | 0 | 0 | 0 | 0 | 13.7561 | 34704.6 | 0 | 0 | 0 | 0 | 0 | 0 | 0 | 13.7561 | 34704.6 | 0 | 0 | 0 | 0 | 0 | 0 | 0 | 13.7561 | 13.7561 | 13.7561
[20 empty] | 1460 | 2020-03-02 19:00 | 1460 | 3 | 2 | 20 | 0 | 0 | 10.3718 | 34704.6 | 0 | 0 | 0 | 0 | 0 | 0 | 0 | 10.3718 | 34704.6 | 0 | 0 | 0 | 0 | 0 | 0 | 0 | 10.3718 | 34704.6 | 0 | 0 | 0 | 0 | 0 | 0 | 0 | 10.3718 | 10.3718 | 10.3718
[20 empty] | 1461 | 2020-03-02 20:00 | 1461 | 3 | 2 | 21 | 0 | 0 | 8.8603 | 12488.8 | 0 | 0 | 0 | 0 | 0 | 0 | 0 | 8.8603 | 12488.8 | 0 | 0 | 0 | 0 | 0 | 0 | 0 | 8.8603 | 12488.8 | 0 | 0 | 0 | 0 | 0 | 0 | 0 | 8.8603 | 8.8603 | 8.8603
[20 empty] | 1462 | 2020-03-02 21:00 | 1462 | 3 | 2 | 22 | 0 | 0 | 7.3488 | 12635.5 | 0 | 0 | 0 | 0 | 0 | 0 | 0 | 7.3488 | 12635.5 | 0 | 0 | 0 | 0 | 0 | 0 | 0 | 7.3488 | 12635.5 | 0 | 0 | 0 | 0 | 0 | 0 | 0 | 7.3488 | 7.3488 | 7.3488
[20 empty] | 1463 | 2020-03-02 22:00 | 1463 | 3 | 2 | 23 | 0 | 0 | 7.3488 | 12635.5 | 0 | 0 | 0 | 0 | 0 | 0 | 0 | 7.3488 | 12635.5 | 0 | 0 | 0 | 0 | 0 | 0 | 0 | 7.3488 | 12635.5 | 0 | 0 | 0 | 0 | 0 | 0 | 0 | 7.3488 | 7.3488 | 7.3488
[20 empty] | 1464 | 2020-03-02 23:00 | 1464 | 3 | 2 | 24 | 0 | 0 | 7.3488 | 12782.1 | 0 | 0 | 0 | 0 | 0 | 0 | 0 | 7.3488 | 12782.1 | 0 | 0 | 0 | 0 | 0 | 0 | 0 | 7.3488 | 12782.1 | 0 | 0 | 0 | 0 | 0 | 0 | 0 | 7.3488 | 7.3488 | 7.3488
[20 empty] | 1465 | 2020-03-03 | 1465 | 3 | 3 | 1 | 0 | 0 | 7.3488 | 12855.5 | 0 | 0 | 0 | 0 | 0 | 0 | 0 | 7.3488 | 12855.5 | 0 | 0 | 0 | 0 | 0 | 0 | 0 | 7.3488 | 12855.5 | 0 | 0 | 0 | 0 | 0 | 0 | 0 | 7.3488 | 7.3488 | 7.3488
[20 empty] | 1466 | 2020-03-03 01:00 | 1466 | 3 | 3 | 2 | 0 | 0 | 7.3488 | 12855.5 | 0 | 0 | 0 | 0 | 0 | 0 | 0 | 7.3488 | 12855.5 | 0 | 0 | 0 | 0 | 0 | 0 | 0 | 7.3488 | 12855.5 | 0 | 0 | 0 | 0 | 0 | 0 | 0 | 7.3488 | 7.3488 | 7.3488
[20 empty] | 1467 | 2020-03-03 02:00 | 1467 | 3 | 3 | 3 | 0 | 0 | 7.3488 | 12928.8 | 0 | 0 | 0 | 0 | 0 | 0 | 0 | 7.3488 | 12928.8 | 0 | 0 | 0 | 0 | 0 | 0 | 0 | 7.3488 | 12928.8 | 0 | 0 | 0 | 0 | 0 | 0 | 0 | 7.3488 | 7.3488 | 7.3488
[20 empty] | 1468 | 2020-03-03 03:00 | 1468 | 3 | 3 | 4 | 0 | 0 | 7.3488 | 13002.1 | 0 | 0 | 0 | 0 | 0 | 0 | 0 | 7.3488 | 13002.1 | 0 | 0 | 0 | 0 | 0 | 0 | 0 | 7.3488 | 13002.1 | 0 | 0 | 0 | 0 | 0 | 0 | 0 | 7.3488 | 7.3488 | 7.3488
[20 empty] | 1469 | 2020-03-03 04:00 | 1469 | 3 | 3 | 5 | 0 | 0 | 34.1072 | 895665 | 14.3032 | 48.8025 | 0 | 882663 | 882.663 | 109296 | -692194 | 36.2864 | 941936 | 15.3704 | 52.4438 | 0 | 990780 | 990.78 | 125497 | -802225 | 38.558 | 1003780 | 16.4232 | 56.036 | 0 | 928934 | 928.934 | 117452 | -747504 | 34.1072 | 36.2864 | 38.558
[20 empty] | 1470 | 2020-03-03 05:00 | 1470 | 3 | 3 | 6 | 0 | 0 | 39.3676 | 807964 | 18.0334 | 61.53 | 0 | 794889 | 794.889 | 137800 | -683046 | 42.4233 | 857182 | 19.9753 | 68.1557 | 0 | 901144 | 901.144 | 168115 | -788249 | 45.6696 | 914220 | 22.0006 | 75.066 | 0 | 844107 | 844.107 | 152640 | -735959 | 39.3676 | 42.4233 | 45.6696
[20 empty] | 1471 | 2020-03-03 06:00 | 1471 | 3 | 3 | 7 | 0 | 0 | 42.1057 | 827182 | 18.6201 | 63.5318 | 0 | 791744 | 791.744 | 142284 | -681471 | 45.2648 | 876105 | 20.6652 | 70.5097 | 0 | 896950 | 896.95 | 174152 | -785794 | 48.6111 | 932388 | 22.7905 | 77.7612 | 0 | 840667 | 840.667 | 157911 | -734084 | 42.1057 | 45.2648 | 48.6111
[20 empty] | 1472 | 2020-03-03 07:00 | 1472 | 3 | 3 | 8 | 58447.096 | 58.4471 | 97.7149 | 928181 | 0.87415 | 2.9826 | 0 | 843032 | 843.032 | 6679.71 | -732476 | 98.5403 | 979378 | 0.97105 | 3.3132 | 0 | 953880 | 953.88 | 8178.86 | -844449 | 99.5319 | 1039030 | 1.0703 | 3.652 | 0 | 894229 | 894.229 | 7420.15 | -788871 | 39.2678 | 40.0932 | 41.0848
[20 empty] | 1473 | 2020-03-03 08:00 | 1473 | 3 | 3 | 9 | 147999.705 | 147.9997 | 134.839 | 1096780 | 1.3853 | 4.7267 | 0 | 1011770 | 1011.77 | 10585.9 | -907362 | 135.802 | 1146800 | 1.4885 | 5.0788 | 0 | 1124470 | 1124.47 | 12179.6 | -1027830 | 136.898 | 1209470 | 1.5939 | 5.4384 | 0 | 1061800 | 1061.8 | 11374.3 | -967923 | -13.1607 | -12.1977 | -11.1017
[20 empty] | 1474 | 2020-03-03 09:00 | 1474 | 3 | 3 | 10 | 220270.232 | 220.2702 | 140.92 | 1049000 | 1.3935 | 4.7547 | 0 | 988998 | 988.998 | 10648.4 | -881944 | 141.821 | 1098600 | 1.4967 | 5.1067 | 0 | 1100260 | 1100.26 | 12242.1 | -999813 | 142.952 | 1160260 | 1.6021 | 5.4663 | 0 | 1038600 | 1038.6 | 11436.8 | -941225 | -79.3502 | -78.4492 | -77.3182
[20 empty] | 1475 | 2020-03-03 10:00 | 1475 | 3 | 3 | 11 | 267592.409 | 267.5924 | 141.919 | 1033710 | 1.3935 | 4.7547 | 0 | 973709 | 973.709 | 10648.4 | -866082 | 142.936 | 1085700 | 1.4967 | 5.1067 | 0 | 1088350 | 1088.35 | 12242.1 | -986936 | 144.176 | 1148350 | 1.6021 | 5.4663 | 0 | 1025700 | 1025.7 | 11436.7 | -927365 | -125.6734 | -124.6564 | -123.4164
[20 empty] | 1476 | 2020-03-03 11:00 | 1476 | 3 | 3 | 12 | 292791.567 | 292.7916 | 122.595 | 1064280 | 1.3938 | 4.7555 | 0 | 937624 | 937.624 | 10650.3 | -829058 | 123.667 | 1114820 | 1.497 | 5.1076 | 0 | 1050000 | 1050 | 12244.3 | -946047 | 124.921 | 1176660 | 1.6024 | 5.4673 | 0 | 988165 | 988.165 | 11438.8 | -887594 | -170.1966 | -169.1246 | -167.8706
[20 empty] | 1477 | 2020-03-03 12:00 | 1477 | 3 | 3 | 13 | 294182.879 | 294.1829 | 145.951 | 977948 | 1.3935 | 4.7547 | 0 | 851289 | 851.289 | 10648.3 | -744733 | 147.068 | 1023810 | 1.4967 | 5.1067 | 0 | 953289 | 953.289 | 12242.1 | -847840 | 148.326 | 1079950 | 1.6021 | 5.4663 | 0 | 897148 | 897.148 | 11436.7 | -795738 | -148.2319 | -147.1149 | -145.8569
[20 empty] | 1478 | 2020-03-03 13:00 | 1478 | 3 | 3 | 14 | 273742.842 | 273.7428 | 97.6641 | 939097 | 1.3853 | 4.7268 | 0 | 840159 | 840.159 | 10585.9 | -729746 | 98.7793 | 979379 | 1.4885 | 5.0788 | 0 | 930990 | 930.99 | 12179.7 | -820975 | 100.03 | 1029930 | 1.5939 | 5.4384 | 0 | 880442 | 880.442 | 11374.3 | -774853 | -176.0787 | -174.9635 | -173.7128
[20 empty] | 1479 | 2020-03-03 14:00 | 1479 | 3 | 3 | 15 | 230619.896 | 230.6199 | 92.7435 | 898323 | 1.3853 | 4.7268 | 0 | 838913 | 838.913 | 10585.9 | -732953 | 93.851 | 931037 | 1.4885 | 5.0788 | 0 | 914333 | 914.333 | 12179.7 | -808479 | 95.093 | 973743 | 1.5939 | 5.4384 | 0 | 871626 | 871.626 | 11374.3 | -770203 | -137.8764 | -136.7689 | -135.5269
[20 empty] | 1480 | 2020-03-03 15:00 | 1480 | 3 | 3 | 16 | 165402.75 | 165.4027 | 77.8479 | 910313 | 1.3938 | 4.7555 | 0 | 850976 | 850.976 | 10650.4 | -742024 | 78.9927 | 938443 | 1.497 | 5.1076 | 0 | 917647 | 917.647 | 12244.4 | -808665 | 80.2737 | 976983 | 1.6024 | 5.4673 | 0 | 879107 | 879.107 | 11438.9 | -774860 | -87.5549 | -86.41 | -85.129
[20 empty] | 1481 | 2020-03-03 16:00 | 1481 | 3 | 3 | 17 | 79051.051 | 79.0511 | 75.6986 | 881428 | 1.3935 | 4.7547 | 0 | 846944 | 846.944 | 10648.4 | -736608 | 76.8504 | 908160 | 1.4967 | 5.1067 | 0 | 910841 | 910.841 | 12242.2 | -800221 | 78.1342 | 945325 | 1.6021 | 5.4663 | 0 | 873676 | 873.676 | 11436.8 | -767914 | -3.3525 | -2.2007 | -0.91685
[20 empty] | 1482 | 2020-03-03 17:00 | 1482 | 3 | 3 | 18 | 3902.807 | 3.9028 | 14.6733 | 34484.5 | 0 | 0 | 0 | 0 | 0 | 0 | 0 | 14.6733 | 34484.5 | 0 | 0 | 0 | 0 | 0 | 0 | 0 | 14.6733 | 34484.5 | 0 | 0 | 0 | 0 | 0 | 0 | 0 | 10.7705 | 10.7705 | 10.7705
[20 empty] | 1483 | 2020-03-03 18:00 | 1483 | 3 | 3 | 19 | 0 | 0 | 13.7561 | 34557.9 | 0 | 0 | 0 | 0 | 0 | 0 | 0 | 13.7561 | 34557.9 | 0 | 0 | 0 | 0 | 0 | 0 | 0 | 13.7561 | 34557.9 | 0 | 0 | 0 | 0 | 0 | 0 | 0 | 13.7561 | 13.7561 | 13.7561
[20 empty] | 1484 | 2020-03-03 19:00 | 1484 | 3 | 3 | 20 | 0 | 0 | 10.3718 | 34557.9 | 0 | 0 | 0 | 0 | 0 | 0 | 0 | 10.3718 | 34557.9 | 0 | 0 | 0 | 0 | 0 | 0 | 0 | 10.3718 | 34557.9 | 0 | 0 | 0 | 0 | 0 | 0 | 0 | 10.3718 | 10.3718 | 10.3718
[20 empty] | 1485 | 2020-03-03 20:00 | 1485 | 3 | 3 | 21 | 0 | 0 | 8.8603 | 12342.2 | 0 | 0 | 0 | 0 | 0 | 0 | 0 | 8.8603 | 12342.2 | 0 | 0 | 0 | 0 | 0 | 0 | 0 | 8.8603 | 12342.2 | 0 | 0 | 0 | 0 | 0 | 0 | 0 | 8.8603 | 8.8603 | 8.8603
[20 empty] | 1486 | 2020-03-03 21:00 | 1486 | 3 | 3 | 22 | 0 | 0 | 7.3488 | 12415.5 | 0 | 0 | 0 | 0 | 0 | 0 | 0 | 7.3488 | 12415.5 | 0 | 0 | 0 | 0 | 0 | 0 | 0 | 7.3488 | 12415.5 | 0 | 0 | 0 | 0 | 0 | 0 | 0 | 7.3488 | 7.3488 | 7.3488
[20 empty] | 1487 | 2020-03-03 22:00 | 1487 | 3 | 3 | 23 | 0 | 0 | 7.3488 | 12415.5 | 0 | 0 | 0 | 0 | 0 | 0 | 0 | 7.3488 | 12415.5 | 0 | 0 | 0 | 0 | 0 | 0 | 0 | 7.3488 | 12415.5 | 0 | 0 | 0 | 0 | 0 | 0 | 0 | 7.3488 | 7.3488 | 7.3488
[20 empty] | 1488 | 2020-03-03 23:00 | 1488 | 3 | 3 | 24 | 0 | 0 | 7.3488 | 12562.1 | 0 | 0 | 0 | 0 | 0 | 0 | 0 | 7.3488 | 12562.1 | 0 | 0 | 0 | 0 | 0 | 0 | 0 | 7.3488 | 12562.1 | 0 | 0 | 0 | 0 | 0 | 0 | 0 | 7.3488 | 7.3488 | 7.3488
[20 empty] | 1489 | 2020-03-04 | 1489 | 3 | 4 | 1 | 0 | 0 | 7.3488 | 12635.5 | 0 | 0 | 0 | 0 | 0 | 0 | 0 | 7.3488 | 12635.5 | 0 | 0 | 0 | 0 | 0 | 0 | 0 | 7.3488 | 12635.5 | 0 | 0 | 0 | 0 | 0 | 0 | 0 | 7.3488 | 7.3488 | 7.3488
[20 empty] | 1490 | 2020-03-04 01:00 | 1490 | 3 | 4 | 2 | 0 | 0 | 7.3488 | 12635.5 | 0 | 0 | 0 | 0 | 0 | 0 | 0 | 7.3488 | 12635.5 | 0 | 0 | 0 | 0 | 0 | 0 | 0 | 7.3488 | 12635.5 | 0 | 0 | 0 | 0 | 0 | 0 | 0 | 7.3488 | 7.3488 | 7.3488
[20 empty] | 1491 | 2020-03-04 02:00 | 1491 | 3 | 4 | 3 | 0 | 0 | 7.3488 | 12708.8 | 0 | 0 | 0 | 0 | 0 | 0 | 0 | 7.3488 | 12708.8 | 0 | 0 | 0 | 0 | 0 | 0 | 0 | 7.3488 | 12708.8 | 0 | 0 | 0 | 0 | 0 | 0 | 0 | 7.3488 | 7.3488 | 7.3488
[20 empty] | 1492 | 2020-03-04 03:00 | 1492 | 3 | 4 | 4 | 0 | 0 | 7.3488 | 12708.8 | 0 | 0 | 0 | 0 | 0 | 0 | 0 | 7.3488 | 12708.8 | 0 | 0 | 0 | 0 | 0 | 0 | 0 | 7.3488 | 12708.8 | 0 | 0 | 0 | 0 | 0 | 0 | 0 | 7.3488 | 7.3488 | 7.3488
[20 empty] | 1493 | 2020-03-04 04:00 | 1493 | 3 | 4 | 5 | 0 | 0 | 35.0242 | 892056 | 15.2219 | 51.9371 | 0 | 879347 | 879.347 | 116317 | -685007 | 37.5674 | 930465 | 16.66 | 56.8439 | 0 | 971008 | 971.008 | 138377 | -777609 | 40.227 | 983717 | 18.1088 | 61.7872 | 0 | 917757 | 917.757 | 127306 | -732116 | 35.0242 | 37.5674 | 40.227
[20 empty] | 1494 | 2020-03-04 05:00 | 1494 | 3 | 4 | 6 | 0 | 0 | 40.1334 | 790919 | 18.8115 | 64.1848 | 0 | 778283 | 778.283 | 143746 | -666962 | 43.4037 | 828228 | 20.9805 | 71.5855 | 0 | 860353 | 860.353 | 177425 | -747443 | 46.8505 | 872989 | 23.2189 | 79.2229 | 0 | 815593 | 815.593 | 160321 | -707591 | 40.1334 | 43.4037 | 46.8505
[20 empty] | 1495 | 2020-03-04 06:00 | 1495 | 3 | 4 | 7 | 0 | 0 | 42.7391 | 793564 | 19.2851 | 65.8008 | 0 | 758566 | 758.566 | 147365 | -649381 | 46.013 | 826939 | 21.4621 | 73.2287 | 0 | 831558 | 831.558 | 181099 | -720623 | 49.4534 | 866555 | 23.6997 | 80.8634 | 0 | 791941 | 791.941 | 164001 | -685735 | 42.7391 | 46.013 | 49.4534
[20 empty] | 1496 | 2020-03-04 07:00 | 1496 | 3 | 4 | 8 | 60296.763 | 60.2968 | 97.7793 | 916068 | 0.87415 | 2.9826 | 0 | 831359 | 831.359 | 6679.76 | -720132 | 98.6186 | 965936 | 0.97105 | 3.3132 | 0 | 939763 | 939.763 | 8178.9 | -828603 | 99.6265 | 1024470 | 1.0703 | 3.652 | 0 | 881227 | 881.227 | 7420.21 | -774582 | 37.4825 | 38.3218 | 39.3297
[20 empty] | 1497 | 2020-03-04 08:00 | 1497 | 3 | 4 | 9 | 148339.031 | 148.339 | 134.723 | 1055960 | 1.3856 | 4.7276 | 0 | 971472 | 971.472 | 10587.9 | -868434 | 135.583 | 1101840 | 1.4888 | 5.0797 | 0 | 1075410 | 1075.41 | 12181.9 | -977804 | 136.709 | 1159900 | 1.5942 | 5.4394 | 0 | 1017350 | 1017.35 | 11376.4 | -923018 | -13.616 | -12.756 | -11.63
[20 empty] | 1498 | 2020-03-04 09:00 | 1498 | 3 | 4 | 10 | 216528.988 | 216.529 | 141.018 | 953827 | 1.3935 | 4.7547 | 0 | 894344 | 894.344 | 10648.5 | -788027 | 141.845 | 995755 | 1.4967 | 5.1067 | 0 | 989663 | 989.663 | 12242.2 | -885535 | 142.98 | 1049150 | 1.6021 | 5.4663 | 0 | 936271 | 936.271 | 11436.8 | -836119 | -75.511 | -74.684 | -73.549
[20 empty] | 1499 | 2020-03-04 10:00 | 1499 | 3 | 4 | 11 | 262630.259 | 262.6303 | 142.018 | 937892 | 1.3935 | 4.7547 | 0 | 878409 | 878.409 | 10648.5 | -768295 | 142.956 | 979720 | 1.4967 | 5.1067 | 0 | 973144 | 973.144 | 12242.2 | -864598 | 144.164 | 1032630 | 1.6021 | 5.4663 | 0 | 920236 | 920.236 | 11436.8 | -815924 | -120.6123 | -119.6743 | -118.4663
[20 empty] | 1500 | 2020-03-04 11:00 | 1500 | 3 | 4 | 12 | 286543.364 | 286.5434 | 124.155 | 953318 | 1.3935 | 4.7547 | 0 | 826660 | 826.66 | 10648.4 | -722628 | 124.862 | 993725 | 1.4967 | 5.1067 | 0 | 916934 | 916.934 | 12242.2 | -812963 | 125.756 | 1043590 | 1.6021 | 5.4663 | 0 | 867066 | 867.066 | 11436.8 | -767342 | -162.3884 | -161.6814 | -160.7874
[20 empty] | 1501 | 2020-03-04 12:00 | 1501 | 3 | 4 | 13 | 287301.84 | 287.3018 | 145.954 | 868230 | 1.3474 | 4.5973 | 0 | 741571 | 741.571 | 10296 | -636779 | 146.892 | 903671 | 1.4506 | 4.9493 | 0 | 820492 | 820.492 | 11889.5 | -713504 | 148.1 | 947151 | 1.5559 | 5.3088 | 0 | 777012 | 777.012 | 11084.3 | -674704 | -141.3478 | -140.4098 | -139.2018
[20 empty] | 1502 | 2020-03-04 13:00 | 1502 | 3 | 4 | 14 | 266456.803 | 266.4568 | 97.5677 | 836459 | 1.3461 | 4.5928 | 0 | 739220 | 739.22 | 10286 | -630575 | 98.6118 | 868931 | 1.4492 | 4.9448 | 0 | 812405 | 812.405 | 11879.7 | -701494 | 99.8419 | 909644 | 1.5547 | 5.3045 | 0 | 771692 | 771.692 | 11074.3 | -665622 | -168.8891 | -167.845 | -166.6149
[20 empty] | 1503 | 2020-03-04 14:00 | 1503 | 3 | 4 | 15 | 223705.1 | 223.7051 | 92.4991 | 801004 | 1.3466 | 4.5945 | 0 | 742107 | 742.107 | 10289.7 | -636453 | 93.5997 | 826599 | 1.4498 | 4.9467 | 0 | 801588 | 801.588 | 11884.1 | -693927 | 94.8412 | 860484 | 1.5552 | 5.3064 | 0 | 767703 | 767.703 | 11078.4 | -664685 | -131.206 | -130.1054 | -128.8639
[20 empty] | 1504 | 2020-03-04 15:00 | 1504 | 3 | 4 | 16 | 159858.413 | 159.8584 | 77.6632 | 810386 | 1.3696 | 4.6732 | 0 | 751562 | 751.562 | 10466 | -644036 | 78.8031 | 831022 | 1.4728 | 5.0252 | 0 | 801380 | 801.38 | 12059.7 | -692084 | 80.0795 | 860204 | 1.5782 | 5.3849 | 0 | 772199 | 772.199 | 11254.3 | -667561 | -82.1952 | -81.0553 | -79.7789
[20 empty] | 1505 | 2020-03-04 16:00 | 1505 | 3 | 4 | 17 | 77014.245 | 77.0142 | 75.6668 | 779100 | 1.3935 | 4.7547 | 0 | 745129 | 745.129 | 10648.4 | -636466 | 76.8138 | 797310 | 1.4967 | 5.1067 | 0 | 788095 | 788.095 | 12242.1 | -677797 | 78.0871 | 822066 | 1.6021 | 5.4663 | 0 | 763339 | 763.339 | 11436.7 | -657569 | -1.3474 | -0.20044 | 1.0729
[20 empty] | 1506 | 2020-03-04 17:00 | 1506 | 3 | 4 | 18 | 4192.693 | 4.1927 | 14.6733 | 34044.5 | 0 | 0 | 0 | 0 | 0 | 0 | 0 | 14.6733 | 34044.5 | 0 | 0 | 0 | 0 | 0 | 0 | 0 | 14.6733 | 34044.5 | 0 | 0 | 0 | 0 | 0 | 0 | 0 | 10.4806 | 10.4806 | 10.4806
[20 empty] | 1507 | 2020-03-04 18:00 | 1507 | 3 | 4 | 19 | 0 | 0 | 13.7561 | 33971.1 | 0 | 0 | 0 | 0 | 0 | 0 | 0 | 13.7561 | 33971.1 | 0 | 0 | 0 | 0 | 0 | 0 | 0 | 13.7561 | 33971.1 | 0 | 0 | 0 | 0 | 0 | 0 | 0 | 13.7561 | 13.7561 | 13.7561
[20 empty] | 1508 | 2020-03-04 19:00 | 1508 | 3 | 4 | 20 | 0 | 0 | 10.3718 | 33971.1 | 0 | 0 | 0 | 0 | 0 | 0 | 0 | 10.3718 | 33971.1 | 0 | 0 | 0 | 0 | 0 | 0 | 0 | 10.3718 | 33971.1 | 0 | 0 | 0 | 0 | 0 | 0 | 0 | 10.3718 | 10.3718 | 10.3718
[20 empty] | 1509 | 2020-03-04 20:00 | 1509 | 3 | 4 | 21 | 0 | 0 | 8.8603 | 11755.5 | 0 | 0 | 0 | 0 | 0 | 0 | 0 | 8.8603 | 11755.5 | 0 | 0 | 0 | 0 | 0 | 0 | 0 | 8.8603 | 11755.5 | 0 | 0 | 0 | 0 | 0 | 0 | 0 | 8.8603 | 8.8603 | 8.8603
[20 empty] | 1510 | 2020-03-04 21:00 | 1510 | 3 | 4 | 22 | 0 | 0 | 7.3488 | 11828.9 | 0 | 0 | 0 | 0 | 0 | 0 | 0 | 7.3488 | 11828.9 | 0 | 0 | 0 | 0 | 0 | 0 | 0 | 7.3488 | 11828.9 | 0 | 0 | 0 | 0 | 0 | 0 | 0 | 7.3488 | 7.3488 | 7.3488
[20 empty] | 1511 | 2020-03-04 22:00 | 1511 | 3 | 4 | 23 | 0 | 0 | 7.3488 | 11828.9 | 0 | 0 | 0 | 0 | 0 | 0 | 0 | 7.3488 | 11828.9 | 0 | 0 | 0 | 0 | 0 | 0 | 0 | 7.3488 | 11828.9 | 0 | 0 | 0 | 0 | 0 | 0 | 0 | 7.3488 | 7.3488 | 7.3488
[20 empty] | 1512 | 2020-03-04 23:00 | 1512 | 3 | 4 | 24 | 0 | 0 | 7.3488 | 12195.5 | 0 | 0 | 0 | 0 | 0 | 0 | 0 | 7.3488 | 12195.5 | 0 | 0 | 0 | 0 | 0 | 0 | 0 | 7.3488 | 12195.5 | 0 | 0 | 0 | 0 | 0 | 0 | 0 | 7.3488 | 7.3488 | 7.3488
[20 empty] | 1513 | 2020-03-05 | 1513 | 3 | 5 | 1 | 0 | 0 | 7.3488 | 12048.8 | 0 | 0 | 0 | 0 | 0 | 0 | 0 | 7.3488 | 12048.8 | 0 | 0 | 0 | 0 | 0 | 0 | 0 | 7.3488 | 12048.8 | 0 | 0 | 0 | 0 | 0 | 0 | 0 | 7.3488 | 7.3488 | 7.3488
[20 empty] | 1514 | 2020-03-05 01:00 | 1514 | 3 | 5 | 2 | 0 | 0 | 7.3488 | 12048.8 | 0 | 0 | 0 | 0 | 0 | 0 | 0 | 7.3488 | 12048.8 | 0 | 0 | 0 | 0 | 0 | 0 | 0 | 7.3488 | 12048.8 | 0 | 0 | 0 | 0 | 0 | 0 | 0 | 7.3488 | 7.3488 | 7.3488
[20 empty] | 1515 | 2020-03-05 02:00 | 1515 | 3 | 5 | 3 | 0 | 0 | 7.3488 | 12195.5 | 0 | 0 | 0 | 0 | 0 | 0 | 0 | 7.3488 | 12195.5 | 0 | 0 | 0 | 0 | 0 | 0 | 0 | 7.3488 | 12195.5 | 0 | 0 | 0 | 0 | 0 | 0 | 0 | 7.3488 | 7.3488 | 7.3488
[20 empty] | 1516 | 2020-03-05 03:00 | 1516 | 3 | 5 | 4 | 0 | 0 | 7.3488 | 12342.2 | 0 | 0 | 0 | 0 | 0 | 0 | 0 | 7.3488 | 12342.2 | 0 | 0 | 0 | 0 | 0 | 0 | 0 | 7.3488 | 12342.2 | 0 | 0 | 0 | 0 | 0 | 0 | 0 | 7.3488 | 7.3488 | 7.3488
[20 empty] | 1517 | 2020-03-05 04:00 | 1517 | 3 | 5 | 5 | 0 | 0 | 36.5578 | 852915 | 16.7702 | 57.2199 | 0 | 840573 | 840.573 | 128148 | -639668 | 39.3079 | 879501 | 18.4262 | 62.8702 | 0 | 909031 | 909.031 | 153610 | -707466 | 42.1848 | 921373 | 20.1023 | 68.589 | 0 | 867159 | 867.159 | 140802 | -674062 | 36.5578 | 39.3079 | 42.1848
[20 empty] | 1518 | 2020-03-05 05:00 | 1518 | 3 | 5 | 6 | 0 | 0 | 41.1294 | 719240 | 19.8634 | 67.7739 | 0 | 706825 | 706.825 | 151784 | -597083 | 44.4432 | 747119 | 22.0856 | 75.3561 | 0 | 756787 | 756.787 | 148516 | -644590 | 40.5085 | 769203 | 19.4357 | 66.3146 | 0 | 734704 | 734.704 | 168765 | -627055 | 41.1294 | 44.4432 | 40.5085
[20 empty] | 1519 | 2020-03-05 06:00 | 1519 | 3 | 5 | 7 | 0 | 0 | 37.1995 | 702710 | 15.9256 | 54.3381 | 0 | 667932 | 667.932 | 121694 | -562850 | 40.1061 | 727565 | 17.8531 | 60.9148 | 0 | 722601 | 722.601 | 149733 | -614275 | 42.7856 | 757379 | 19.595 | 66.8581 | 0 | 692787 | 692.787 | 136423 | -589186 | 37.1995 | 40.1061 | 42.7856
[20 empty] | 1520 | 2020-03-05 07:00 | 1520 | 3 | 5 | 8 | 59143.588 | 59.1436 | 97.5577 | 804754 | 0.87423 | 2.9829 | 0 | 720559 | 720.559 | 6680.36 | -617689 | 98.3549 | 843301 | 0.97113 | 3.3135 | 0 | 804660 | 804.66 | 8179.62 | -698876 | 99.3266 | 888855 | 1.0704 | 3.6523 | 0 | 759106 | 759.106 | 7420.82 | -658157 | 38.4141 | 39.2113 | 40.183
[20 empty] | 1521 | 2020-03-05 08:00 | 1521 | 3 | 5 | 9 | 141922.875 | 141.9229 | 134.672 | 919081 | 1.3864 | 4.7303 | 0 | 835179 | 835.179 | 10593.9 | -732635 | 135.601 | 955201 | 1.4896 | 5.0826 | 0 | 916641 | 916.641 | 12188.8 | -814128 | 136.715 | 1000540 | 1.5951 | 5.4425 | 0 | 871300 | 871.3 | 11382.9 | -773111 | -7.2509 | -6.3219 | -5.2079
[20 empty] | 1522 | 2020-03-05 09:00 | 1522 | 3 | 5 | 10 | 207779.72 | 207.7797 | 140.384 | 799999 | 1.3479 | 4.5991 | 0 | 741175 | 741.175 | 10300 | -637629 | 141.29 | 831615 | 1.4511 | 4.9512 | 0 | 812690 | 812.69 | 11894 | -706963 | 142.424 | 871513 | 1.5565 | 5.3108 | 0 | 772792 | 772.792 | 11088.5 | -671707 | -67.3957 | -66.4897 | -65.3557
[20 empty] | 1523 | 2020-03-05 10:00 | 1523 | 3 | 5 | 11 | 252661.665 | 252.6617 | 141.467 | 783786 | 1.3212 | 4.5078 | 0 | 724962 | 724.962 | 10095.6 | -616967 | 142.395 | 815573 | 1.4243 | 4.8598 | 0 | 796523 | 796.523 | 11689.3 | -685955 | 143.573 | 855347 | 1.5297 | 5.2195 | 0 | 756749 | 756.749 | 10883.9 | -651047 | -111.1947 | -110.2667 | -109.0887
[20 empty] | 1524 | 2020-03-05 11:00 | 1524 | 3 | 5 | 12 | 276694.762 | 276.6948 | 122.1 | 804360 | 1.3204 | 4.5053 | 0 | 677701 | 677.701 | 10090 | -576216 | 123.113 | 833400 | 1.4236 | 4.8572 | 0 | 742645 | 742.645 | 11682.9 | -638031 | 124.323 | 869304 | 1.5289 | 5.2166 | 0 | 706741 | 706.741 | 10877.9 | -606752 | -154.5948 | -153.5818 | -152.3718
[20 empty] | 1525 | 2020-03-05 12:00 | 1525 | 3 | 5 | 13 | 277823.013 | 277.823 | 145.367 | 743103 | 1.3169 | 4.4931 | 0 | 616444 | 616.444 | 10062.5 | -512387 | 146.442 | 768870 | 1.4201 | 4.8454 | 0 | 672443 | 672.443 | 11657.8 | -564586 | 147.687 | 799102 | 1.5256 | 5.2054 | 0 | 642211 | 642.211 | 10851.7 | -538994 | -132.456 | -131.381 | -130.136
[20 empty] | 1526 | 2020-03-05 13:00 | 1526 | 3 | 5 | 14 | 226674.043 | 226.674 | 96.9831 | 701655 | 1.2974 | 4.4268 | 0 | 605682 | 605.682 | 9914.08 | -503970 | 98.179 | 720655 | 1.416 | 4.8313 | 0 | 650349 | 650.349 | 11625.5 | -545315 | 99.4167 | 746321 | 1.5214 | 5.1909 | 0 | 624683 | 624.683 | 10820.1 | -524109 | -129.6909 | -128.495 | -127.2573
[20 empty] | 1527 | 2020-03-05 14:00 | 1527 | 3 | 5 | 15 | 216453.744 | 216.4537 | 92.1026 | 655355 | 1.2998 | 4.4351 | 0 | 596898 | 596.898 | 9932.6 | -500494 | 93.2911 | 666185 | 1.4184 | 4.8396 | 0 | 620843 | 620.843 | 11644.3 | -522771 | 94.5109 | 679300 | 1.5238 | 5.1993 | 0 | 607728 | 607.728 | 10838.7 | -512738 | -124.3511 | -123.1626 | -121.9428
[20 empty] | 1528 | 2020-03-05 15:00 | 1528 | 3 | 5 | 16 | 153671.031 | 153.671 | 77.26 | 676691 | 1.3267 | 4.5267 | 0 | 618234 | 618.234 | 10137.8 | -515977 | 78.3852 | 681985 | 1.4299 | 4.8789 | 0 | 634738 | 634.738 | 11732.5 | -531093 | 79.6415 | 693195 | 1.5354 | 5.2388 | 0 | 623528 | 623.528 | 10926.7 | -523434 | -76.411 | -75.2858 | -74.0295
[20 empty] | 1529 | 2020-03-05 16:00 | 1529 | 3 | 5 | 17 | 73177.679 | 73.1777 | 75.2467 | 641035 | 1.3461 | 4.593 | 0 | 607430 | 607.43 | 10286.3 | -506209 | 76.3791 | 645518 | 1.4493 | 4.945 | 0 | 622656 | 622.656 | 11880.1 | -519889 | 77.6363 | 656261 | 1.5547 | 5.3046 | 0 | 611913 | 611.913 | 11074.7 | -512624 | 2.069 | 3.2014 | 4.4586
[20 empty] | 1530 | 2020-03-05 17:00 | 1530 | 3 | 5 | 18 | 3901.172 | 3.9012 | 14.6733 | 33677.8 | 0 | 0 | 0 | 0 | 0 | 0 | 0 | 14.6733 | 33677.8 | 0 | 0 | 0 | 0 | 0 | 0 | 0 | 14.6733 | 33677.8 | 0 | 0 | 0 | 0 | 0 | 0 | 0 | 10.7721 | 10.7721 | 10.7721
[20 empty] | 1531 | 2020-03-05 18:00 | 1531 | 3 | 5 | 19 | 0 | 0 | 13.7561 | 33677.8 | 0 | 0 | 0 | 0 | 0 | 0 | 0 | 13.7561 | 33677.8 | 0 | 0 | 0 | 0 | 0 | 0 | 0 | 13.7561 | 33677.8 | 0 | 0 | 0 | 0 | 0 | 0 | 0 | 13.7561 | 13.7561 | 13.7561
[20 empty] | 1532 | 2020-03-05 19:00 | 1532 | 3 | 5 | 20 | 0 | 0 | 10.3718 | 33677.8 | 0 | 0 | 0 | 0 | 0 | 0 | 0 | 10.3718 | 33677.8 | 0 | 0 | 0 | 0 | 0 | 0 | 0 | 10.3718 | 33677.8 | 0 | 0 | 0 | 0 | 0 | 0 | 0 | 10.3718 | 10.3718 | 10.3718
[20 empty] | 1533 | 2020-03-05 20:00 | 1533 | 3 | 5 | 21 | 0 | 0 | 8.8603 | 11315.6 | 0 | 0 | 0 | 0 | 0 | 0 | 0 | 8.8603 | 11315.6 | 0 | 0 | 0 | 0 | 0 | 0 | 0 | 8.8603 | 11315.6 | 0 | 0 | 0 | 0 | 0 | 0 | 0 | 8.8603 | 8.8603 | 8.8603
[20 empty] | 1534 | 2020-03-05 21:00 | 1534 | 3 | 5 | 22 | 0 | 0 | 7.3488 | 11315.6 | 0 | 0 | 0 | 0 | 0 | 0 | 0 | 7.3488 | 11315.6 | 0 | 0 | 0 | 0 | 0 | 0 | 0 | 7.3488 | 11315.6 | 0 | 0 | 0 | 0 | 0 | 0 | 0 | 7.3488 | 7.3488 | 7.3488
[20 empty] | 1535 | 2020-03-05 22:00 | 1535 | 3 | 5 | 23 | 0 | 0 | 7.3488 | 11315.6 | 0 | 0 | 0 | 0 | 0 | 0 | 0 | 7.3488 | 11315.6 | 0 | 0 | 0 | 0 | 0 | 0 | 0 | 7.3488 | 11315.6 | 0 | 0 | 0 | 0 | 0 | 0 | 0 | 7.3488 | 7.3488 | 7.3488
[20 empty] | 1536 | 2020-03-05 23:00 | 1536 | 3 | 5 | 24 | 0 | 0 | 7.3488 | 11242.2 | 0 | 0 | 0 | 0 | 0 | 0 | 0 | 7.3488 | 11242.2 | 0 | 0 | 0 | 0 | 0 | 0 | 0 | 7.3488 | 11242.2 | 0 | 0 | 0 | 0 | 0 | 0 | 0 | 7.3488 | 7.3488 | 7.3488
[20 empty] | 1537 | 2020-03-06 | 1537 | 3 | 6 | 1 | 0 | 0 | 7.8094 | 11242.2 | 0 | 0 | 0 | 0 | 0 | 0 | 0 | 7.8094 | 11242.2 | 0 | 0 | 0 | 0 | 0 | 0 | 0 | 7.8094 | 11242.2 | 0 | 0 | 0 | 0 | 0 | 0 | 0 | 7.8094 | 7.8094 | 7.8094
[20 empty] | 1538 | 2020-03-06 01:00 | 1538 | 3 | 6 | 2 | 0 | 0 | 7.8094 | 11242.2 | 0 | 0 | 0 | 0 | 0 | 0 | 0 | 7.8094 | 11242.2 | 0 | 0 | 0 | 0 | 0 | 0 | 0 | 7.8094 | 11242.2 | 0 | 0 | 0 | 0 | 0 | 0 | 0 | 7.8094 | 7.8094 | 7.8094
[20 empty] | 1539 | 2020-03-06 02:00 | 1539 | 3 | 6 | 3 | 0 | 0 | 7.8094 | 11242.2 | 0 | 0 | 0 | 0 | 0 | 0 | 0 | 7.8094 | 11242.2 | 0 | 0 | 0 | 0 | 0 | 0 | 0 | 7.8094 | 11242.2 | 0 | 0 | 0 | 0 | 0 | 0 | 0 | 7.8094 | 7.8094 | 7.8094
[20 empty] | 1540 | 2020-03-06 03:00 | 1540 | 3 | 6 | 4 | 0 | 0 | 7.8094 | 11315.6 | 0 | 0 | 0 | 0 | 0 | 0 | 0 | 7.8094 | 11315.6 | 0 | 0 | 0 | 0 | 0 | 0 | 0 | 7.8094 | 11315.6 | 0 | 0 | 0 | 0 | 0 | 0 | 0 | 7.8094 | 7.8094 | 7.8094
[20 empty] | 1541 | 2020-03-06 04:00 | 1541 | 3 | 6 | 5 | 0 | 0 | 7.8094 | 11315.6 | 0 | 0 | 0 | 0 | 0 | 0 | 0 | 7.8094 | 11315.6 | 0 | 0 | 0 | 0 | 0 | 0 | 0 | 7.8094 | 11315.6 | 0 | 0 | 0 | 0 | 0 | 0 | 0 | 7.8094 | 7.8094 | 7.8094
[20 empty] | 1542 | 2020-03-06 05:00 | 1542 | 3 | 6 | 6 | 0 | 0 | 7.8094 | 11242.2 | 0 | 0 | 0 | 0 | 0 | 0 | 0 | 7.8094 | 11242.2 | 0 | 0 | 0 | 0 | 0 | 0 | 0 | 7.8094 | 11242.2 | 0 | 0 | 0 | 0 | 0 | 0 | 0 | 7.8094 | 7.8094 | 7.8094
[20 empty] | 1543 | 2020-03-06 06:00 | 1543 | 3 | 6 | 7 | 0 | 0 | 7.8094 | 11242.2 | 0 | 0 | 0 | 0 | 0 | 0 | 0 | 7.8094 | 11242.2 | 0 | 0 | 0 | 0 | 0 | 0 | 0 | 7.8094 | 11242.2 | 0 | 0 | 0 | 0 | 0 | 0 | 0 | 7.8094 | 7.8094 | 7.8094
[20 empty] | 1544 | 2020-03-06 07:00 | 1544 | 3 | 6 | 8 | 51250.007 | 51.25 | 7.8031 | 11242.2 | 0 | 0 | 0 | 0 | 0 | 0 | 0 | 7.8018 | 11242.2 | 0 | 0 | 0 | 0 | 0 | 0 | 0 | 7.8007 | 11242.2 | 0 | 0 | 0 | 0 | 0 | 0 | 0 | -43.4469 | -43.4482 | -43.4493
[20 empty] | 1545 | 2020-03-06 08:00 | 1545 | 3 | 6 | 9 | 49405.823 | 49.4058 | 7.7993 | 11022.3 | 0 | 0 | 0 | 0 | 0 | 0 | 0 | 7.7993 | 11022.3 | 0 | 0 | 0 | 0 | 0 | 0 | 0 | 7.7993 | 11022.3 | 0 | 0 | 0 | 0 | 0 | 0 | 0 | -41.6065 | -41.6065 | -41.6065
[20 empty] | 1546 | 2020-03-06 09:00 | 1546 | 3 | 6 | 10 | 28065.05 | 28.065 | 7.7993 | 11022.3 | 0 | 0 | 0 | 0 | 0 | 0 | 0 | 7.7993 | 11022.3 | 0 | 0 | 0 | 0 | 0 | 0 | 0 | 7.7993 | 11022.3 | 0 | 0 | 0 | 0 | 0 | 0 | 0 | -20.2657 | -20.2657 | -20.2657
[20 empty] | 1547 | 2020-03-06 10:00 | 1547 | 3 | 6 | 11 | 40063.629 | 40.0636 | 7.7993 | 11022.3 | 0 | 0 | 0 | 0 | 0 | 0 | 0 | 7.7993 | 11022.3 | 0 | 0 | 0 | 0 | 0 | 0 | 0 | 7.7993 | 11022.3 | 0 | 0 | 0 | 0 | 0 | 0 | 0 | -32.2643 | -32.2643 | -32.2643
[20 empty] | 1548 | 2020-03-06 11:00 | 1548 | 3 | 6 | 12 | 103773.242 | 103.7732 | 7.7993 | 10948.9 | 0 | 0 | 0 | 0 | 0 | 0 | 0 | 7.7993 | 10948.9 | 0 | 0 | 0 | 0 | 0 | 0 | 0 | 7.7993 | 10948.9 | 0 | 0 | 0 | 0 | 0 | 0 | 0 | -95.9739 | -95.9739 | -95.9739
[20 empty] | 1549 | 2020-03-06 12:00 | 1549 | 3 | 6 | 13 | 68947.955 | 68.948 | 7.7993 | 10875.6 | 0 | 0 | 0 | 0 | 0 | 0 | 0 | 7.7993 | 10875.6 | 0 | 0 | 0 | 0 | 0 | 0 | 0 | 7.7993 | 10875.6 | 0 | 0 | 0 | 0 | 0 | 0 | 0 | -61.1486 | -61.1486 | -61.1486
[20 empty] | 1550 | 2020-03-06 13:00 | 1550 | 3 | 6 | 14 | 75815.429 | 75.8154 | 7.7993 | 10875.6 | 0 | 0 | 0 | 0 | 0 | 0 | 0 | 7.7993 | 10875.6 | 0 | 0 | 0 | 0 | 0 | 0 | 0 | 7.7993 | 10875.6 | 0 | 0 | 0 | 0 | 0 | 0 | 0 | -68.0161 | -68.0161 | -68.0161
[20 empty] | 1551 | 2020-03-06 14:00 | 1551 | 3 | 6 | 15 | 160332.982 | 160.333 | 7.7993 | 10802.3 | 0 | 0 | 0 | 0 | 0 | 0 | 0 | 7.7993 | 10802.3 | 0 | 0 | 0 | 0 | 0 | 0 | 0 | 7.7993 | 10802.3 | 0 | 0 | 0 | 0 | 0 | 0 | 0 | -152.5337 | -152.5337 | -152.5337
[20 empty] | 1552 | 2020-03-06 15:00 | 1552 | 3 | 6 | 16 | 83419.323 | 83.4193 | 7.7993 | 10802.3 | 0 | 0 | 0 | 0 | 0 | 0 | 0 | 7.7993 | 10802.3 | 0 | 0 | 0 | 0 | 0 | 0 | 0 | 7.7993 | 10802.3 | 0 | 0 | 0 | 0 | 0 | 0 | 0 | -75.62 | -75.62 | -75.62
[20 empty] | 1553 | 2020-03-06 16:00 | 1553 | 3 | 6 | 17 | 46317.393 | 46.3174 | 7.7993 | 10802.3 | 0 | 0 | 0 | 0 | 0 | 0 | 0 | 7.7993 | 10802.3 | 0 | 0 | 0 | 0 | 0 | 0 | 0 | 7.7993 | 10802.3 | 0 | 0 | 0 | 0 | 0 | 0 | 0 | -38.5181 | -38.5181 | -38.5181
[20 empty] | 1554 | 2020-03-06 17:00 | 1554 | 3 | 6 | 18 | 3503.696 | 3.5037 | 7.8018 | 10948.9 | 0 | 0 | 0 | 0 | 0 | 0 | 0 | 7.8016 | 10948.9 | 0 | 0 | 0 | 0 | 0 | 0 | 0 | 7.8016 | 10948.9 | 0 | 0 | 0 | 0 | 0 | 0 | 0 | 4.2982 | 4.2979 | 4.2979
[20 empty] | 1555 | 2020-03-06 18:00 | 1555 | 3 | 6 | 19 | 0 | 0 | 7.8094 | 10948.9 | 0 | 0 | 0 | 0 | 0 | 0 | 0 | 7.8094 | 10948.9 | 0 | 0 | 0 | 0 | 0 | 0 | 0 | 7.8094 | 10948.9 | 0 | 0 | 0 | 0 | 0 | 0 | 0 | 7.8094 | 7.8094 | 7.8094
[20 empty] | 1556 | 2020-03-06 19:00 | 1556 | 3 | 6 | 20 | 0 | 0 | 7.8094 | 10948.9 | 0 | 0 | 0 | 0 | 0 | 0 | 0 | 7.8094 | 10948.9 | 0 | 0 | 0 | 0 | 0 | 0 | 0 | 7.8094 | 10948.9 | 0 | 0 | 0 | 0 | 0 | 0 | 0 | 7.8094 | 7.8094 | 7.8094
[20 empty] | 1557 | 2020-03-06 20:00 | 1557 | 3 | 6 | 21 | 0 | 0 | 7.8094 | 10875.6 | 0 | 0 | 0 | 0 | 0 | 0 | 0 | 7.8094 | 10875.6 | 0 | 0 | 0 | 0 | 0 | 0 | 0 | 7.8094 | 10875.6 | 0 | 0 | 0 | 0 | 0 | 0 | 0 | 7.8094 | 7.8094 | 7.8094
[20 empty] | 1558 | 2020-03-06 21:00 | 1558 | 3 | 6 | 22 | 0 | 0 | 7.8094 | 11022.3 | 0 | 0 | 0 | 0 | 0 | 0 | 0 | 7.8094 | 11022.3 | 0 | 0 | 0 | 0 | 0 | 0 | 0 | 7.8094 | 11022.3 | 0 | 0 | 0 | 0 | 0 | 0 | 0 | 7.8094 | 7.8094 | 7.8094
[20 empty] | 1559 | 2020-03-06 22:00 | 1559 | 3 | 6 | 23 | 0 | 0 | 7.8094 | 11022.3 | 0 | 0 | 0 | 0 | 0 | 0 | 0 | 7.8094 | 11022.3 | 0 | 0 | 0 | 0 | 0 | 0 | 0 | 7.8094 | 11022.3 | 0 | 0 | 0 | 0 | 0 | 0 | 0 | 7.8094 | 7.8094 | 7.8094
[20 empty] | 1560 | 2020-03-06 23:00 | 1560 | 3 | 6 | 24 | 0 | 0 | 7.8094 | 11168.9 | 0 | 0 | 0 | 0 | 0 | 0 | 0 | 7.8094 | 11168.9 | 0 | 0 | 0 | 0 | 0 | 0 | 0 | 7.8094 | 11168.9 | 0 | 0 | 0 | 0 | 0 | 0 | 0 | 7.8094 | 7.8094 | 7.8094
[20 empty] | 1561 | 2020-03-07 | 1561 | 3 | 7 | 1 | 0 | 0 | 7.8094 | 11022.3 | 0 | 0 | 0 | 0 | 0 | 0 | 0 | 7.8094 | 11022.3 | 0 | 0 | 0 | 0 | 0 | 0 | 0 | 7.8094 | 11022.3 | 0 | 0 | 0 | 0 | 0 | 0 | 0 | 7.8094 | 7.8094 | 7.8094
[20 empty] | 1562 | 2020-03-07 01:00 | 1562 | 3 | 7 | 2 | 0 | 0 | 7.8094 | 11022.3 | 0 | 0 | 0 | 0 | 0 | 0 | 0 | 7.8094 | 11022.3 | 0 | 0 | 0 | 0 | 0 | 0 | 0 | 7.8094 | 11022.3 | 0 | 0 | 0 | 0 | 0 | 0 | 0 | 7.8094 | 7.8094 | 7.8094
[20 empty] | 1563 | 2020-03-07 02:00 | 1563 | 3 | 7 | 3 | 0 | 0 | 7.8094 | 11022.3 | 0 | 0 | 0 | 0 | 0 | 0 | 0 | 7.8094 | 11022.3 | 0 | 0 | 0 | 0 | 0 | 0 | 0 | 7.8094 | 11022.3 | 0 | 0 | 0 | 0 | 0 | 0 | 0 | 7.8094 | 7.8094 | 7.8094
[20 empty] | 1564 | 2020-03-07 03:00 | 1564 | 3 | 7 | 4 | 0 | 0 | 7.8094 | 10948.9 | 0 | 0 | 0 | 0 | 0 | 0 | 0 | 7.8094 | 10948.9 | 0 | 0 | 0 | 0 | 0 | 0 | 0 | 7.8094 | 10948.9 | 0 | 0 | 0 | 0 | 0 | 0 | 0 | 7.8094 | 7.8094 | 7.8094
[20 empty] | 1565 | 2020-03-07 04:00 | 1565 | 3 | 7 | 5 | 0 | 0 | 7.8094 | 10948.9 | 0 | 0 | 0 | 0 | 0 | 0 | 0 | 7.8094 | 10948.9 | 0 | 0 | 0 | 0 | 0 | 0 | 0 | 7.8094 | 10948.9 | 0 | 0 | 0 | 0 | 0 | 0 | 0 | 7.8094 | 7.8094 | 7.8094
[20 empty] | 1566 | 2020-03-07 05:00 | 1566 | 3 | 7 | 6 | 0 | 0 | 7.8094 | 11022.3 | 0 | 0 | 0 | 0 | 0 | 0 | 0 | 7.8094 | 11022.3 | 0 | 0 | 0 | 0 | 0 | 0 | 0 | 7.8094 | 11022.3 | 0 | 0 | 0 | 0 | 0 | 0 | 0 | 7.8094 | 7.8094 | 7.8094
[20 empty] | 1567 | 2020-03-07 06:00 | 1567 | 3 | 7 | 7 | 0 | 0 | 7.8092 | 10875.6 | 0 | 0 | 0 | 0 | 0 | 0 | 0 | 7.8091 | 10875.6 | 0 | 0 | 0 | 0 | 0 | 0 | 0 | 7.8091 | 10875.6 | 0 | 0 | 0 | 0 | 0 | 0 | 0 | 7.8092 | 7.8091 | 7.8091
[20 empty] | 1568 | 2020-03-07 07:00 | 1568 | 3 | 7 | 8 | 50785.714 | 50.7857 | 7.8016 | 10875.6 | 0 | 0 | 0 | 0 | 0 | 0 | 0 | 7.8002 | 10875.6 | 0 | 0 | 0 | 0 | 0 | 0 | 0 | 7.7996 | 10875.6 | 0 | 0 | 0 | 0 | 0 | 0 | 0 | -42.9841 | -42.9855 | -42.9861
[20 empty] | 1569 | 2020-03-07 08:00 | 1569 | 3 | 7 | 9 | 125533.94 | 125.5339 | 7.7993 | 9922.34 | 0 | 0 | 0 | 0 | 0 | 0 | 0 | 7.7993 | 9922.34 | 0 | 0 | 0 | 0 | 0 | 0 | 0 | 7.7993 | 9922.34 | 0 | 0 | 0 | 0 | 0 | 0 | 0 | -117.7346 | -117.7346 | -117.7346
[20 empty] | 1570 | 2020-03-07 09:00 | 1570 | 3 | 7 | 10 | 185690.401 | 185.6904 | 7.7993 | 9482.38 | 0 | 0 | 0 | 0 | 0 | 0 | 0 | 7.7993 | 9482.38 | 0 | 0 | 0 | 0 | 0 | 0 | 0 | 7.7993 | 9482.38 | 0 | 0 | 0 | 0 | 0 | 0 | 0 | -177.8911 | -177.8911 | -177.8911
[20 empty] | 1571 | 2020-03-07 10:00 | 1571 | 3 | 7 | 11 | 220285.12 | 220.2851 | 7.7993 | 9482.38 | 0 | 0 | 0 | 0 | 0 | 0 | 0 | 7.7993 | 9482.38 | 0 | 0 | 0 | 0 | 0 | 0 | 0 | 7.7993 | 9482.38 | 0 | 0 | 0 | 0 | 0 | 0 | 0 | -212.4858 | -212.4858 | -212.4858
[20 empty] | 1572 | 2020-03-07 11:00 | 1572 | 3 | 7 | 12 | 236098.617 | 236.0986 | 7.7993 | 9189.07 | 0 | 0 | 0 | 0 | 0 | 0 | 0 | 7.7993 | 9189.07 | 0 | 0 | 0 | 0 | 0 | 0 | 0 | 7.7993 | 9189.07 | 0 | 0 | 0 | 0 | 0 | 0 | 0 | -228.2993 | -228.2993 | -228.2993
[20 empty] | 1573 | 2020-03-07 12:00 | 1573 | 3 | 7 | 13 | 141406.794 | 141.4068 | 7.7993 | 9409.05 | 0 | 0 | 0 | 0 | 0 | 0 | 0 | 7.7993 | 9409.05 | 0 | 0 | 0 | 0 | 0 | 0 | 0 | 7.7993 | 9409.05 | 0 | 0 | 0 | 0 | 0 | 0 | 0 | -133.6075 | -133.6075 | -133.6075
[20 empty] | 1574 | 2020-03-07 13:00 | 1574 | 3 | 7 | 14 | 95806.65 | 95.8066 | 7.7993 | 9409.05 | 0 | 0 | 0 | 0 | 0 | 0 | 0 | 7.7993 | 9409.05 | 0 | 0 | 0 | 0 | 0 | 0 | 0 | 7.7993 | 9409.05 | 0 | 0 | 0 | 0 | 0 | 0 | 0 | -88.0073 | -88.0073 | -88.0073
[20 empty] | 1575 | 2020-03-07 14:00 | 1575 | 3 | 7 | 15 | 80936.803 | 80.9368 | 7.7993 | 9629.03 | 0 | 0 | 0 | 0 | 0 | 0 | 0 | 7.7993 | 9629.03 | 0 | 0 | 0 | 0 | 0 | 0 | 0 | 7.7993 | 9629.03 | 0 | 0 | 0 | 0 | 0 | 0 | 0 | -73.1375 | -73.1375 | -73.1375
[20 empty] | 1576 | 2020-03-07 15:00 | 1576 | 3 | 7 | 16 | 53086.178 | 53.0862 | 7.7993 | 10142.3 | 0 | 0 | 0 | 0 | 0 | 0 | 0 | 7.7993 | 10142.3 | 0 | 0 | 0 | 0 | 0 | 0 | 0 | 7.7993 | 10142.3 | 0 | 0 | 0 | 0 | 0 | 0 | 0 | -45.2869 | -45.2869 | -45.2869
[20 empty] | 1577 | 2020-03-07 16:00 | 1577 | 3 | 7 | 17 | 48304.198 | 48.3042 | 7.7993 | 10142.3 | 0 | 0 | 0 | 0 | 0 | 0 | 0 | 7.7993 | 10142.3 | 0 | 0 | 0 | 0 | 0 | 0 | 0 | 7.7993 | 10142.3 | 0 | 0 | 0 | 0 | 0 | 0 | 0 | -40.5049 | -40.5049 | -40.5049
[20 empty] | 1578 | 2020-03-07 17:00 | 1578 | 3 | 7 | 18 | 2034.852 | 2.0349 | 7.8018 | 10142.3 | 0 | 0 | 0 | 0 | 0 | 0 | 0 | 7.8014 | 10142.3 | 0 | 0 | 0 | 0 | 0 | 0 | 0 | 7.8014 | 10142.3 | 0 | 0 | 0 | 0 | 0 | 0 | 0 | 5.7669 | 5.7666 | 5.7666
[20 empty] | 1579 | 2020-03-07 18:00 | 1579 | 3 | 7 | 19 | 0 | 0 | 7.8094 | 10362.3 | 0 | 0 | 0 | 0 | 0 | 0 | 0 | 7.8094 | 10362.3 | 0 | 0 | 0 | 0 | 0 | 0 | 0 | 7.8094 | 10362.3 | 0 | 0 | 0 | 0 | 0 | 0 | 0 | 7.8094 | 7.8094 | 7.8094
[20 empty] | 1580 | 2020-03-07 19:00 | 1580 | 3 | 7 | 20 | 0 | 0 | 7.8094 | 10362.3 | 0 | 0 | 0 | 0 | 0 | 0 | 0 | 7.8094 | 10362.3 | 0 | 0 | 0 | 0 | 0 | 0 | 0 | 7.8094 | 10362.3 | 0 | 0 | 0 | 0 | 0 | 0 | 0 | 7.8094 | 7.8094 | 7.8094
[20 empty] | 1581 | 2020-03-07 20:00 | 1581 | 3 | 7 | 21 | 0 | 0 | 7.8094 | 10509 | 0 | 0 | 0 | 0 | 0 | 0 | 0 | 7.8094 | 10509 | 0 | 0 | 0 | 0 | 0 | 0 | 0 | 7.8094 | 10509 | 0 | 0 | 0 | 0 | 0 | 0 | 0 | 7.8094 | 7.8094 | 7.8094
[20 empty] | 1582 | 2020-03-07 21:00 | 1582 | 3 | 7 | 22 | 0 | 0 | 7.8094 | 10362.3 | 0 | 0 | 0 | 0 | 0 | 0 | 0 | 7.8094 | 10362.3 | 0 | 0 | 0 | 0 | 0 | 0 | 0 | 7.8094 | 10362.3 | 0 | 0 | 0 | 0 | 0 | 0 | 0 | 7.8094 | 7.8094 | 7.8094
[20 empty] | 1583 | 2020-03-07 22:00 | 1583 | 3 | 7 | 23 | 0 | 0 | 7.8094 | 10362.3 | 0 | 0 | 0 | 0 | 0 | 0 | 0 | 7.8094 | 10362.3 | 0 | 0 | 0 | 0 | 0 | 0 | 0 | 7.8094 | 10362.3 | 0 | 0 | 0 | 0 | 0 | 0 | 0 | 7.8094 | 7.8094 | 7.8094
[20 empty] | 1584 | 2020-03-07 23:00 | 1584 | 3 | 7 | 24 | 0 | 0 | 7.8094 | 10509 | 0 | 0 | 0 | 0 | 0 | 0 | 0 | 7.8094 | 10509 | 0 | 0 | 0 | 0 | 0 | 0 | 0 | 7.8094 | 10509 | 0 | 0 | 0 | 0 | 0 | 0 | 0 | 7.8094 | 7.8094 | 7.8094
[20 empty] | 1585 | 2020-03-08 | 1585 | 3 | 8 | 1 | 0 | 0 | 7.3488 | 10655.6 | 0 | 0 | 0 | 0 | 0 | 0 | 0 | 7.3488 | 10655.6 | 0 | 0 | 0 | 0 | 0 | 0 | 0 | 7.3488 | 10655.6 | 0 | 0 | 0 | 0 | 0 | 0 | 0 | 7.3488 | 7.3488 | 7.3488
[20 empty] | 1586 | 2020-03-08 01:00 | 1586 | 3 | 8 | 2 | 0 | 0 | 7.3488 | 10655.6 | 0 | 0 | 0 | 0 | 0 | 0 | 0 | 7.3488 | 10655.6 | 0 | 0 | 0 | 0 | 0 | 0 | 0 | 7.3488 | 10655.6 | 0 | 0 | 0 | 0 | 0 | 0 | 0 | 7.3488 | 7.3488 | 7.3488
[20 empty] | 1587 | 2020-03-08 02:00 | 1587 | 3 | 8 | 3 | 0 | 0 | 7.3488 | 10875.6 | 0 | 0 | 0 | 0 | 0 | 0 | 0 | 7.3488 | 10875.6 | 0 | 0 | 0 | 0 | 0 | 0 | 0 | 7.3488 | 10875.6 | 0 | 0 | 0 | 0 | 0 | 0 | 0 | 7.3488 | 7.3488 | 7.3488
[20 empty] | 1588 | 2020-03-08 03:00 | 1588 | 3 | 8 | 4 | 0 | 0 | 7.3488 | 11022.3 | 0 | 0 | 0 | 0 | 0 | 0 | 0 | 7.3488 | 11022.3 | 0 | 0 | 0 | 0 | 0 | 0 | 0 | 7.3488 | 11022.3 | 0 | 0 | 0 | 0 | 0 | 0 | 0 | 7.3488 | 7.3488 | 7.3488
[20 empty] | 1589 | 2020-03-08 04:00 | 1589 | 3 | 8 | 5 | 0 | 0 | 34.7185 | 876042 | 14.6597 | 50.0189 | 0 | 865020 | 865.02 | 112021 | -682972 | 37.6805 | 906426 | 16.5164 | 56.354 | 0 | 932442 | 932.442 | 140531 | -750276 | 40.7545 | 943464 | 18.3907 | 62.7491 | 0 | 895404 | 895.404 | 126208 | -721064 | 34.7185 | 37.6805 | 40.7545
[20 empty] | 1590 | 2020-03-08 05:00 | 1590 | 3 | 8 | 6 | 0 | 0 | 40.0164 | 755036 | 18.3155 | 62.4925 | 0 | 744527 | 744.527 | 139956 | -646413 | 43.5202 | 769575 | 20.7434 | 70.7765 | 0 | 779855 | 779.855 | 177145 | -680572 | 47.1401 | 790363 | 23.1823 | 79.098 | 0 | 759066 | 759.066 | 158509 | -663764 | 40.0164 | 43.5202 | 47.1401
[20 empty] | 1591 | 2020-03-08 06:00 | 1591 | 3 | 8 | 7 | 0 | 0 | 42.7423 | 745269 | 18.9322 | 64.5967 | 0 | 712544 | 712.544 | 144668 | -609950 | 46.166 | 757467 | 21.2888 | 72.6374 | 0 | 743425 | 743.425 | 181030 | -639191 | 49.75 | 776150 | 23.6907 | 80.8327 | 0 | 724743 | 724.743 | 162676 | -624749 | 42.7423 | 46.166 | 49.75
[20 empty] | 1592 | 2020-03-08 07:00 | 1592 | 3 | 8 | 8 | 24926.501 | 24.9265 | 98.9992 | 771752 | 0.87423 | 2.9829 | 0 | 689319 | 689.319 | 6680.34 | -584823 | 99.8469 | 785454 | 0.97114 | 3.3135 | 0 | 724427 | 724.427 | 8179.61 | -617595 | 100.801 | 806861 | 1.0704 | 3.6523 | 0 | 703020 | 703.02 | 7420.85 | -600563 | 74.0727 | 74.9204 | 75.8745
[20 empty] | 1593 | 2020-03-08 08:00 | 1593 | 3 | 8 | 9 | 44333.718 | 44.3337 | 137.601 | 814838 | 5.3774 | 18.3477 | 0 | 733138 | 733.138 | 41090.8 | -626744 | 138.658 | 823391 | 5.7366 | 19.5733 | 0 | 758641 | 758.641 | 46640 | -650657 | 139.954 | 840341 | 6.1036 | 20.8254 | 0 | 741691 | 741.691 | 43835.8 | -638133 | 93.2673 | 94.3243 | 95.6203
[20 empty] | 1594 | 2020-03-08 09:00 | 1594 | 3 | 8 | 10 | 61500.804 | 61.5008 | 146.966 | 717955 | 8.0591 | 27.4978 | 0 | 661185 | 661.185 | 61583.1 | -556905 | 148.316 | 723303 | 8.5756 | 29.26 | 0 | 679106 | 679.106 | 69561.5 | -573107 | 149.898 | 735875 | 9.1032 | 31.0602 | 0 | 666534 | 666.534 | 65529.7 | -564458 | 85.4652 | 86.8152 | 88.3972
[20 empty] | 1595 | 2020-03-08 10:00 | 1595 | 3 | 8 | 11 | 64201.297 | 64.2013 | 148.256 | 670369 | 8.0021 | 27.303 | 0 | 613600 | 613.6 | 61146.9 | -512162 | 149.611 | 672761 | 8.5187 | 29.0657 | 0 | 623781 | 623.781 | 69127.6 | -520915 | 151.176 | 680550 | 9.0465 | 30.8665 | 0 | 615992 | 615.992 | 65094.6 | -516506 | 84.0547 | 85.4097 | 86.9747
[20 empty] | 1596 | 2020-03-08 11:00 | 1596 | 3 | 8 | 12 | 107789.287 | 107.7893 | 131.692 | 710813 | 12.0606 | 41.1508 | 0 | 584154 | 584.154 | 92160.2 | -484585 | 133.446 | 704910 | 12.8917 | 43.9865 | 0 | 577838 | 577.838 | 104998 | -478347 | 135.418 | 704497 | 13.7407 | 46.8833 | 0 | 578251 | 578.251 | 98510.7 | -481180 | 23.9027 | 25.6567 | 27.6287
[20 empty] | 1597 | 2020-03-08 12:00 | 1597 | 3 | 8 | 13 | 189763.845 | 189.7638 | 159.31 | 611855 | 16.5046 | 56.3137 | 0 | 485196 | 485.196 | 126118 | -393912 | 161.423 | 600078 | 17.6485 | 60.2167 | 0 | 467213 | 467.213 | 143789 | -378357 | 163.702 | 593872 | 18.8171 | 64.2039 | 0 | 473419 | 473.419 | 134860 | -385332 | -30.4538 | -28.3408 | -26.0618
[20 empty] | 1598 | 2020-03-08 13:00 | 1598 | 3 | 8 | 14 | 31425.317 | 31.4253 | 111.106 | 550959 | 16.4591 | 56.1584 | 0 | 461152 | 461.152 | 125770 | -373560 | 113.182 | 540077 | 17.6 | 60.0512 | 0 | 443873 | 443.873 | 143395 | -358058 | 115.431 | 533680 | 18.7655 | 64.0279 | 0 | 450270 | 450.27 | 134489 | -365094 | 79.6807 | 81.7567 | 84.0057
[20 empty] | 1599 | 2020-03-08 14:00 | 1599 | 3 | 8 | 15 | 34582.355 | 34.5824 | 103.975 | 484864 | 14.1985 | 48.4453 | 0 | 428314 | 428.314 | 108497 | -344820 | 105.844 | 474881 | 15.1818 | 51.8003 | 0 | 411892 | 411.892 | 123686 | -330459 | 107.932 | 468442 | 16.1863 | 55.2277 | 0 | 418332 | 418.332 | 116010 | -336984 | 69.3926 | 71.2616 | 73.3496
[20 empty] | 1600 | 2020-03-08 15:00 | 1600 | 3 | 8 | 16 | 5924.736 | 5.9247 | 82.767 | 510511 | 7.4991 | 25.5869 | 0 | 453741 | 453.741 | 57303.6 | -366224 | 84.0982 | 504234 | 8.0151 | 27.3477 | 0 | 445357 | 445.357 | 65275.3 | -358879 | 85.6605 | 502126 | 8.5423 | 29.1464 | 0 | 447464 | 447.464 | 61246.9 | -362004 | 76.8423 | 78.1735 | 79.7358
[20 empty] | 1601 | 2020-03-08 16:00 | 1601 | 3 | 8 | 17 | 10493.334 | 10.4933 | 81.4213 | 469077 | 7.5626 | 25.8035 | 0 | 437159 | 437.159 | 57788.6 | -352146 | 82.7672 | 465516 | 8.0792 | 27.5661 | 0 | 433425 | 433.425 | 65768.7 | -348744 | 84.2525 | 465342 | 8.6069 | 29.3667 | 0 | 433598 | 433.598 | 61736.1 | -349888 | 70.928 | 72.2739 | 73.7592
[20 empty] | 1602 | 2020-03-08 17:00 | 1602 | 3 | 8 | 18 | 0 | 0 | 14.6733 | 32357.6 | 0 | 0 | 0 | 0 | 0 | 0 | 0 | 14.6733 | 32357.6 | 0 | 0 | 0 | 0 | 0 | 0 | 0 | 14.6733 | 32357.6 | 0 | 0 | 0 | 0 | 0 | 0 | 0 | 14.6733 | 14.6733 | 14.6733
[20 empty] | 1603 | 2020-03-08 18:00 | 1603 | 3 | 8 | 19 | 0 | 0 | 13.7561 | 32430.9 | 0 | 0 | 0 | 0 | 0 | 0 | 0 | 13.7561 | 32430.9 | 0 | 0 | 0 | 0 | 0 | 0 | 0 | 13.7561 | 32430.9 | 0 | 0 | 0 | 0 | 0 | 0 | 0 | 13.7561 | 13.7561 | 13.7561
[20 empty] | 1604 | 2020-03-08 19:00 | 1604 | 3 | 8 | 20 | 0 | 0 | 10.3718 | 32430.9 | 0 | 0 | 0 | 0 | 0 | 0 | 0 | 10.3718 | 32430.9 | 0 | 0 | 0 | 0 | 0 | 0 | 0 | 10.3718 | 32430.9 | 0 | 0 | 0 | 0 | 0 | 0 | 0 | 10.3718 | 10.3718 | 10.3718
[20 empty] | 1605 | 2020-03-08 20:00 | 1605 | 3 | 8 | 21 | 0 | 0 | 8.8603 | 10069 | 0 | 0 | 0 | 0 | 0 | 0 | 0 | 8.8603 | 10069 | 0 | 0 | 0 | 0 | 0 | 0 | 0 | 8.8603 | 10069 | 0 | 0 | 0 | 0 | 0 | 0 | 0 | 8.8603 | 8.8603 | 8.8603
[20 empty] | 1606 | 2020-03-08 21:00 | 1606 | 3 | 8 | 22 | 0 | 0 | 7.3488 | 10142.3 | 0 | 0 | 0 | 0 | 0 | 0 | 0 | 7.3488 | 10142.3 | 0 | 0 | 0 | 0 | 0 | 0 | 0 | 7.3488 | 10142.3 | 0 | 0 | 0 | 0 | 0 | 0 | 0 | 7.3488 | 7.3488 | 7.3488
[20 empty] | 1607 | 2020-03-08 22:00 | 1607 | 3 | 8 | 23 | 0 | 0 | 7.3488 | 10142.3 | 0 | 0 | 0 | 0 | 0 | 0 | 0 | 7.3488 | 10142.3 | 0 | 0 | 0 | 0 | 0 | 0 | 0 | 7.3488 | 10142.3 | 0 | 0 | 0 | 0 | 0 | 0 | 0 | 7.3488 | 7.3488 | 7.3488
[20 empty] | 1608 | 2020-03-08 23:00 | 1608 | 3 | 8 | 24 | 0 | 0 | 7.3488 | 10362.3 | 0 | 0 | 0 | 0 | 0 | 0 | 0 | 7.3488 | 10362.3 | 0 | 0 | 0 | 0 | 0 | 0 | 0 | 7.3488 | 10362.3 | 0 | 0 | 0 | 0 | 0 | 0 | 0 | 7.3488 | 7.3488 | 7.3488
[20 empty] | 1609 | 2020-03-09 | 1609 | 3 | 9 | 1 | 0 | 0 | 7.3488 | 10362.3 | 0 | 0 | 0 | 0 | 0 | 0 | 0 | 7.3488 | 10362.3 | 0 | 0 | 0 | 0 | 0 | 0 | 0 | 7.3488 | 10362.3 | 0 | 0 | 0 | 0 | 0 | 0 | 0 | 7.3488 | 7.3488 | 7.3488
[20 empty] | 1610 | 2020-03-09 01:00 | 1610 | 3 | 9 | 2 | 0 | 0 | 7.3488 | 10362.3 | 0 | 0 | 0 | 0 | 0 | 0 | 0 | 7.3488 | 10362.3 | 0 | 0 | 0 | 0 | 0 | 0 | 0 | 7.3488 | 10362.3 | 0 | 0 | 0 | 0 | 0 | 0 | 0 | 7.3488 | 7.3488 | 7.3488
[20 empty] | 1611 | 2020-03-09 02:00 | 1611 | 3 | 9 | 3 | 0 | 0 | 7.3488 | 10655.6 | 0 | 0 | 0 | 0 | 0 | 0 | 0 | 7.3488 | 10655.6 | 0 | 0 | 0 | 0 | 0 | 0 | 0 | 7.3488 | 10655.6 | 0 | 0 | 0 | 0 | 0 | 0 | 0 | 7.3488 | 7.3488 | 7.3488
[20 empty] | 1612 | 2020-03-09 03:00 | 1612 | 3 | 9 | 4 | 0 | 0 | 7.3488 | 10582.3 | 0 | 0 | 0 | 0 | 0 | 0 | 0 | 7.3488 | 10582.3 | 0 | 0 | 0 | 0 | 0 | 0 | 0 | 7.3488 | 10582.3 | 0 | 0 | 0 | 0 | 0 | 0 | 0 | 7.3488 | 7.3488 | 7.3488
[20 empty] | 1613 | 2020-03-09 04:00 | 1613 | 3 | 9 | 5 | 0 | 0 | 39.4127 | 635696 | 19.6232 | 66.9544 | 0 | 625113 | 625.113 | 149949 | -442045 | 42.5328 | 650763 | 21.6558 | 73.8896 | 0 | 668174 | 668.174 | 181230 | -481722 | 45.7903 | 678756 | 23.7169 | 80.9221 | 0 | 640181 | 640.181 | 165481 | -461608 | 39.4127 | 42.5328 | 45.7903
[20 empty] | 1614 | 2020-03-09 05:00 | 1614 | 3 | 9 | 6 | 0 | 0 | 42.5844 | 501228 | 21.3529 | 72.8561 | 0 | 490572 | 490.572 | 163166 | -397707 | 32.0303 | 494704 | 14.3224 | 48.868 | 0 | 502168 | 502.168 | 119250 | -407965 | 33.9849 | 512823 | 15.6058 | 53.247 | 0 | 484049 | 484.049 | 109444 | -393593 | 42.5844 | 32.0303 | 33.9849
[20 empty] | 1615 | 2020-03-09 06:00 | 1615 | 3 | 9 | 7 | 721.468 | 0.72147 | 32.3681 | 480672 | 13.1134 | 44.7429 | 0 | 447654 | 447.654 | 100205 | -361220 | 34.1895 | 492492 | 14.3635 | 49.0083 | 0 | 477130 | 477.13 | 119540 | -386785 | 36.1417 | 510147 | 15.6438 | 53.3766 | 0 | 459475 | 459.475 | 109757 | -372801 | 31.6466 | 33.468 | 35.4202
[20 empty] | 1616 | 2020-03-09 07:00 | 1616 | 3 | 9 | 8 | 53285.289 | 53.2853 | 97.159 | 519239 | 0.87423 | 2.9829 | 0 | 436512 | 436.512 | 6680.34 | -351547 | 97.8901 | 540218 | 0.97113 | 3.3135 | 0 | 483211 | 483.211 | 8179.59 | -392265 | 98.8033 | 565938 | 1.0704 | 3.6523 | 0 | 457490 | 457.49 | 7420.81 | -370996 | 43.8737 | 44.6048 | 45.518
[20 empty] | 1617 | 2020-03-09 08:00 | 1617 | 3 | 9 | 9 | 11602.586 | 11.6026 | 135.115 | 658052 | 1.0969 | 3.7427 | 0 | 575324 | 575.324 | 8382.04 | -474087 | 136.136 | 679145 | 1.2001 | 4.0946 | 0 | 624326 | 624.326 | 9975.05 | -519770 | 137.21 | 707054 | 1.3054 | 4.454 | 0 | 596417 | 596.417 | 9170.06 | -496152 | 123.5124 | 124.5334 | 125.6074
[20 empty] | 1618 | 2020-03-09 09:00 | 1618 | 3 | 9 | 10 | 4500.433 | 4.5004 | 142.342 | 546746 | 1.3157 | 4.4893 | 0 | 488877 | 488.877 | 10054.1 | -398215 | 143.263 | 569667 | 1.4189 | 4.8414 | 0 | 540223 | 540.223 | 11648 | -444047 | 144.292 | 598093 | 1.5243 | 5.201 | 0 | 511797 | 511.797 | 10842.6 | -420413 | 137.8416 | 138.7626 | 139.7916
[20 empty] | 1619 | 2020-03-09 10:00 | 1619 | 3 | 9 | 11 | 15278.907 | 15.2789 | 143.445 | 518507 | 1.2997 | 4.4345 | 0 | 460637 | 460.637 | 9931.4 | -372387 | 144.289 | 542155 | 1.4028 | 4.7865 | 0 | 513114 | 513.114 | 11524.9 | -419245 | 145.248 | 570984 | 1.5082 | 5.146 | 0 | 484285 | 484.285 | 10719.7 | -395150 | 128.1661 | 129.0101 | 129.9691
[20 empty] | 1620 | 2020-03-09 11:00 | 1620 | 3 | 9 | 12 | 21955.207 | 21.9552 | 122.48 | 586536 | 1.0821 | 3.6922 | 0 | 459877 | 459.877 | 8268.87 | -370038 | 123.209 | 611769 | 1.1853 | 4.0441 | 0 | 515515 | 515.515 | 9862.38 | -419833 | 124.09 | 642174 | 1.2907 | 4.4037 | 0 | 485110 | 485.11 | 9057.12 | -394337 | 100.5248 | 101.2538 | 102.1348
[20 empty] | 1621 | 2020-03-09 12:00 | 1621 | 3 | 9 | 13 | 37548.825 | 37.5488 | 145.064 | 521200 | 1.0821 | 3.6922 | 0 | 394541 | 394.541 | 8268.86 | -315197 | 145.793 | 547861 | 1.1853 | 4.0441 | 0 | 451280 | 451.28 | 9862.36 | -363430 | 146.739 | 577939 | 1.2907 | 4.4037 | 0 | 421202 | 421.202 | 9057.11 | -338754 | 107.5152 | 108.2442 | 109.1902
[20 empty] | 1622 | 2020-03-09 13:00 | 1622 | 3 | 9 | 14 | 32014.79 | 32.0148 | 96.6653 | 506475 | 1.0813 | 3.6895 | 0 | 412484 | 412.484 | 8262.87 | -329162 | 97.3794 | 534611 | 1.1844 | 4.0412 | 0 | 471607 | 471.607 | 9855.16 | -380124 | 98.3573 | 565598 | 1.2897 | 4.4005 | 0 | 440621 | 440.621 | 9050.55 | -354169 | 64.6505 | 65.3646 | 66.3425
[20 empty] | 1623 | 2020-03-09 14:00 | 1623 | 3 | 9 | 15 | 51776.849 | 51.7768 | 91.2949 | 480476 | 1.0821 | 3.6922 | 0 | 422533 | 422.533 | 8268.85 | -340941 | 92.106 | 507195 | 1.1853 | 4.0441 | 0 | 478915 | 478.915 | 9862.35 | -389906 | 93.1809 | 536859 | 1.2907 | 4.4037 | 0 | 449252 | 449.252 | 9057.08 | -365011 | 39.5181 | 40.3292 | 41.4041
[20 empty] | 1624 | 2020-03-09 15:00 | 1624 | 3 | 9 | 16 | 10018.017 | 10.018 | 77.616 | 524235 | 1.2987 | 4.4312 | 0 | 466292 | 466.292 | 9923.9 | -377187 | 78.5374 | 550016 | 1.4018 | 4.7828 | 0 | 522449 | 522.449 | 11516.2 | -427653 | 79.694 | 580392 | 1.5071 | 5.1422 | 0 | 492073 | 492.073 | 10711.5 | -402070 | 67.598 | 68.5194 | 69.676
[20 empty] | 1625 | 2020-03-09 16:00 | 1625 | 3 | 9 | 17 | 67514.607 | 67.5146 | 75.054 | 506454 | 1.3106 | 4.4718 | 0 | 473289 | 473.289 | 10014.9 | -381822 | 76.1577 | 530252 | 1.4138 | 4.8237 | 0 | 525742 | 525.742 | 11608.4 | -428820 | 77.4164 | 558907 | 1.5191 | 5.1833 | 0 | 497088 | 497.088 | 10803.1 | -404927 | 7.5394 | 8.6431 | 9.9018
[20 empty] | 1626 | 2020-03-09 17:00 | 1626 | 3 | 9 | 18 | 5539.339 | 5.5393 | 14.6733 | 33311 | 0 | 0 | 0 | 0 | 0 | 0 | 0 | 14.6733 | 33311 | 0 | 0 | 0 | 0 | 0 | 0 | 0 | 14.6733 | 33311 | 0 | 0 | 0 | 0 | 0 | 0 | 0 | 9.134 | 9.134 | 9.134
[20 empty] | 1627 | 2020-03-09 18:00 | 1627 | 3 | 9 | 19 | 0 | 0 | 13.7561 | 33384.4 | 0 | 0 | 0 | 0 | 0 | 0 | 0 | 13.7561 | 33384.4 | 0 | 0 | 0 | 0 | 0 | 0 | 0 | 13.7561 | 33384.4 | 0 | 0 | 0 | 0 | 0 | 0 | 0 | 13.7561 | 13.7561 | 13.7561
[20 empty] | 1628 | 2020-03-09 19:00 | 1628 | 3 | 9 | 20 | 0 | 0 | 10.3718 | 33384.4 | 0 | 0 | 0 | 0 | 0 | 0 | 0 | 10.3718 | 33384.4 | 0 | 0 | 0 | 0 | 0 | 0 | 0 | 10.3718 | 33384.4 | 0 | 0 | 0 | 0 | 0 | 0 | 0 | 10.3718 | 10.3718 | 10.3718
[20 empty] | 1629 | 2020-03-09 20:00 | 1629 | 3 | 9 | 21 | 0 | 0 | 8.8603 | 11095.6 | 0 | 0 | 0 | 0 | 0 | 0 | 0 | 8.8603 | 11095.6 | 0 | 0 | 0 | 0 | 0 | 0 | 0 | 8.8603 | 11095.6 | 0 | 0 | 0 | 0 | 0 | 0 | 0 | 8.8603 | 8.8603 | 8.8603
[20 empty] | 1630 | 2020-03-09 21:00 | 1630 | 3 | 9 | 22 | 0 | 0 | 7.3488 | 11095.6 | 0 | 0 | 0 | 0 | 0 | 0 | 0 | 7.3488 | 11095.6 | 0 | 0 | 0 | 0 | 0 | 0 | 0 | 7.3488 | 11095.6 | 0 | 0 | 0 | 0 | 0 | 0 | 0 | 7.3488 | 7.3488 | 7.3488
[20 empty] | 1631 | 2020-03-09 22:00 | 1631 | 3 | 9 | 23 | 0 | 0 | 7.3488 | 11095.6 | 0 | 0 | 0 | 0 | 0 | 0 | 0 | 7.3488 | 11095.6 | 0 | 0 | 0 | 0 | 0 | 0 | 0 | 7.3488 | 11095.6 | 0 | 0 | 0 | 0 | 0 | 0 | 0 | 7.3488 | 7.3488 | 7.3488
[20 empty] | 1632 | 2020-03-09 23:00 | 1632 | 3 | 9 | 24 | 0 | 0 | 7.3488 | 11095.6 | 0 | 0 | 0 | 0 | 0 | 0 | 0 | 7.3488 | 11095.6 | 0 | 0 | 0 | 0 | 0 | 0 | 0 | 7.3488 | 11095.6 | 0 | 0 | 0 | 0 | 0 | 0 | 0 | 7.3488 | 7.3488 | 7.3488
[20 empty] | 1633 | 2020-03-10 | 1633 | 3 | 10 | 1 | 0 | 0 | 7.3488 | 11168.9 | 0 | 0 | 0 | 0 | 0 | 0 | 0 | 7.3488 | 11168.9 | 0 | 0 | 0 | 0 | 0 | 0 | 0 | 7.3488 | 11168.9 | 0 | 0 | 0 | 0 | 0 | 0 | 0 | 7.3488 | 7.3488 | 7.3488
[20 empty] | 1634 | 2020-03-10 01:00 | 1634 | 3 | 10 | 2 | 0 | 0 | 7.3488 | 11168.9 | 0 | 0 | 0 | 0 | 0 | 0 | 0 | 7.3488 | 11168.9 | 0 | 0 | 0 | 0 | 0 | 0 | 0 | 7.3488 | 11168.9 | 0 | 0 | 0 | 0 | 0 | 0 | 0 | 7.3488 | 7.3488 | 7.3488
[20 empty] | 1635 | 2020-03-10 02:00 | 1635 | 3 | 10 | 3 | 0 | 0 | 7.3488 | 11168.9 | 0 | 0 | 0 | 0 | 0 | 0 | 0 | 7.3488 | 11168.9 | 0 | 0 | 0 | 0 | 0 | 0 | 0 | 7.3488 | 11168.9 | 0 | 0 | 0 | 0 | 0 | 0 | 0 | 7.3488 | 7.3488 | 7.3488
[20 empty] | 1636 | 2020-03-10 03:00 | 1636 | 3 | 10 | 4 | 0 | 0 | 7.3488 | 11168.9 | 0 | 0 | 0 | 0 | 0 | 0 | 0 | 7.3488 | 11168.9 | 0 | 0 | 0 | 0 | 0 | 0 | 0 | 7.3488 | 11168.9 | 0 | 0 | 0 | 0 | 0 | 0 | 0 | 7.3488 | 7.3488 | 7.3488
[20 empty] | 1637 | 2020-03-10 04:00 | 1637 | 3 | 10 | 5 | 0 | 0 | 28.5872 | 512300 | 12.7102 | 43.3672 | 0 | 501131 | 501.131 | 97123.5 | -323881 | 30.4292 | 529986 | 13.8612 | 47.2944 | 0 | 653990 | 653.99 | 149425 | -464200 | 39.4624 | 665158 | 19.5546 | 66.7203 | 0 | 518817 | 518.817 | 105919 | -344613 | 28.5872 | 30.4292 | 39.4624
[20 empty] | 1638 | 2020-03-10 05:00 | 1638 | 3 | 10 | 6 | 0 | 0 | 23.659 | 467086 | 8.6911 | 29.6539 | 0 | 455624 | 455.624 | 66411.8 | -362071 | 24.8952 | 491271 | 9.4895 | 32.3782 | 0 | 476521 | 476.521 | 44316.7 | -380239 | 19.238 | 487983 | 5.7995 | 19.7881 | 0 | 479809 | 479.809 | 72513.1 | -385446 | 23.659 | 24.8952 | 19.238
[20 empty] | 1639 | 2020-03-10 06:00 | 1639 | 3 | 10 | 7 | 0 | 0 | 20.1061 | 442640 | 4.9893 | 17.0236 | 0 | 408889 | 408.889 | 38125.6 | -329206 | 20.6859 | 464818 | 5.3804 | 18.3578 | 0 | 538207 | 538.207 | 72606.8 | -443147 | 27.2211 | 571958 | 9.5018 | 32.42 | 0 | 431067 | 431.067 | 41113.5 | -348945 | 20.1061 | 20.6859 | 27.2211
[20 empty] | 1640 | 2020-03-10 07:00 | 1640 | 3 | 10 | 8 | 22732.325 | 22.7323 | 97.1003 | 621822 | 0.87341 | 2.9801 | 0 | 538361 | 538.361 | 6674.1 | -441303 | 97.8707 | 662279 | 0.97025 | 3.3105 | 0 | 606119 | 606.119 | 8178.68 | -503135 | 98.8007 | 689580 | 1.0703 | 3.6519 | 0 | 578818 | 578.818 | 7414.03 | -480406 | 74.368 | 75.1384 | 76.0684
[20 empty] | 1641 | 2020-03-10 08:00 | 1641 | 3 | 10 | 9 | 140954.788 | 140.9548 | 132.516 | 707483 | 1.0977 | 3.7453 | 0 | 624389 | 624.389 | 8387.75 | -528926 | 133.418 | 742101 | 1.2009 | 4.0973 | 0 | 688148 | 688.148 | 9981.81 | -589099 | 134.575 | 771242 | 1.3063 | 4.457 | 0 | 659007 | 659.007 | 9176.29 | -564071 | -8.4388 | -7.5368 | -6.3798
[20 empty] | 1642 | 2020-03-10 09:00 | 1642 | 3 | 10 | 10 | 199896.058 | 199.8961 | 139.81 | 571031 | 1.2994 | 4.4335 | 0 | 512942 | 512.942 | 9929.07 | -422532 | 140.695 | 599851 | 1.4025 | 4.7854 | 0 | 566738 | 566.738 | 11522.2 | -471378 | 141.861 | 624828 | 1.5079 | 5.1449 | 0 | 541761 | 541.761 | 10717.1 | -450606 | -60.0861 | -59.2011 | -58.0351
[20 empty] | 1643 | 2020-03-10 10:00 | 1643 | 3 | 10 | 11 | 192857.057 | 192.8571 | 140.752 | 540178 | 1.2908 | 4.404 | 0 | 482088 | 482.088 | 9863.17 | -391280 | 141.809 | 566970 | 1.3939 | 4.756 | 0 | 532491 | 532.491 | 11456.6 | -436583 | 143.085 | 590581 | 1.4993 | 5.1155 | 0 | 508881 | 508.881 | 10651.4 | -417192 | -52.1051 | -51.0481 | -49.7721
[20 empty] | 1644 | 2020-03-10 11:00 | 1644 | 3 | 10 | 12 | 254883.801 | 254.8838 | 120.213 | 586822 | 1.0783 | 3.6791 | 0 | 460163 | 460.163 | 8239.51 | -371703 | 121.3 | 610919 | 1.1815 | 4.0312 | 0 | 505799 | 505.799 | 9869.24 | -412434 | 122.569 | 632458 | 1.2915 | 4.4068 | 0 | 484261 | 484.261 | 9028.16 | -394914 | -134.6708 | -133.5838 | -132.3148
[20 empty] | 1645 | 2020-03-10 12:00 | 1645 | 3 | 10 | 13 | 185590.617 | 185.5906 | 143.387 | 517575 | 1.0666 | 3.6391 | 0 | 390916 | 390.916 | 8149.97 | -309990 | 144.502 | 539047 | 1.1697 | 3.9908 | 0 | 430536 | 430.536 | 9756.31 | -343635 | 145.764 | 557195 | 1.2768 | 4.3563 | 0 | 412388 | 412.388 | 8937.78 | -329175 | -42.2036 | -41.0886 | -39.8266
[20 empty] | 1646 | 2020-03-10 13:00 | 1646 | 3 | 10 | 14 | 154419.067 | 154.4191 | 94.8815 | 479294 | 1.0432 | 3.5594 | 0 | 384808 | 384.808 | 7971.62 | -306991 | 96.11 | 498076 | 1.1631 | 3.9685 | 0 | 419432 | 419.432 | 9671.05 | -336426 | 97.3508 | 513918 | 1.2656 | 4.3183 | 0 | 403590 | 403.59 | 8887.67 | -323854 | -59.5376 | -58.3091 | -57.0683
[20 empty] | 1647 | 2020-03-10 14:00 | 1647 | 3 | 10 | 15 | 64620.612 | 64.6206 | 90.2292 | 503963 | 1.0432 | 3.5594 | 0 | 445580 | 445.58 | 7971.62 | -354118 | 91.4423 | 525783 | 1.1631 | 3.9685 | 0 | 488668 | 488.668 | 9671.03 | -392029 | 92.6439 | 547051 | 1.2656 | 4.3183 | 0 | 467400 | 467.4 | 8887.67 | -374953 | 25.6086 | 26.8217 | 28.0233
[20 empty] | 1648 | 2020-03-10 15:00 | 1648 | 3 | 10 | 16 | 44818.465 | 44.8185 | 76.9309 | 534570 | 1.2824 | 4.3755 | 0 | 476261 | 476.261 | 9799.29 | -387960 | 77.9894 | 557385 | 1.3807 | 4.711 | 0 | 521795 | 521.795 | 11369.1 | -428856 | 79.2666 | 580105 | 1.4878 | 5.0765 | 0 | 499075 | 499.075 | 10550.6 | -410162 | 32.1124 | 33.1709 | 34.4481
[20 empty] | 1649 | 2020-03-10 16:00 | 1649 | 3 | 10 | 17 | 4647.732 | 4.6477 | 75.6837 | 521003 | 1.306 | 4.4561 | 0 | 487545 | 487.545 | 9979.65 | -396196 | 76.6411 | 546354 | 1.4137 | 4.8237 | 0 | 538773 | 538.773 | 11608.2 | -442403 | 77.7393 | 572230 | 1.5191 | 5.1832 | 0 | 512897 | 512.897 | 10803 | -420883 | 71.036 | 71.9934 | 73.0916
[20 empty] | 1650 | 2020-03-10 17:00 | 1650 | 3 | 10 | 18 | 0 | 0 | 14.6733 | 33531.1 | 0 | 0 | 0 | 0 | 0 | 0 | 0 | 14.6733 | 33531.1 | 0 | 0 | 0 | 0 | 0 | 0 | 0 | 14.6733 | 33531.1 | 0 | 0 | 0 | 0 | 0 | 0 | 0 | 14.6733 | 14.6733 | 14.6733
[20 empty] | 1651 | 2020-03-10 18:00 | 1651 | 3 | 10 | 19 | 0 | 0 | 13.7561 | 33531.1 | 0 | 0 | 0 | 0 | 0 | 0 | 0 | 13.7561 | 33531.1 | 0 | 0 | 0 | 0 | 0 | 0 | 0 | 13.7561 | 33531.1 | 0 | 0 | 0 | 0 | 0 | 0 | 0 | 13.7561 | 13.7561 | 13.7561
[20 empty] | 1652 | 2020-03-10 19:00 | 1652 | 3 | 10 | 20 | 0 | 0 | 10.3718 | 33531.1 | 0 | 0 | 0 | 0 | 0 | 0 | 0 | 10.3718 | 33531.1 | 0 | 0 | 0 | 0 | 0 | 0 | 0 | 10.3718 | 33531.1 | 0 | 0 | 0 | 0 | 0 | 0 | 0 | 10.3718 | 10.3718 | 10.3718
[20 empty] | 1653 | 2020-03-10 20:00 | 1653 | 3 | 10 | 21 | 0 | 0 | 8.8603 | 11095.6 | 0 | 0 | 0 | 0 | 0 | 0 | 0 | 8.8603 | 11095.6 | 0 | 0 | 0 | 0 | 0 | 0 | 0 | 8.8603 | 11095.6 | 0 | 0 | 0 | 0 | 0 | 0 | 0 | 8.8603 | 8.8603 | 8.8603
[20 empty] | 1654 | 2020-03-10 21:00 | 1654 | 3 | 10 | 22 | 0 | 0 | 7.3488 | 11095.6 | 0 | 0 | 0 | 0 | 0 | 0 | 0 | 7.3488 | 11095.6 | 0 | 0 | 0 | 0 | 0 | 0 | 0 | 7.3488 | 11095.6 | 0 | 0 | 0 | 0 | 0 | 0 | 0 | 7.3488 | 7.3488 | 7.3488
[20 empty] | 1655 | 2020-03-10 22:00 | 1655 | 3 | 10 | 23 | 0 | 0 | 7.3488 | 11095.6 | 0 | 0 | 0 | 0 | 0 | 0 | 0 | 7.3488 | 11095.6 | 0 | 0 | 0 | 0 | 0 | 0 | 0 | 7.3488 | 11095.6 | 0 | 0 | 0 | 0 | 0 | 0 | 0 | 7.3488 | 7.3488 | 7.3488
[20 empty] | 1656 | 2020-03-10 23:00 | 1656 | 3 | 10 | 24 | 0 | 0 | 7.3488 | 11022.3 | 0 | 0 | 0 | 0 | 0 | 0 | 0 | 7.3488 | 11022.3 | 0 | 0 | 0 | 0 | 0 | 0 | 0 | 7.3488 | 11022.3 | 0 | 0 | 0 | 0 | 0 | 0 | 0 | 7.3488 | 7.3488 | 7.3488
[20 empty] | 1657 | 2020-03-11 | 1657 | 3 | 11 | 1 | 0 | 0 | 7.3488 | 11022.3 | 0 | 0 | 0 | 0 | 0 | 0 | 0 | 7.3488 | 11022.3 | 0 | 0 | 0 | 0 | 0 | 0 | 0 | 7.3488 | 11022.3 | 0 | 0 | 0 | 0 | 0 | 0 | 0 | 7.3488 | 7.3488 | 7.3488
[20 empty] | 1658 | 2020-03-11 01:00 | 1658 | 3 | 11 | 2 | 0 | 0 | 7.3488 | 11022.3 | 0 | 0 | 0 | 0 | 0 | 0 | 0 | 7.3488 | 11022.3 | 0 | 0 | 0 | 0 | 0 | 0 | 0 | 7.3488 | 11022.3 | 0 | 0 | 0 | 0 | 0 | 0 | 0 | 7.3488 | 7.3488 | 7.3488
[20 empty] | 1659 | 2020-03-11 02:00 | 1659 | 3 | 11 | 3 | 0 | 0 | 7.3488 | 10948.9 | 0 | 0 | 0 | 0 | 0 | 0 | 0 | 7.3488 | 10948.9 | 0 | 0 | 0 | 0 | 0 | 0 | 0 | 7.3488 | 10948.9 | 0 | 0 | 0 | 0 | 0 | 0 | 0 | 7.3488 | 7.3488 | 7.3488
[20 empty] | 1660 | 2020-03-11 03:00 | 1660 | 3 | 11 | 4 | 0 | 0 | 7.3488 | 10875.6 | 0 | 0 | 0 | 0 | 0 | 0 | 0 | 7.3488 | 10875.6 | 0 | 0 | 0 | 0 | 0 | 0 | 0 | 7.3488 | 10875.6 | 0 | 0 | 0 | 0 | 0 | 0 | 0 | 7.3488 | 7.3488 | 7.3488
[20 empty] | 1661 | 2020-03-11 04:00 | 1661 | 3 | 11 | 5 | 0 | 0 | 29.2687 | 479208 | 13.3896 | 45.6853 | 0 | 468333 | 468.333 | 102316 | -306784 | 31.1798 | 495242 | 14.6107 | 49.8517 | 0 | 510142 | 510.142 | 120808 | -343867 | 33.1471 | 521017 | 15.8097 | 53.9427 | 0 | 484367 | 484.367 | 111647 | -325494 | 29.2687 | 31.1798 | 33.1471
[20 empty] | 1662 | 2020-03-11 05:00 | 1662 | 3 | 11 | 6 | 0 | 0 | 18.0942 | 326842 | 5.1633 | 17.6171 | 0 | 316040 | 316.04 | 39454.6 | -250227 | 18.6739 | 340913 | 5.5592 | 18.968 | 0 | 345750 | 345.75 | 45578.2 | -275560 | 19.3481 | 356552 | 5.9646 | 20.3514 | 0 | 330110 | 330.11 | 42480.2 | -263046 | 18.0942 | 18.6739 | 19.3481
[20 empty] | 1663 | 2020-03-11 06:00 | 1663 | 3 | 11 | 7 | 0 | 0 | 20.2226 | 332881 | 5.1575 | 17.5974 | 0 | 299790 | 299.79 | 39410.5 | -235953 | 20.802 | 346036 | 5.5537 | 18.9491 | 0 | 327752 | 327.752 | 45535.4 | -259744 | 21.4757 | 360843 | 5.959 | 20.3322 | 0 | 312945 | 312.945 | 42437.7 | -247982 | 20.2226 | 20.802 | 21.4757
[20 empty] | 1664 | 2020-03-11 07:00 | 1664 | 3 | 11 | 8 | 14048.731 | 14.0487 | 98.5092 | 578386 | 0.87613 | 2.9894 | 0 | 495586 | 495.586 | 6694.88 | -403097 | 99.4719 | 615220 | 0.97325 | 3.3207 | 0 | 568413 | 568.413 | 8197.15 | -468961 | 100.527 | 651214 | 1.0727 | 3.6602 | 0 | 532420 | 532.42 | 7436.98 | -438244 | 84.4605 | 85.4232 | 86.4783
[20 empty] | 1665 | 2020-03-11 08:00 | 1665 | 3 | 11 | 9 | 2163.301 | 2.1633 | 132.36 | 651113 | 1.0767 | 3.6736 | 0 | 568386 | 568.386 | 8227.28 | -471074 | 133.225 | 683280 | 1.1861 | 4.0471 | 0 | 634847 | 634.847 | 9869.56 | -532694 | 134.319 | 717574 | 1.2916 | 4.4069 | 0 | 600552 | 600.552 | 9063.73 | -503185 | 130.1967 | 131.0617 | 132.1557
[20 empty] | 1666 | 2020-03-11 09:00 | 1666 | 3 | 11 | 10 | 8971.125 | 8.9711 | 139.964 | 539289 | 1.2205 | 4.1644 | 0 | 481420 | 481.42 | 9326.49 | -391153 | 140.652 | 570855 | 1.3265 | 4.5261 | 0 | 546018 | 546.018 | 10941.4 | -449375 | 141.664 | 603888 | 1.4319 | 4.8855 | 0 | 512985 | 512.985 | 10136.6 | -421363 | 130.9929 | 131.6809 | 132.6929
[20 empty] | 1667 | 2020-03-11 10:00 | 1667 | 3 | 11 | 11 | 12458.097 | 12.4581 | 140.855 | 508353 | 1.1968 | 4.0834 | 0 | 450484 | 450.484 | 9144.97 | -363111 | 141.799 | 538758 | 1.3165 | 4.4918 | 0 | 512735 | 512.735 | 10864.2 | -418692 | 142.886 | 570604 | 1.4218 | 4.851 | 0 | 480888 | 480.888 | 10059.8 | -391821 | 128.3969 | 129.3409 | 130.4279
[20 empty] | 1668 | 2020-03-11 11:00 | 1668 | 3 | 11 | 12 | 14212.388 | 14.2124 | 120.267 | 564334 | 1.02 | 3.4803 | 0 | 437675 | 437.675 | 7794.31 | -352289 | 121.164 | 594324 | 1.1225 | 3.8299 | 0 | 498667 | 498.667 | 9517.58 | -406029 | 122.392 | 625326 | 1.2455 | 4.2497 | 0 | 467665 | 467.665 | 8577.3 | -379956 | 106.0546 | 106.9516 | 108.1796
[20 empty] | 1669 | 2020-03-11 12:00 | 1669 | 3 | 11 | 13 | 33984.048 | 33.984 | 145.317 | 497868 | 3.0561 | 10.4274 | 0 | 371209 | 371.209 | 23352.9 | -294794 | 146.709 | 526634 | 3.4484 | 11.766 | 0 | 429207 | 429.207 | 28775.6 | -344244 | 148.077 | 555866 | 3.7657 | 12.8487 | 0 | 399975 | 399.975 | 26350.7 | -320231 | 111.333 | 112.725 | 114.093
[20 empty] | 1670 | 2020-03-11 13:00 | 1670 | 3 | 11 | 14 | 9642.909 | 9.6429 | 96.7514 | 449767 | 2.2966 | 7.8359 | 0 | 356209 | 356.209 | 17549.1 | -285894 | 97.6673 | 476679 | 2.5321 | 8.6395 | 0 | 410233 | 410.233 | 21189.6 | -332012 | 98.8513 | 503792 | 2.773 | 9.4615 | 0 | 383121 | 383.121 | 19348.8 | -309647 | 87.1085 | 88.0244 | 89.2084
[20 empty] | 1671 | 2020-03-11 14:00 | 1671 | 3 | 11 | 15 | 104931.041 | 104.931 | 89.6688 | 419407 | 0.96827 | 3.3037 | 0 | 361684 | 361.684 | 7398.92 | -287234 | 90.8079 | 443276 | 1.0857 | 3.7043 | 0 | 410261 | 410.261 | 9083.77 | -328606 | 92.0243 | 467984 | 1.1888 | 4.056 | 0 | 385553 | 385.553 | 8295.96 | -308456 | -15.2622 | -14.1231 | -12.9067
[20 empty] | 1672 | 2020-03-11 15:00 | 1672 | 3 | 11 | 16 | 99023.302 | 99.0233 | 75.9442 | 406539 | 1.1577 | 3.9501 | 0 | 349109 | 349.109 | 8846.62 | -279702 | 77.0717 | 423769 | 1.2593 | 4.2967 | 0 | 384245 | 384.245 | 10416.5 | -309617 | 78.3321 | 441675 | 1.3632 | 4.6511 | 0 | 366340 | 366.34 | 9622.65 | -295151 | -23.0791 | -21.9516 | -20.6912
[20 empty] | 1673 | 2020-03-11 16:00 | 1673 | 3 | 11 | 17 | 22920.632 | 22.9206 | 74.1305 | 382475 | 1.1838 | 4.039 | 0 | 349897 | 349.897 | 9045.62 | -277107 | 75.2971 | 399477 | 1.3022 | 4.4431 | 0 | 384900 | 384.9 | 10889.5 | -306933 | 76.6722 | 417477 | 1.4251 | 4.8623 | 0 | 366900 | 366.9 | 9950.75 | -292495 | 51.2099 | 52.3765 | 53.7516
[20 empty] | 1674 | 2020-03-11 17:00 | 1674 | 3 | 11 | 18 | 1833.416 | 1.8334 | 14.6733 | 32871 | 0 | 0 | 0 | 0 | 0 | 0 | 0 | 14.6733 | 32871 | 0 | 0 | 0 | 0 | 0 | 0 | 0 | 14.6733 | 32871 | 0 | 0 | 0 | 0 | 0 | 0 | 0 | 12.8399 | 12.8399 | 12.8399
[20 empty] | 1675 | 2020-03-11 18:00 | 1675 | 3 | 11 | 19 | 0 | 0 | 13.7561 | 32577.6 | 0 | 0 | 0 | 0 | 0 | 0 | 0 | 13.7561 | 32577.6 | 0 | 0 | 0 | 0 | 0 | 0 | 0 | 13.7561 | 32577.6 | 0 | 0 | 0 | 0 | 0 | 0 | 0 | 13.7561 | 13.7561 | 13.7561
[20 empty] | 1676 | 2020-03-11 19:00 | 1676 | 3 | 11 | 20 | 0 | 0 | 10.3718 | 32577.6 | 0 | 0 | 0 | 0 | 0 | 0 | 0 | 10.3718 | 32577.6 | 0 | 0 | 0 | 0 | 0 | 0 | 0 | 10.3718 | 32577.6 | 0 | 0 | 0 | 0 | 0 | 0 | 0 | 10.3718 | 10.3718 | 10.3718
[20 empty] | 1677 | 2020-03-11 20:00 | 1677 | 3 | 11 | 21 | 0 | 0 | 8.8603 | 9922.34 | 0 | 0 | 0 | 0 | 0 | 0 | 0 | 8.8603 | 9922.34 | 0 | 0 | 0 | 0 | 0 | 0 | 0 | 8.8603 | 9922.34 | 0 | 0 | 0 | 0 | 0 | 0 | 0 | 8.8603 | 8.8603 | 8.8603
[20 empty] | 1678 | 2020-03-11 21:00 | 1678 | 3 | 11 | 22 | 0 | 0 | 7.3488 | 9995.67 | 0 | 0 | 0 | 0 | 0 | 0 | 0 | 7.3488 | 9995.67 | 0 | 0 | 0 | 0 | 0 | 0 | 0 | 7.3488 | 9995.67 | 0 | 0 | 0 | 0 | 0 | 0 | 0 | 7.3488 | 7.3488 | 7.3488
[20 empty] | 1679 | 2020-03-11 22:00 | 1679 | 3 | 11 | 23 | 0 | 0 | 7.3488 | 9995.67 | 0 | 0 | 0 | 0 | 0 | 0 | 0 | 7.3488 | 9995.67 | 0 | 0 | 0 | 0 | 0 | 0 | 0 | 7.3488 | 9995.67 | 0 | 0 | 0 | 0 | 0 | 0 | 0 | 7.3488 | 7.3488 | 7.3488
[20 empty] | 1680 | 2020-03-11 23:00 | 1680 | 3 | 11 | 24 | 0 | 0 | 7.3488 | 10655.6 | 0 | 0 | 0 | 0 | 0 | 0 | 0 | 7.3488 | 10655.6 | 0 | 0 | 0 | 0 | 0 | 0 | 0 | 7.3488 | 10655.6 | 0 | 0 | 0 | 0 | 0 | 0 | 0 | 7.3488 | 7.3488 | 7.3488
[20 empty] | 1681 | 2020-03-12 | 1681 | 3 | 12 | 1 | 0 | 0 | 7.3488 | 10948.9 | 0 | 0 | 0 | 0 | 0 | 0 | 0 | 7.3488 | 10948.9 | 0 | 0 | 0 | 0 | 0 | 0 | 0 | 7.3488 | 10948.9 | 0 | 0 | 0 | 0 | 0 | 0 | 0 | 7.3488 | 7.3488 | 7.3488
[20 empty] | 1682 | 2020-03-12 01:00 | 1682 | 3 | 12 | 2 | 0 | 0 | 7.3488 | 10948.9 | 0 | 0 | 0 | 0 | 0 | 0 | 0 | 7.3488 | 10948.9 | 0 | 0 | 0 | 0 | 0 | 0 | 0 | 7.3488 | 10948.9 | 0 | 0 | 0 | 0 | 0 | 0 | 0 | 7.3488 | 7.3488 | 7.3488
[20 empty] | 1683 | 2020-03-12 02:00 | 1683 | 3 | 12 | 3 | 0 | 0 | 7.3488 | 11242.2 | 0 | 0 | 0 | 0 | 0 | 0 | 0 | 7.3488 | 11242.2 | 0 | 0 | 0 | 0 | 0 | 0 | 0 | 7.3488 | 11242.2 | 0 | 0 | 0 | 0 | 0 | 0 | 0 | 7.3488 | 7.3488 | 7.3488
[20 empty] | 1684 | 2020-03-12 03:00 | 1684 | 3 | 12 | 4 | 0 | 0 | 7.3488 | 11315.6 | 0 | 0 | 0 | 0 | 0 | 0 | 0 | 7.3488 | 11315.6 | 0 | 0 | 0 | 0 | 0 | 0 | 0 | 7.3488 | 11315.6 | 0 | 0 | 0 | 0 | 0 | 0 | 0 | 7.3488 | 7.3488 | 7.3488
[20 empty] | 1685 | 2020-03-12 04:00 | 1685 | 3 | 12 | 5 | 0 | 0 | 15.8458 | 313489 | 4.7367 | 16.1616 | 0 | 302174 | 302.174 | 36195.1 | -139506 | 16.5635 | 316774 | 5.2127 | 17.7859 | 0 | 319432 | 319.432 | 43403.4 | -153285 | 17.3508 | 330748 | 5.68 | 19.3803 | 0 | 305458 | 305.458 | 39832.6 | -146447 | 15.8458 | 16.5635 | 17.3508
[20 empty] | 1686 | 2020-03-12 05:00 | 1686 | 3 | 12 | 6 | 0 | 0 | 15.7468 | 266842 | 3.6938 | 12.6033 | 0 | 255233 | 255.233 | 28225.9 | -190807 | 16.3795 | 280007 | 4.1059 | 14.0095 | 0 | 283721 | 283.721 | 34397.6 | -214713 | 17.0706 | 295330 | 4.5015 | 15.359 | 0 | 268398 | 268.398 | 31375.2 | -202920 | 15.7468 | 16.3795 | 17.0706
[20 empty] | 1687 | 2020-03-12 06:00 | 1687 | 3 | 12 | 7 | 3083.096 | 3.0831 | 12.3097 | 258875 | 0 | 0 | 0 | 224904 | 224.904 | 0 | -169620 | 12.2908 | 268667 | 0 | 0 | 0 | 348349 | 348.349 | 41827.7 | -274960 | 20.953 | 382320 | 5.4738 | 18.6767 | 0 | 234695 | 234.695 | 0 | -178769 | 9.2266 | 9.2077 | 17.8699
[20 empty] | 1688 | 2020-03-12 07:00 | 1688 | 3 | 12 | 8 | 71678.118 | 71.6781 | 96.5419 | 630078 | 0.82371 | 2.8105 | 0 | 546397 | 546.397 | 6294.32 | -448603 | 97.367 | 675704 | 0.92386 | 3.1522 | 0 | 628061 | 628.061 | 7865.4 | -523749 | 98.4262 | 711742 | 1.0293 | 3.512 | 0 | 592023 | 592.023 | 7059.59 | -492860 | 24.8638 | 25.6889 | 26.7481
[20 empty] | 1689 | 2020-03-12 08:00 | 1689 | 3 | 12 | 9 | 154929.864 | 154.9299 | 132.455 | 705275 | 1.0433 | 3.5599 | 0 | 621814 | 621.814 | 7972.58 | -523668 | 133.467 | 745122 | 1.1528 | 3.9334 | 0 | 700646 | 700.646 | 9626.56 | -597956 | 134.566 | 784107 | 1.2598 | 4.2984 | 0 | 661661 | 661.661 | 8809.18 | -563718 | -22.4749 | -21.4629 | -20.3639
[20 empty] | 1690 | 2020-03-12 09:00 | 1690 | 3 | 12 | 10 | 217521.201 | 217.5212 | 139.413 | 568124 | 1.2372 | 4.2213 | 0 | 509667 | 509.667 | 9453.9 | -419187 | 140.321 | 603132 | 1.3402 | 4.5728 | 0 | 579660 | 579.66 | 11045.4 | -482966 | 141.461 | 638117 | 1.4455 | 4.9319 | 0 | 544676 | 544.676 | 10241.1 | -452924 | -78.1082 | -77.2002 | -76.0602
[20 empty] | 1691 | 2020-03-12 10:00 | 1691 | 3 | 12 | 11 | 219977.159 | 219.9772 | 140.145 | 546491 | 1.1955 | 4.079 | 0 | 488034 | 488.034 | 9135.13 | -396402 | 141.178 | 580094 | 1.2979 | 4.4286 | 0 | 555486 | 555.486 | 10853.9 | -457458 | 142.544 | 613943 | 1.4204 | 4.8464 | 0 | 521638 | 521.638 | 9918.18 | -428656 | -79.8322 | -78.7992 | -77.4332
[20 empty] | 1692 | 2020-03-12 11:00 | 1692 | 3 | 12 | 12 | 280431.408 | 280.4314 | 119.613 | 564408 | 1.0147 | 3.4622 | 0 | 437749 | 437.749 | 7753.89 | -356896 | 120.72 | 593390 | 1.1213 | 3.826 | 0 | 494776 | 494.776 | 9368.89 | -407199 | 121.961 | 621435 | 1.2261 | 4.1834 | 0 | 466731 | 466.731 | 8568.63 | -383565 | -160.8184 | -159.7114 | -158.4704
[20 empty] | 1693 | 2020-03-12 12:00 | 1693 | 3 | 12 | 13 | 278799.72 | 278.7997 | 142.624 | 492986 | 0.97083 | 3.3125 | 0 | 366327 | 366.327 | 7418.47 | -290271 | 143.852 | 516353 | 1.0898 | 3.7185 | 0 | 412457 | 412.457 | 9280.56 | -329542 | 145.219 | 539116 | 1.2145 | 4.1439 | 0 | 389694 | 389.694 | 8327.92 | -311069 | -136.1757 | -134.9477 | -133.5807
[20 empty] | 1694 | 2020-03-12 13:00 | 1694 | 3 | 12 | 14 | 258104.2 | 258.1042 | 94.2803 | 449434 | 0.94959 | 3.24 | 0 | 354668 | 354.668 | 7256.18 | -281110 | 95.4861 | 467387 | 1.067 | 3.6407 | 0 | 390152 | 390.152 | 8946.78 | -311198 | 96.6929 | 484919 | 1.1708 | 3.9949 | 0 | 372620 | 372.62 | 8153.65 | -297228 | -163.8239 | -162.6181 | -161.4113
[20 empty] | 1695 | 2020-03-12 14:00 | 1695 | 3 | 12 | 15 | 171801.549 | 171.8015 | 89.4019 | 389600 | 0.94843 | 3.236 | 0 | 331584 | 331.584 | 7247.34 | -266312 | 90.6001 | 399151 | 1.067 | 3.6407 | 0 | 350375 | 350.375 | 8946.76 | -282363 | 91.8098 | 408391 | 1.1708 | 3.9949 | 0 | 341135 | 341.135 | 8153.63 | -275189 | -82.3996 | -81.2014 | -79.9917
[20 empty] | 1696 | 2020-03-12 15:00 | 1696 | 3 | 12 | 16 | 130032.912 | 130.0329 | 75.6497 | 457802 | 1.1207 | 3.824 | 0 | 399566 | 399.566 | 8564.13 | -314689 | 76.8982 | 468845 | 1.2393 | 4.2286 | 0 | 422141 | 422.141 | 10263.2 | -333735 | 78.1501 | 480378 | 1.3431 | 4.5827 | 0 | 410608 | 410.608 | 9470.27 | -325078 | -54.3832 | -53.1347 | -51.8828
[20 empty] | 1697 | 2020-03-12 16:00 | 1697 | 3 | 12 | 17 | 51350.861 | 51.3509 | 74.1653 | 431540 | 1.2141 | 4.1425 | 0 | 398156 | 398.156 | 9277.5 | -318372 | 75.3051 | 442512 | 1.3166 | 4.4922 | 0 | 420485 | 420.485 | 10860.8 | -337314 | 76.565 | 453869 | 1.4213 | 4.8495 | 0 | 409128 | 409.128 | 10060.5 | -328579 | 22.8144 | 23.9542 | 25.2141
[20 empty] | 1698 | 2020-03-12 17:00 | 1698 | 3 | 12 | 18 | 6462.353 | 6.4624 | 14.6733 | 33457.7 | 0 | 0 | 0 | 0 | 0 | 0 | 0 | 14.6733 | 33457.7 | 0 | 0 | 0 | 0 | 0 | 0 | 0 | 14.6733 | 33457.7 | 0 | 0 | 0 | 0 | 0 | 0 | 0 | 8.2109 | 8.2109 | 8.2109
[20 empty] | 1699 | 2020-03-12 18:00 | 1699 | 3 | 12 | 19 | 0 | 0 | 13.7561 | 33604.4 | 0 | 0 | 0 | 0 | 0 | 0 | 0 | 13.7561 | 33604.4 | 0 | 0 | 0 | 0 | 0 | 0 | 0 | 13.7561 | 33604.4 | 0 | 0 | 0 | 0 | 0 | 0 | 0 | 13.7561 | 13.7561 | 13.7561
[20 empty] | 1700 | 2020-03-12 19:00 | 1700 | 3 | 12 | 20 | 0 | 0 | 10.3718 | 33604.4 | 0 | 0 | 0 | 0 | 0 | 0 | 0 | 10.3718 | 33604.4 | 0 | 0 | 0 | 0 | 0 | 0 | 0 | 10.3718 | 33604.4 | 0 | 0 | 0 | 0 | 0 | 0 | 0 | 10.3718 | 10.3718 | 10.3718
[20 empty] | 1701 | 2020-03-12 20:00 | 1701 | 3 | 12 | 21 | 0 | 0 | 8.8603 | 11388.9 | 0 | 0 | 0 | 0 | 0 | 0 | 0 | 8.8603 | 11388.9 | 0 | 0 | 0 | 0 | 0 | 0 | 0 | 8.8603 | 11388.9 | 0 | 0 | 0 | 0 | 0 | 0 | 0 | 8.8603 | 8.8603 | 8.8603
[20 empty] | 1702 | 2020-03-12 21:00 | 1702 | 3 | 12 | 22 | 0 | 0 | 7.3488 | 11388.9 | 0 | 0 | 0 | 0 | 0 | 0 | 0 | 7.3488 | 11388.9 | 0 | 0 | 0 | 0 | 0 | 0 | 0 | 7.3488 | 11388.9 | 0 | 0 | 0 | 0 | 0 | 0 | 0 | 7.3488 | 7.3488 | 7.3488
[20 empty] | 1703 | 2020-03-12 22:00 | 1703 | 3 | 12 | 23 | 0 | 0 | 7.3488 | 11388.9 | 0 | 0 | 0 | 0 | 0 | 0 | 0 | 7.3488 | 11388.9 | 0 | 0 | 0 | 0 | 0 | 0 | 0 | 7.3488 | 11388.9 | 0 | 0 | 0 | 0 | 0 | 0 | 0 | 7.3488 | 7.3488 | 7.3488
[20 empty] | 1704 | 2020-03-12 23:00 | 1704 | 3 | 12 | 24 | 0 | 0 | 7.3488 | 11608.9 | 0 | 0 | 0 | 0 | 0 | 0 | 0 | 7.3488 | 11608.9 | 0 | 0 | 0 | 0 | 0 | 0 | 0 | 7.3488 | 11608.9 | 0 | 0 | 0 | 0 | 0 | 0 | 0 | 7.3488 | 7.3488 | 7.3488
[20 empty] | 1705 | 2020-03-13 | 1705 | 3 | 13 | 1 | 0 | 0 | 7.8094 | 11682.2 | 0 | 0 | 0 | 0 | 0 | 0 | 0 | 7.8094 | 11682.2 | 0 | 0 | 0 | 0 | 0 | 0 | 0 | 7.8094 | 11682.2 | 0 | 0 | 0 | 0 | 0 | 0 | 0 | 7.8094 | 7.8094 | 7.8094
[20 empty] | 1706 | 2020-03-13 01:00 | 1706 | 3 | 13 | 2 | 0 | 0 | 7.8094 | 11682.2 | 0 | 0 | 0 | 0 | 0 | 0 | 0 | 7.8094 | 11682.2 | 0 | 0 | 0 | 0 | 0 | 0 | 0 | 7.8094 | 11682.2 | 0 | 0 | 0 | 0 | 0 | 0 | 0 | 7.8094 | 7.8094 | 7.8094
[20 empty] | 1707 | 2020-03-13 02:00 | 1707 | 3 | 13 | 3 | 0 | 0 | 7.8094 | 11828.9 | 0 | 0 | 0 | 0 | 0 | 0 | 0 | 7.8094 | 11828.9 | 0 | 0 | 0 | 0 | 0 | 0 | 0 | 7.8094 | 11828.9 | 0 | 0 | 0 | 0 | 0 | 0 | 0 | 7.8094 | 7.8094 | 7.8094
[20 empty] | 1708 | 2020-03-13 03:00 | 1708 | 3 | 13 | 4 | 0 | 0 | 7.8094 | 11902.2 | 0 | 0 | 0 | 0 | 0 | 0 | 0 | 7.8094 | 11902.2 | 0 | 0 | 0 | 0 | 0 | 0 | 0 | 7.8094 | 11902.2 | 0 | 0 | 0 | 0 | 0 | 0 | 0 | 7.8094 | 7.8094 | 7.8094
[20 empty] | 1709 | 2020-03-13 04:00 | 1709 | 3 | 13 | 5 | 0 | 0 | 7.8094 | 11902.2 | 0 | 0 | 0 | 0 | 0 | 0 | 0 | 7.8094 | 11902.2 | 0 | 0 | 0 | 0 | 0 | 0 | 0 | 7.8094 | 11902.2 | 0 | 0 | 0 | 0 | 0 | 0 | 0 | 7.8094 | 7.8094 | 7.8094
[20 empty] | 1710 | 2020-03-13 05:00 | 1710 | 3 | 13 | 6 | 0 | 0 | 7.8094 | 11975.5 | 0 | 0 | 0 | 0 | 0 | 0 | 0 | 7.8094 | 11975.5 | 0 | 0 | 0 | 0 | 0 | 0 | 0 | 7.8094 | 11975.5 | 0 | 0 | 0 | 0 | 0 | 0 | 0 | 7.8094 | 7.8094 | 7.8094
[20 empty] | 1711 | 2020-03-13 06:00 | 1711 | 3 | 13 | 7 | 3324.95 | 3.3249 | 7.8084 | 11975.5 | 0 | 0 | 0 | 0 | 0 | 0 | 0 | 7.8083 | 11975.5 | 0 | 0 | 0 | 0 | 0 | 0 | 0 | 7.8081 | 11975.5 | 0 | 0 | 0 | 0 | 0 | 0 | 0 | 4.4835 | 4.4833 | 4.4831
[20 empty] | 1712 | 2020-03-13 07:00 | 1712 | 3 | 13 | 8 | 69360.326 | 69.3603 | 7.8013 | 11975.5 | 0 | 0 | 0 | 0 | 0 | 0 | 0 | 7.8004 | 11975.5 | 0 | 0 | 0 | 0 | 0 | 0 | 0 | 7.7996 | 11975.5 | 0 | 0 | 0 | 0 | 0 | 0 | 0 | -61.559 | -61.56 | -61.5607
[20 empty] | 1713 | 2020-03-13 08:00 | 1713 | 3 | 13 | 9 | 151347.149 | 151.3471 | 7.8 | 11755.5 | 0 | 0 | 0 | 0 | 0 | 0 | 0 | 7.7993 | 11755.5 | 0 | 0 | 0 | 0 | 0 | 0 | 0 | 7.7993 | 11755.5 | 0 | 0 | 0 | 0 | 0 | 0 | 0 | -143.5472 | -143.5478 | -143.5478
[20 empty] | 1714 | 2020-03-13 09:00 | 1714 | 3 | 13 | 10 | 212559.467 | 212.5595 | 7.7993 | 11608.9 | 0 | 0 | 0 | 0 | 0 | 0 | 0 | 7.7993 | 11608.9 | 0 | 0 | 0 | 0 | 0 | 0 | 0 | 7.7993 | 11608.9 | 0 | 0 | 0 | 0 | 0 | 0 | 0 | -204.7601 | -204.7601 | -204.7601
[20 empty] | 1715 | 2020-03-13 10:00 | 1715 | 3 | 13 | 11 | 253795.228 | 253.7952 | 7.7993 | 11608.9 | 0 | 0 | 0 | 0 | 0 | 0 | 0 | 7.7993 | 11608.9 | 0 | 0 | 0 | 0 | 0 | 0 | 0 | 7.7993 | 11608.9 | 0 | 0 | 0 | 0 | 0 | 0 | 0 | -245.9959 | -245.9959 | -245.9959
[20 empty] | 1716 | 2020-03-13 11:00 | 1716 | 3 | 13 | 12 | 271635.27 | 271.6353 | 7.7993 | 11315.6 | 0 | 0 | 0 | 0 | 0 | 0 | 0 | 7.7993 | 11315.6 | 0 | 0 | 0 | 0 | 0 | 0 | 0 | 7.7993 | 11315.6 | 0 | 0 | 0 | 0 | 0 | 0 | 0 | -263.8359 | -263.8359 | -263.8359
[20 empty] | 1717 | 2020-03-13 12:00 | 1717 | 3 | 13 | 13 | 270904.938 | 270.9049 | 7.7993 | 11462.2 | 0 | 0 | 0 | 0 | 0 | 0 | 0 | 7.7993 | 11462.2 | 0 | 0 | 0 | 0 | 0 | 0 | 0 | 7.7993 | 11462.2 | 0 | 0 | 0 | 0 | 0 | 0 | 0 | -263.1056 | -263.1056 | -263.1056
[20 empty] | 1718 | 2020-03-13 13:00 | 1718 | 3 | 13 | 14 | 249816.705 | 249.8167 | 7.7993 | 11462.2 | 0 | 0 | 0 | 0 | 0 | 0 | 0 | 7.7993 | 11462.2 | 0 | 0 | 0 | 0 | 0 | 0 | 0 | 7.7993 | 11462.2 | 0 | 0 | 0 | 0 | 0 | 0 | 0 | -242.0174 | -242.0174 | -242.0174
[20 empty] | 1719 | 2020-03-13 14:00 | 1719 | 3 | 13 | 15 | 211678.961 | 211.679 | 7.7993 | 11462.2 | 0 | 0 | 0 | 0 | 0 | 0 | 0 | 7.7993 | 11462.2 | 0 | 0 | 0 | 0 | 0 | 0 | 0 | 7.7993 | 11462.2 | 0 | 0 | 0 | 0 | 0 | 0 | 0 | -203.8796 | -203.8796 | -203.8796
[20 empty] | 1720 | 2020-03-13 15:00 | 1720 | 3 | 13 | 16 | 156791.26 | 156.7913 | 7.7993 | 11462.2 | 0 | 0 | 0 | 0 | 0 | 0 | 0 | 7.7993 | 11462.2 | 0 | 0 | 0 | 0 | 0 | 0 | 0 | 7.7993 | 11462.2 | 0 | 0 | 0 | 0 | 0 | 0 | 0 | -148.9919 | -148.9919 | -148.9919
[20 empty] | 1721 | 2020-03-13 16:00 | 1721 | 3 | 13 | 17 | 59782.855 | 59.7829 | 7.7993 | 11462.2 | 0 | 0 | 0 | 0 | 0 | 0 | 0 | 7.7993 | 11462.2 | 0 | 0 | 0 | 0 | 0 | 0 | 0 | 7.7993 | 11462.2 | 0 | 0 | 0 | 0 | 0 | 0 | 0 | -51.9835 | -51.9835 | -51.9835
[20 empty] | 1722 | 2020-03-13 17:00 | 1722 | 3 | 13 | 18 | 8182.43 | 8.1824 | 7.8003 | 11608.9 | 0 | 0 | 0 | 0 | 0 | 0 | 0 | 7.8003 | 11608.9 | 0 | 0 | 0 | 0 | 0 | 0 | 0 | 7.8003 | 11608.9 | 0 | 0 | 0 | 0 | 0 | 0 | 0 | -0.38211 | -0.38211 | -0.38211
[20 empty] | 1723 | 2020-03-13 18:00 | 1723 | 3 | 13 | 19 | 0 | 0 | 7.8094 | 11608.9 | 0 | 0 | 0 | 0 | 0 | 0 | 0 | 7.8094 | 11608.9 | 0 | 0 | 0 | 0 | 0 | 0 | 0 | 7.8094 | 11608.9 | 0 | 0 | 0 | 0 | 0 | 0 | 0 | 7.8094 | 7.8094 | 7.8094
[20 empty] | 1724 | 2020-03-13 19:00 | 1724 | 3 | 13 | 20 | 0 | 0 | 7.8094 | 11608.9 | 0 | 0 | 0 | 0 | 0 | 0 | 0 | 7.8094 | 11608.9 | 0 | 0 | 0 | 0 | 0 | 0 | 0 | 7.8094 | 11608.9 | 0 | 0 | 0 | 0 | 0 | 0 | 0 | 7.8094 | 7.8094 | 7.8094
[20 empty] | 1725 | 2020-03-13 20:00 | 1725 | 3 | 13 | 21 | 0 | 0 | 7.8094 | 11535.5 | 0 | 0 | 0 | 0 | 0 | 0 | 0 | 7.8094 | 11535.5 | 0 | 0 | 0 | 0 | 0 | 0 | 0 | 7.8094 | 11535.5 | 0 | 0 | 0 | 0 | 0 | 0 | 0 | 7.8094 | 7.8094 | 7.8094
[20 empty] | 1726 | 2020-03-13 21:00 | 1726 | 3 | 13 | 22 | 0 | 0 | 7.8094 | 11535.5 | 0 | 0 | 0 | 0 | 0 | 0 | 0 | 7.8094 | 11535.5 | 0 | 0 | 0 | 0 | 0 | 0 | 0 | 7.8094 | 11535.5 | 0 | 0 | 0 | 0 | 0 | 0 | 0 | 7.8094 | 7.8094 | 7.8094
[20 empty] | 1727 | 2020-03-13 22:00 | 1727 | 3 | 13 | 23 | 0 | 0 | 7.8094 | 11535.5 | 0 | 0 | 0 | 0 | 0 | 0 | 0 | 7.8094 | 11535.5 | 0 | 0 | 0 | 0 | 0 | 0 | 0 | 7.8094 | 11535.5 | 0 | 0 | 0 | 0 | 0 | 0 | 0 | 7.8094 | 7.8094 | 7.8094
[20 empty] | 1728 | 2020-03-13 23:00 | 1728 | 3 | 13 | 24 | 0 | 0 | 7.8094 | 11608.9 | 0 | 0 | 0 | 0 | 0 | 0 | 0 | 7.8094 | 11608.9 | 0 | 0 | 0 | 0 | 0 | 0 | 0 | 7.8094 | 11608.9 | 0 | 0 | 0 | 0 | 0 | 0 | 0 | 7.8094 | 7.8094 | 7.8094
[20 empty] | 1729 | 2020-03-14 | 1729 | 3 | 14 | 1 | 0 | 0 | 7.8094 | 11535.5 | 0 | 0 | 0 | 0 | 0 | 0 | 0 | 7.8094 | 11535.5 | 0 | 0 | 0 | 0 | 0 | 0 | 0 | 7.8094 | 11535.5 | 0 | 0 | 0 | 0 | 0 | 0 | 0 | 7.8094 | 7.8094 | 7.8094
[20 empty] | 1730 | 2020-03-14 01:00 | 1730 | 3 | 14 | 2 | 0 | 0 | 7.8094 | 11535.5 | 0 | 0 | 0 | 0 | 0 | 0 | 0 | 7.8094 | 11535.5 | 0 | 0 | 0 | 0 | 0 | 0 | 0 | 7.8094 | 11535.5 | 0 | 0 | 0 | 0 | 0 | 0 | 0 | 7.8094 | 7.8094 | 7.8094
[20 empty] | 1731 | 2020-03-14 02:00 | 1731 | 3 | 14 | 3 | 0 | 0 | 7.8094 | 11608.9 | 0 | 0 | 0 | 0 | 0 | 0 | 0 | 7.8094 | 11608.9 | 0 | 0 | 0 | 0 | 0 | 0 | 0 | 7.8094 | 11608.9 | 0 | 0 | 0 | 0 | 0 | 0 | 0 | 7.8094 | 7.8094 | 7.8094
[20 empty] | 1732 | 2020-03-14 03:00 | 1732 | 3 | 14 | 4 | 0 | 0 | 7.8094 | 11608.9 | 0 | 0 | 0 | 0 | 0 | 0 | 0 | 7.8094 | 11608.9 | 0 | 0 | 0 | 0 | 0 | 0 | 0 | 7.8094 | 11608.9 | 0 | 0 | 0 | 0 | 0 | 0 | 0 | 7.8094 | 7.8094 | 7.8094
[20 empty] | 1733 | 2020-03-14 04:00 | 1733 | 3 | 14 | 5 | 0 | 0 | 7.8094 | 11608.9 | 0 | 0 | 0 | 0 | 0 | 0 | 0 | 7.8094 | 11608.9 | 0 | 0 | 0 | 0 | 0 | 0 | 0 | 7.8094 | 11608.9 | 0 | 0 | 0 | 0 | 0 | 0 | 0 | 7.8094 | 7.8094 | 7.8094
[20 empty] | 1734 | 2020-03-14 05:00 | 1734 | 3 | 14 | 6 | 0 | 0 | 7.8094 | 11755.5 | 0 | 0 | 0 | 0 | 0 | 0 | 0 | 7.8094 | 11755.5 | 0 | 0 | 0 | 0 | 0 | 0 | -17.3248 | 9.1077 | 11755.5 | 0 | 0 | 0 | 0 | 0 | 0 | 0 | 7.8094 | 7.8094 | 9.1077
[20 empty] | 1735 | 2020-03-14 06:00 | 1735 | 3 | 14 | 7 | 3030.803 | 3.0308 | 7.8084 | 11608.9 | 0 | 0 | 0 | 0 | 0 | 0 | 0 | 7.8082 | 11608.9 | 0 | 0 | 0 | 0 | 0 | 0 | -156.734 | 9.1064 | 11608.9 | 0 | 0 | 0 | 0 | 0 | 0 | 0 | 4.7776 | 4.7773 | 6.0755
[20 empty] | 1736 | 2020-03-14 07:00 | 1736 | 3 | 14 | 8 | 57707.122 | 57.7071 | 7.8017 | 11608.9 | 0 | 0 | 0 | 0 | 0 | 0 | 0 | 7.8006 | 11608.9 | 0 | 0 | 0 | 0 | 0 | 0 | -17.75 | 9.0981 | 11608.9 | 0 | 0 | 0 | 0 | 0 | 0 | 0 | -49.9054 | -49.9066 | -48.609
[20 empty] | 1737 | 2020-03-14 08:00 | 1737 | 3 | 14 | 9 | 111362.832 | 111.3628 | 7.7993 | 11242.2 | 0 | 0 | 0 | 0 | 0 | 0 | 0 | 7.7993 | 11242.2 | 0 | 0 | 0 | 0 | 0 | 0 | 0 | 7.7993 | 11242.2 | 0 | 0 | 0 | 0 | 0 | 0 | 0 | -103.5635 | -103.5635 | -103.5635
[20 empty] | 1738 | 2020-03-14 09:00 | 1738 | 3 | 14 | 10 | 154705.62 | 154.7056 | 7.7993 | 11095.6 | 0 | 0 | 0 | 0 | 0 | 0 | 0 | 7.7993 | 11095.6 | 0 | 0 | 0 | 0 | 0 | 0 | 0 | 7.7993 | 11095.6 | 0 | 0 | 0 | 0 | 0 | 0 | 0 | -146.9063 | -146.9063 | -146.9063
[20 empty] | 1739 | 2020-03-14 10:00 | 1739 | 3 | 14 | 11 | 192940.113 | 192.9401 | 7.7993 | 11095.6 | 0 | 0 | 0 | 0 | 0 | 0 | 0 | 7.7993 | 11095.6 | 0 | 0 | 0 | 0 | 0 | 0 | 0 | 7.7993 | 11095.6 | 0 | 0 | 0 | 0 | 0 | 0 | 0 | -185.1408 | -185.1408 | -185.1408
[20 empty] | 1740 | 2020-03-14 11:00 | 1740 | 3 | 14 | 12 | 210789.174 | 210.7892 | 7.7993 | 10875.6 | 0 | 0 | 0 | 0 | 0 | 0 | 0 | 7.7993 | 10875.6 | 0 | 0 | 0 | 0 | 0 | 0 | 0 | 7.7993 | 10875.6 | 0 | 0 | 0 | 0 | 0 | 0 | 0 | -202.9899 | -202.9899 | -202.9899
[20 empty] | 1741 | 2020-03-14 12:00 | 1741 | 3 | 14 | 13 | 220192.921 | 220.1929 | 7.7993 | 10802.3 | 0 | 0 | 0 | 0 | 0 | 0 | 0 | 7.7993 | 10802.3 | 0 | 0 | 0 | 0 | 0 | 0 | 0 | 7.7993 | 10802.3 | 0 | 0 | 0 | 0 | 0 | 0 | 0 | -212.3936 | -212.3936 | -212.3936
[20 empty] | 1742 | 2020-03-14 13:00 | 1742 | 3 | 14 | 14 | 196971.844 | 196.9718 | 7.7993 | 10802.3 | 0 | 0 | 0 | 0 | 0 | 0 | 0 | 7.7993 | 10802.3 | 0 | 0 | 0 | 0 | 0 | 0 | 0 | 7.7993 | 10802.3 | 0 | 0 | 0 | 0 | 0 | 0 | 0 | -189.1725 | -189.1725 | -189.1725
[20 empty] | 1743 | 2020-03-14 14:00 | 1743 | 3 | 14 | 15 | 143397.573 | 143.3976 | 7.7993 | 10728.9 | 0 | 0 | 0 | 0 | 0 | 0 | 0 | 7.7993 | 10728.9 | 0 | 0 | 0 | 0 | 0 | 0 | 0 | 7.7993 | 10728.9 | 0 | 0 | 0 | 0 | 0 | 0 | 0 | -135.5983 | -135.5983 | -135.5983
[20 empty] | 1744 | 2020-03-14 15:00 | 1744 | 3 | 14 | 16 | 80596.263 | 80.5963 | 7.7993 | 10875.6 | 0 | 0 | 0 | 0 | 0 | 0 | 0 | 7.7993 | 10875.6 | 0 | 0 | 0 | 0 | 0 | 0 | 0 | 7.7993 | 10875.6 | 0 | 0 | 0 | 0 | 0 | 0 | 0 | -72.7969 | -72.7969 | -72.7969
[20 empty] | 1745 | 2020-03-14 16:00 | 1745 | 3 | 14 | 17 | 22824.867 | 22.8249 | 7.7993 | 10875.6 | 0 | 0 | 0 | 0 | 0 | 0 | 0 | 7.7993 | 10875.6 | 0 | 0 | 0 | 0 | 0 | 0 | 0 | 7.7993 | 10875.6 | 0 | 0 | 0 | 0 | 0 | 0 | 0 | -15.0255 | -15.0255 | -15.0255
[20 empty] | 1746 | 2020-03-14 17:00 | 1746 | 3 | 14 | 18 | 2800.25 | 2.8003 | 7.8003 | 11022.3 | 0 | 0 | 0 | 0 | 0 | 0 | 0 | 7.8001 | 11022.3 | 0 | 0 | 0 | 0 | 0 | 0 | 0 | 7.8001 | 11022.3 | 0 | 0 | 0 | 0 | 0 | 0 | 0 | 5.0001 | 4.9999 | 4.9999
[20 empty] | 1747 | 2020-03-14 18:00 | 1747 | 3 | 14 | 19 | 0 | 0 | 7.8094 | 11022.3 | 0 | 0 | 0 | 0 | 0 | 0 | 0 | 7.8094 | 11022.3 | 0 | 0 | 0 | 0 | 0 | 0 | 0 | 7.8094 | 11022.3 | 0 | 0 | 0 | 0 | 0 | 0 | 0 | 7.8094 | 7.8094 | 7.8094
[20 empty] | 1748 | 2020-03-14 19:00 | 1748 | 3 | 14 | 20 | 0 | 0 | 7.8094 | 11022.3 | 0 | 0 | 0 | 0 | 0 | 0 | 0 | 7.8094 | 11022.3 | 0 | 0 | 0 | 0 | 0 | 0 | 0 | 7.8094 | 11022.3 | 0 | 0 | 0 | 0 | 0 | 0 | 0 | 7.8094 | 7.8094 | 7.8094
[20 empty] | 1749 | 2020-03-14 20:00 | 1749 | 3 | 14 | 21 | 0 | 0 | 7.8094 | 11022.3 | 0 | 0 | 0 | 0 | 0 | 0 | 0 | 7.8094 | 11022.3 | 0 | 0 | 0 | 0 | 0 | 0 | 0 | 7.8094 | 11022.3 | 0 | 0 | 0 | 0 | 0 | 0 | 0 | 7.8094 | 7.8094 | 7.8094
[20 empty] | 1750 | 2020-03-14 21:00 | 1750 | 3 | 14 | 22 | 0 | 0 | 7.8094 | 11022.3 | 0 | 0 | 0 | 0 | 0 | 0 | 0 | 7.8094 | 11022.3 | 0 | 0 | 0 | 0 | 0 | 0 | 0 | 7.8094 | 11022.3 | 0 | 0 | 0 | 0 | 0 | 0 | 0 | 7.8094 | 7.8094 | 7.8094
[20 empty] | 1751 | 2020-03-14 22:00 | 1751 | 3 | 14 | 23 | 0 | 0 | 7.8094 | 11022.3 | 0 | 0 | 0 | 0 | 0 | 0 | 0 | 7.8094 | 11022.3 | 0 | 0 | 0 | 0 | 0 | 0 | 0 | 7.8094 | 11022.3 | 0 | 0 | 0 | 0 | 0 | 0 | 0 | 7.8094 | 7.8094 | 7.8094
[20 empty] | 1752 | 2020-03-14 23:00 | 1752 | 3 | 14 | 24 | 0 | 0 | 7.3488 | 11022.3 | 0 | 0 | 0 | 0 | 0 | 0 | 0 | 7.3488 | 11022.3 | 0 | 0 | 0 | 0 | 0 | 0 | 0 | 7.3488 | 11022.3 | 0 | 0 | 0 | 0 | 0 | 0 | 0 | 7.3488 | 7.3488 | 7.3488
[20 empty] | 1753 | 2020-03-15 | 1753 | 3 | 15 | 1 | 0 | 0 | 7.3488 | 11022.3 | 0 | 0 | 0 | 0 | 0 | 0 | 0 | 7.3488 | 11022.3 | 0 | 0 | 0 | 0 | 0 | 0 | 0 | 7.3488 | 11022.3 | 0 | 0 | 0 | 0 | 0 | 0 | 0 | 7.3488 | 7.3488 | 7.3488
[20 empty] | 1754 | 2020-03-15 01:00 | 1754 | 3 | 15 | 2 | 0 | 0 | 7.3488 | 11022.3 | 0 | 0 | 0 | 0 | 0 | 0 | 0 | 7.3488 | 11022.3 | 0 | 0 | 0 | 0 | 0 | 0 | 0 | 7.3488 | 11022.3 | 0 | 0 | 0 | 0 | 0 | 0 | 0 | 7.3488 | 7.3488 | 7.3488
[20 empty] | 1755 | 2020-03-15 02:00 | 1755 | 3 | 15 | 3 | 0 | 0 | 8.6198 | 11022.3 | 0 | 0 | 0 | 0 | 0 | 0 | -34.6544 | 8.589 | 11022.3 | 0 | 0 | 0 | 0 | 0 | 0 | -156.95 | 8.6472 | 11022.3 | 0 | 0 | 0 | 0 | 0 | 0 | -82.5773 | 8.6198 | 8.589 | 8.6472
[20 empty] | 1756 | 2020-03-15 03:00 | 1756 | 3 | 15 | 4 | 0 | 0 | 34.2904 | 890457 | 14.2252 | 48.5364 | 0 | 879435 | 879.435 | 108701 | -695566 | 37.1527 | 928791 | 15.9693 | 54.4873 | 0 | 953462 | 953.462 | 134599 | -783425 | 40.0168 | 964485 | 17.6145 | 60.1007 | 0 | 917768 | 917.768 | 122028 | -742505 | 34.2904 | 37.1527 | 40.0168
[20 empty] | 1757 | 2020-03-15 04:00 | 1757 | 3 | 15 | 5 | 0 | 0 | 39.1627 | 798981 | 17.5529 | 59.8905 | 0 | 787959 | 787.959 | 134128 | -677231 | 42.6921 | 833115 | 19.9733 | 68.1489 | 0 | 861140 | 861.14 | 171612 | -749103 | 46.3933 | 872162 | 22.4582 | 76.6274 | 0 | 822093 | 822.093 | 152624 | -714974 | 39.1627 | 42.6921 | 46.3933
[20 empty] | 1758 | 2020-03-15 05:00 | 1758 | 3 | 15 | 6 | 0 | 0 | 42.1146 | 807165 | 18.3666 | 62.6668 | 0 | 773780 | 773.78 | 140347 | -664943 | 45.6548 | 836324 | 20.8054 | 70.988 | 0 | 829163 | 829.163 | 177663 | -719279 | 49.287 | 862547 | 23.25 | 79.329 | 0 | 802940 | 802.94 | 158982 | -697401 | 42.1146 | 45.6548 | 49.287
[20 empty] | 1759 | 2020-03-15 06:00 | 1759 | 3 | 15 | 7 | 0 | 0 | 100.012 | 865357 | 0.87419 | 2.9827 | 0 | 782336 | 782.336 | 6680.05 | -674450 | 101.188 | 887911 | 0.9711 | 3.3134 | 0 | 836590 | 836.59 | 8179.28 | -727636 | 102.484 | 919610 | 1.0704 | 3.6522 | 0 | 804891 | 804.891 | 7420.59 | -700754 | 100.012 | 101.188 | 102.484
[20 empty] | 1760 | 2020-03-15 07:00 | 1760 | 3 | 15 | 8 | 24975.856 | 24.9759 | 134.857 | 988788 | 1.0975 | 3.7446 | 0 | 905768 | 905.768 | 8386.32 | -798839 | 135.654 | 1013770 | 1.2007 | 4.0967 | 0 | 966729 | 966.729 | 9980.14 | -860288 | 136.555 | 1049750 | 1.3061 | 4.4563 | 0 | 930750 | 930.75 | 9174.72 | -829316 | 109.8811 | 110.6781 | 111.5791
[20 empty] | 1761 | 2020-03-15 08:00 | 1761 | 3 | 15 | 9 | 41555.42 | 41.5554 | 140.776 | 880245 | 1.3292 | 4.5351 | 0 | 822302 | 822.302 | 10156.7 | -718090 | 141.589 | 900890 | 1.4324 | 4.8873 | 0 | 873219 | 873.219 | 11751.1 | -768181 | 142.639 | 931162 | 1.5378 | 5.247 | 0 | 842947 | 842.947 | 10945.4 | -742619 | 99.2206 | 100.0336 | 101.0836
[20 empty] | 1762 | 2020-03-15 09:00 | 1762 | 3 | 15 | 10 | 102653.717 | 102.6537 | 141.376 | 825056 | 1.3119 | 4.4762 | 0 | 767260 | 767.26 | 10024.7 | -662757 | 142.403 | 841263 | 1.415 | 4.8279 | 0 | 808717 | 808.717 | 11617.3 | -702811 | 143.641 | 866513 | 1.5203 | 5.1873 | 0 | 783467 | 783.467 | 10812.5 | -682026 | 38.7223 | 39.7493 | 40.9873
[20 empty] | 1763 | 2020-03-15 10:00 | 1763 | 3 | 15 | 11 | 79212.861 | 79.2129 | 120.862 | 871700 | 1.0975 | 3.7446 | 0 | 745041 | 745.041 | 8386.28 | -637251 | 121.89 | 886607 | 1.2007 | 4.0967 | 0 | 782513 | 782.513 | 9980.1 | -672988 | 123.083 | 909172 | 1.3061 | 4.4563 | 0 | 759948 | 759.948 | 9174.69 | -655043 | 41.6491 | 42.6771 | 43.8701
[20 empty] | 1764 | 2020-03-15 11:00 | 1764 | 3 | 15 | 12 | 123099.014 | 123.099 | 144.104 | 789883 | 1.0973 | 3.7439 | 0 | 663224 | 663.224 | 8384.76 | -558845 | 145.146 | 798928 | 1.2004 | 4.0959 | 0 | 689078 | 689.078 | 9978.29 | -582760 | 146.379 | 815737 | 1.3058 | 4.4555 | 0 | 672270 | 672.27 | 9173.03 | -569966 | 21.005 | 22.047 | 23.28
[20 empty] | 1765 | 2020-03-15 12:00 | 1765 | 3 | 15 | 13 | 115503.008 | 115.503 | 95.8066 | 741928 | 1.0987 | 3.7487 | 0 | 648363 | 648.363 | 8395.5 | -543224 | 96.8775 | 750759 | 1.202 | 4.1012 | 0 | 673678 | 673.678 | 9991.09 | -567080 | 98.1178 | 767244 | 1.3075 | 4.4612 | 0 | 657193 | 657.193 | 9184.78 | -554401 | -19.6964 | -18.6255 | -17.3852
[20 empty] | 1766 | 2020-03-15 13:00 | 1766 | 3 | 15 | 14 | 127238.444 | 127.2384 | 90.8451 | 693536 | 1.0975 | 3.7446 | 0 | 635666 | 635.666 | 8386.39 | -533148 | 91.9329 | 702287 | 1.2007 | 4.0967 | 0 | 660392 | 660.392 | 9980.23 | -555761 | 93.1504 | 718262 | 1.3061 | 4.4563 | 0 | 644417 | 644.417 | 9174.8 | -543728 | -36.3933 | -35.3055 | -34.088
[20 empty] | 1767 | 2020-03-15 14:00 | 1767 | 3 | 15 | 15 | 84550.994 | 84.551 | 77.2161 | 707905 | 1.3078 | 4.4624 | 0 | 650035 | 650.035 | 9993.71 | -546115 | 78.3589 | 716245 | 1.411 | 4.8142 | 0 | 674064 | 674.064 | 11586.7 | -568356 | 79.6201 | 731934 | 1.5163 | 5.1736 | 0 | 658375 | 658.375 | 10781.7 | -556554 | -7.3349 | -6.1921 | -4.9309
[20 empty] | 1768 | 2020-03-15 15:00 | 1768 | 3 | 15 | 16 | 58970.805 | 58.9708 | 75.2283 | 665806 | 1.326 | 4.5243 | 0 | 632788 | 632.788 | 10132.5 | -530319 | 76.3565 | 674332 | 1.4292 | 4.8764 | 0 | 656830 | 656.83 | 11726.3 | -552320 | 77.6148 | 689848 | 1.5346 | 5.236 | 0 | 641315 | 641.315 | 10920.9 | -540681 | 16.2575 | 17.3857 | 18.644
[20 empty] | 1769 | 2020-03-15 16:00 | 1769 | 3 | 15 | 17 | 59113.701 | 59.1137 | 14.6733 | 33017.7 | 0 | 0 | 0 | 0 | 0 | 0 | 0 | 14.6733 | 33017.7 | 0 | 0 | 0 | 0 | 0 | 0 | 0 | 14.6733 | 33017.7 | 0 | 0 | 0 | 0 | 0 | 0 | 0 | -44.4404 | -44.4404 | -44.4404
[20 empty] | 1770 | 2020-03-15 17:00 | 1770 | 3 | 15 | 18 | 8764.077 | 8.7641 | 13.7561 | 33164.4 | 0 | 0 | 0 | 0 | 0 | 0 | 0 | 13.7561 | 33164.4 | 0 | 0 | 0 | 0 | 0 | 0 | 0 | 13.7561 | 33164.4 | 0 | 0 | 0 | 0 | 0 | 0 | 0 | 4.992 | 4.992 | 4.992
[20 empty] | 1771 | 2020-03-15 18:00 | 1771 | 3 | 15 | 19 | 0 | 0 | 10.3718 | 33237.7 | 0 | 0 | 0 | 0 | 0 | 0 | 0 | 10.3718 | 33237.7 | 0 | 0 | 0 | 0 | 0 | 0 | 0 | 10.3718 | 33237.7 | 0 | 0 | 0 | 0 | 0 | 0 | 0 | 10.3718 | 10.3718 | 10.3718
[20 empty] | 1772 | 2020-03-15 19:00 | 1772 | 3 | 15 | 20 | 0 | 0 | 8.8603 | 10875.6 | 0 | 0 | 0 | 0 | 0 | 0 | 0 | 8.8603 | 10875.6 | 0 | 0 | 0 | 0 | 0 | 0 | 0 | 8.8603 | 10875.6 | 0 | 0 | 0 | 0 | 0 | 0 | 0 | 8.8603 | 8.8603 | 8.8603
[20 empty] | 1773 | 2020-03-15 20:00 | 1773 | 3 | 15 | 21 | 0 | 0 | 7.3488 | 10875.6 | 0 | 0 | 0 | 0 | 0 | 0 | 0 | 7.3488 | 10875.6 | 0 | 0 | 0 | 0 | 0 | 0 | 0 | 7.3488 | 10875.6 | 0 | 0 | 0 | 0 | 0 | 0 | 0 | 7.3488 | 7.3488 | 7.3488
[20 empty] | 1774 | 2020-03-15 21:00 | 1774 | 3 | 15 | 22 | 0 | 0 | 7.3488 | 10875.6 | 0 | 0 | 0 | 0 | 0 | 0 | 0 | 7.3488 | 10875.6 | 0 | 0 | 0 | 0 | 0 | 0 | 0 | 7.3488 | 10875.6 | 0 | 0 | 0 | 0 | 0 | 0 | 0 | 7.3488 | 7.3488 | 7.3488
[20 empty] | 1775 | 2020-03-15 22:00 | 1775 | 3 | 15 | 23 | 0 | 0 | 7.3488 | 10875.6 | 0 | 0 | 0 | 0 | 0 | 0 | 0 | 7.3488 | 10875.6 | 0 | 0 | 0 | 0 | 0 | 0 | 0 | 7.3488 | 10875.6 | 0 | 0 | 0 | 0 | 0 | 0 | 0 | 7.3488 | 7.3488 | 7.3488
[20 empty] | 1776 | 2020-03-15 23:00 | 1776 | 3 | 15 | 24 | 0 | 0 | 7.3488 | 10948.9 | 0 | 0 | 0 | 0 | 0 | 0 | 0 | 7.3488 | 10948.9 | 0 | 0 | 0 | 0 | 0 | 0 | 0 | 7.3488 | 10948.9 | 0 | 0 | 0 | 0 | 0 | 0 | 0 | 7.3488 | 7.3488 | 7.3488
[20 empty] | 1777 | 2020-03-16 | 1777 | 3 | 16 | 1 | 0 | 0 | 7.3488 | 11168.9 | 0 | 0 | 0 | 0 | 0 | 0 | 0 | 7.3488 | 11168.9 | 0 | 0 | 0 | 0 | 0 | 0 | 0 | 7.3488 | 11168.9 | 0 | 0 | 0 | 0 | 0 | 0 | 0 | 7.3488 | 7.3488 | 7.3488
[20 empty] | 1778 | 2020-03-16 01:00 | 1778 | 3 | 16 | 2 | 0 | 0 | 7.3488 | 11168.9 | 0 | 0 | 0 | 0 | 0 | 0 | 0 | 7.3488 | 11168.9 | 0 | 0 | 0 | 0 | 0 | 0 | 0 | 7.3488 | 11168.9 | 0 | 0 | 0 | 0 | 0 | 0 | 0 | 7.3488 | 7.3488 | 7.3488
[20 empty] | 1779 | 2020-03-16 02:00 | 1779 | 3 | 16 | 3 | 0 | 0 | 7.3488 | 11242.2 | 0 | 0 | 0 | 0 | 0 | 0 | 0 | 7.3488 | 11242.2 | 0 | 0 | 0 | 0 | 0 | 0 | 0 | 7.3488 | 11242.2 | 0 | 0 | 0 | 0 | 0 | 0 | 0 | 7.3488 | 7.3488 | 7.3488
[20 empty] | 1780 | 2020-03-16 03:00 | 1780 | 3 | 16 | 4 | 0 | 0 | 38.1399 | 763777 | 18.3142 | 62.4881 | 0 | 752461 | 752.461 | 139946 | -554080 | 41.0932 | 780793 | 20.1807 | 68.8565 | 0 | 800833 | 800.833 | 168670 | -600000 | 44.18 | 812149 | 22.0731 | 75.3134 | 0 | 769477 | 769.477 | 154209 | -577197 | 38.1399 | 41.0932 | 44.18
[20 empty] | 1781 | 2020-03-16 04:00 | 1781 | 3 | 16 | 5 | 0 | 0 | 42.087 | 616925 | 20.7965 | 70.9577 | 0 | 605610 | 605.61 | 158915 | -503830 | 45.4549 | 635870 | 23.0791 | 78.7459 | 0 | 649263 | 649.263 | 194221 | -544111 | 48.9861 | 660579 | 25.4169 | 86.7225 | 0 | 624555 | 624.555 | 176357 | -523812 | 42.087 | 45.4549 | 48.9861
[20 empty] | 1782 | 2020-03-16 05:00 | 1782 | 3 | 16 | 6 | 0 | 0 | 38.0261 | 608045 | 16.7407 | 57.1193 | 0 | 574294 | 574.294 | 127923 | -474135 | 40.5751 | 625902 | 18.4683 | 63.0138 | 0 | 615451 | 615.451 | 154771 | -511843 | 43.292 | 649202 | 20.2543 | 69.1077 | 0 | 592151 | 592.151 | 141124 | -492809 | 38.0261 | 40.5751 | 43.292
[20 empty] | 1783 | 2020-03-16 06:00 | 1783 | 3 | 16 | 7 | 3019.463 | 3.0195 | 99.0197 | 665842 | 0.87416 | 2.9826 | 0 | 582528 | 582.528 | 6679.78 | -485611 | 100.077 | 696194 | 0.97106 | 3.3133 | 0 | 648898 | 648.898 | 8178.96 | -546837 | 101.237 | 732212 | 1.0703 | 3.652 | 0 | 612880 | 612.88 | 7420.25 | -515847 | 96.0002 | 97.0575 | 98.2175
[20 empty] | 1784 | 2020-03-16 07:00 | 1784 | 3 | 16 | 8 | 57089.211 | 57.0892 | 133.336 | 800028 | 1.0975 | 3.7446 | 0 | 716713 | 716.713 | 8386.27 | -609565 | 134.097 | 831435 | 1.2006 | 4.0966 | 0 | 787484 | 787.484 | 9980.07 | -677582 | 135.057 | 870798 | 1.306 | 4.4562 | 0 | 748120 | 748.12 | 9174.67 | -643114 | 76.2468 | 77.0078 | 77.9678
[20 empty] | 1785 | 2020-03-16 08:00 | 1785 | 3 | 16 | 9 | 131469.034 | 131.469 | 139.899 | 618339 | 1.3062 | 4.4566 | 0 | 560543 | 560.543 | 9980.88 | -475907 | 140.809 | 636606 | 1.4093 | 4.8086 | 0 | 601808 | 601.808 | 11574.7 | -514386 | 141.98 | 659604 | 1.5147 | 5.1683 | 0 | 578810 | 578.81 | 10769.3 | -494730 | 8.43 | 9.34 | 10.511
[20 empty] | 1786 | 2020-03-16 09:00 | 1786 | 3 | 16 | 10 | 160903.834 | 160.9038 | 140.683 | 547264 | 1.2581 | 4.2926 | 0 | 489688 | 489.688 | 9613.46 | -403800 | 141.712 | 559938 | 1.3612 | 4.6445 | 0 | 519803 | 519.803 | 11206.9 | -430597 | 142.958 | 577380 | 1.4666 | 5.0041 | 0 | 502361 | 502.361 | 10401.7 | -416650 | -20.2208 | -19.1918 | -17.9458
[20 empty] | 1787 | 2020-03-16 10:00 | 1787 | 3 | 16 | 11 | 173509.253 | 173.5093 | 120.1 | 602189 | 1.0821 | 3.6921 | 0 | 475530 | 475.53 | 8268.66 | -386009 | 121.151 | 612915 | 1.1852 | 4.044 | 0 | 501841 | 501.841 | 9862.11 | -409320 | 122.455 | 628500 | 1.2906 | 4.4036 | 0 | 486256 | 486.256 | 9056.89 | -397208 | -53.4093 | -52.3583 | -51.0543
[20 empty] | 1788 | 2020-03-16 11:00 | 1788 | 3 | 16 | 12 | 160226.732 | 160.2267 | 143.403 | 532475 | 1.0831 | 3.6955 | 0 | 405816 | 405.816 | 8276.21 | -323562 | 144.49 | 542108 | 1.1863 | 4.0477 | 0 | 428539 | 428.539 | 9871.12 | -342683 | 145.785 | 555198 | 1.2918 | 4.4076 | 0 | 415449 | 415.449 | 9065.16 | -332600 | -16.8237 | -15.7367 | -14.4417
[20 empty] | 1789 | 2020-03-16 12:00 | 1789 | 3 | 16 | 13 | 144631.453 | 144.6315 | 95.1719 | 496597 | 1.0817 | 3.6908 | 0 | 403524 | 403.524 | 8265.69 | -321633 | 96.274 | 505000 | 1.1848 | 4.0426 | 0 | 423783 | 423.783 | 9858.53 | -338746 | 97.5537 | 516856 | 1.2901 | 4.402 | 0 | 411927 | 411.927 | 9053.58 | -329655 | -49.4596 | -48.3575 | -47.0778
[20 empty] | 1790 | 2020-03-16 13:00 | 1790 | 3 | 16 | 14 | 84163.4 | 84.1634 | 90.3802 | 459109 | 1.0821 | 3.6921 | 0 | 401386 | 401.386 | 8268.68 | -321292 | 91.493 | 467123 | 1.1852 | 4.044 | 0 | 420757 | 420.757 | 9862.13 | -337719 | 92.7257 | 478480 | 1.2906 | 4.4036 | 0 | 409400 | 409.4 | 9056.89 | -328974 | 6.2168 | 7.3296 | 8.5623
[20 empty] | 1791 | 2020-03-16 14:00 | 1791 | 3 | 16 | 15 | 19061.025 | 19.061 | 76.8704 | 526893 | 1.2908 | 4.4041 | 0 | 468950 | 468.95 | 9863.25 | -374652 | 78.0161 | 537488 | 1.3939 | 4.756 | 0 | 495507 | 495.507 | 11456.7 | -398203 | 79.2812 | 553450 | 1.4993 | 5.1156 | 0 | 479545 | 479.545 | 10651.4 | -385916 | 57.8094 | 58.9551 | 60.2202
[20 empty] | 1792 | 2020-03-16 15:00 | 1792 | 3 | 16 | 16 | 58872.154 | 58.8722 | 74.8773 | 510148 | 1.2908 | 4.4041 | 0 | 476984 | 476.984 | 9863.33 | -385157 | 75.9744 | 523038 | 1.3939 | 4.7561 | 0 | 507778 | 507.778 | 11456.8 | -412600 | 77.2372 | 540943 | 1.4993 | 5.1156 | 0 | 489873 | 489.873 | 10651.6 | -398424 | 16.0051 | 17.1022 | 18.365
[20 empty] | 1793 | 2020-03-16 16:00 | 1793 | 3 | 16 | 17 | 15152.013 | 15.152 | 14.6733 | 33164.4 | 0 | 0 | 0 | 0 | 0 | 0 | 0 | 14.6733 | 33164.4 | 0 | 0 | 0 | 0 | 0 | 0 | 0 | 14.6733 | 33164.4 | 0 | 0 | 0 | 0 | 0 | 0 | 0 | -0.47871 | -0.47871 | -0.47871
[20 empty] | 1794 | 2020-03-16 17:00 | 1794 | 3 | 16 | 18 | 1595.837 | 1.5958 | 13.7561 | 33311 | 0 | 0 | 0 | 0 | 0 | 0 | 0 | 13.7561 | 33311 | 0 | 0 | 0 | 0 | 0 | 0 | 0 | 13.7561 | 33311 | 0 | 0 | 0 | 0 | 0 | 0 | 0 | 12.1603 | 12.1603 | 12.1603
[20 empty] | 1795 | 2020-03-16 18:00 | 1795 | 3 | 16 | 19 | 0 | 0 | 10.3718 | 33384.4 | 0 | 0 | 0 | 0 | 0 | 0 | 0 | 10.3718 | 33384.4 | 0 | 0 | 0 | 0 | 0 | 0 | 0 | 10.3718 | 33384.4 | 0 | 0 | 0 | 0 | 0 | 0 | 0 | 10.3718 | 10.3718 | 10.3718
[20 empty] | 1796 | 2020-03-16 19:00 | 1796 | 3 | 16 | 20 | 0 | 0 | 8.8603 | 11022.3 | 0 | 0 | 0 | 0 | 0 | 0 | 0 | 8.8603 | 11022.3 | 0 | 0 | 0 | 0 | 0 | 0 | 0 | 8.8603 | 11022.3 | 0 | 0 | 0 | 0 | 0 | 0 | 0 | 8.8603 | 8.8603 | 8.8603
[20 empty] | 1797 | 2020-03-16 20:00 | 1797 | 3 | 16 | 21 | 0 | 0 | 7.3488 | 11022.3 | 0 | 0 | 0 | 0 | 0 | 0 | 0 | 7.3488 | 11022.3 | 0 | 0 | 0 | 0 | 0 | 0 | 0 | 7.3488 | 11022.3 | 0 | 0 | 0 | 0 | 0 | 0 | 0 | 7.3488 | 7.3488 | 7.3488
[20 empty] | 1798 | 2020-03-16 21:00 | 1798 | 3 | 16 | 22 | 0 | 0 | 7.3488 | 11022.3 | 0 | 0 | 0 | 0 | 0 | 0 | 0 | 7.3488 | 11022.3 | 0 | 0 | 0 | 0 | 0 | 0 | 0 | 7.3488 | 11022.3 | 0 | 0 | 0 | 0 | 0 | 0 | 0 | 7.3488 | 7.3488 | 7.3488
[20 empty] | 1799 | 2020-03-16 22:00 | 1799 | 3 | 16 | 23 | 0 | 0 | 7.3488 | 11022.3 | 0 | 0 | 0 | 0 | 0 | 0 | 0 | 7.3488 | 11022.3 | 0 | 0 | 0 | 0 | 0 | 0 | 0 | 7.3488 | 11022.3 | 0 | 0 | 0 | 0 | 0 | 0 | 0 | 7.3488 | 7.3488 | 7.3488
[20 empty] | 1800 | 2020-03-16 23:00 | 1800 | 3 | 16 | 24 | 0 | 0 | 7.3488 | 11168.9 | 0 | 0 | 0 | 0 | 0 | 0 | 0 | 7.3488 | 11168.9 | 0 | 0 | 0 | 0 | 0 | 0 | 0 | 7.3488 | 11168.9 | 0 | 0 | 0 | 0 | 0 | 0 | 0 | 7.3488 | 7.3488 | 7.3488
[20 empty] | 1801 | 2020-03-17 | 1801 | 3 | 17 | 1 | 0 | 0 | 7.3488 | 11168.9 | 0 | 0 | 0 | 0 | 0 | 0 | 0 | 7.3488 | 11168.9 | 0 | 0 | 0 | 0 | 0 | 0 | 0 | 7.3488 | 11168.9 | 0 | 0 | 0 | 0 | 0 | 0 | 0 | 7.3488 | 7.3488 | 7.3488
[20 empty] | 1802 | 2020-03-17 01:00 | 1802 | 3 | 17 | 2 | 0 | 0 | 7.3488 | 11168.9 | 0 | 0 | 0 | 0 | 0 | 0 | 0 | 7.3488 | 11168.9 | 0 | 0 | 0 | 0 | 0 | 0 | 0 | 7.3488 | 11168.9 | 0 | 0 | 0 | 0 | 0 | 0 | 0 | 7.3488 | 7.3488 | 7.3488
[20 empty] | 1803 | 2020-03-17 02:00 | 1803 | 3 | 17 | 3 | 0 | 0 | 7.3488 | 11315.6 | 0 | 0 | 0 | 0 | 0 | 0 | 0 | 7.3488 | 11315.6 | 0 | 0 | 0 | 0 | 0 | 0 | 0 | 7.3488 | 11315.6 | 0 | 0 | 0 | 0 | 0 | 0 | 0 | 7.3488 | 7.3488 | 7.3488
[20 empty] | 1804 | 2020-03-17 03:00 | 1804 | 3 | 17 | 4 | 0 | 0 | 28.6855 | 521237 | 12.8222 | 43.7493 | 0 | 509848 | 509.848 | 97979.3 | -327457 | 30.5832 | 533972 | 14.0349 | 47.8871 | 0 | 546980 | 546.98 | 116369 | -360454 | 32.5407 | 558369 | 15.2288 | 51.9607 | 0 | 522583 | 522.583 | 107246 | -344007 | 28.6855 | 30.5832 | 32.5407
[20 empty] | 1805 | 2020-03-17 04:00 | 1805 | 3 | 17 | 5 | 0 | 0 | 24.6752 | 460166 | 9.3285 | 31.829 | 0 | 448777 | 448.777 | 71283.2 | -362206 | 25.9151 | 478603 | 10.1368 | 34.5868 | 0 | 572719 | 572.719 | 112985 | -474079 | 33.2325 | 584108 | 14.7859 | 50.4495 | 0 | 467214 | 467.214 | 77459.6 | -379934 | 24.6752 | 25.9151 | 33.2325
[20 empty] | 1806 | 2020-03-17 05:00 | 1806 | 3 | 17 | 6 | 0 | 0 | 20.1136 | 449025 | 4.9989 | 17.0563 | 0 | 415200 | 415.2 | 38198.8 | -331605 | 26.1628 | 549643 | 8.8958 | 30.3525 | 0 | 519816 | 519.816 | 44285.4 | -423525 | 21.4196 | 553641 | 5.7954 | 19.7741 | 0 | 515818 | 515.818 | 67976.5 | -422168 | 20.1136 | 26.1628 | 21.4196
[20 empty] | 1807 | 2020-03-17 06:00 | 1807 | 3 | 17 | 7 | 7078.783 | 7.0788 | 98.6415 | 626392 | 0.87389 | 2.9817 | 0 | 542931 | 542.931 | 6677.72 | -446907 | 99.6653 | 653237 | 0.97085 | 3.3125 | 0 | 605122 | 605.122 | 8176.7 | -503505 | 100.78 | 688583 | 1.07 | 3.651 | 0 | 569776 | 569.776 | 7418.65 | -473363 | 91.5627 | 92.5865 | 93.7012
[20 empty] | 1808 | 2020-03-17 07:00 | 1808 | 3 | 17 | 8 | 74340.645 | 74.3406 | 133.001 | 760524 | 1.0975 | 3.7446 | 0 | 677063 | 677.063 | 8386.24 | -570809 | 133.796 | 791804 | 1.2006 | 4.0966 | 0 | 747508 | 747.508 | 9980.06 | -637928 | 134.849 | 830969 | 1.306 | 4.4562 | 0 | 708343 | 708.343 | 9174.65 | -603716 | 58.6604 | 59.4554 | 60.5084
[20 empty] | 1809 | 2020-03-17 08:00 | 1809 | 3 | 17 | 9 | 153705.192 | 153.7052 | 139.874 | 571191 | 1.2903 | 4.4025 | 0 | 513101 | 513.101 | 9859.61 | -430280 | 140.798 | 592549 | 1.3934 | 4.7543 | 0 | 559930 | 559.93 | 11452.5 | -472965 | 141.915 | 618020 | 1.4987 | 5.1137 | 0 | 534460 | 534.46 | 10647.5 | -451302 | -13.8312 | -12.9072 | -11.7902
[20 empty] | 1810 | 2020-03-17 09:00 | 1810 | 3 | 17 | 10 | 212887.813 | 212.8878 | 140.943 | 509044 | 1.2578 | 4.2918 | 0 | 451174 | 451.174 | 9611.66 | -368582 | 141.84 | 525025 | 1.361 | 4.6436 | 0 | 487307 | 487.307 | 11204.8 | -400617 | 143.014 | 545176 | 1.4663 | 5.0031 | 0 | 467156 | 467.156 | 10399.7 | -384121 | -71.9448 | -71.0478 | -69.8738
[20 empty] | 1811 | 2020-03-17 10:00 | 1811 | 3 | 17 | 11 | 252463.282 | 252.4633 | 120.191 | 570455 | 1.0713 | 3.6554 | 0 | 443796 | 443.796 | 8186.44 | -357611 | 121.173 | 586413 | 1.1744 | 4.0072 | 0 | 479655 | 479.655 | 9792.84 | -388981 | 122.38 | 606314 | 1.2815 | 4.3726 | 0 | 459754 | 459.754 | 8974.28 | -372926 | -132.2723 | -131.2903 | -130.0833
[20 empty] | 1812 | 2020-03-17 11:00 | 1812 | 3 | 17 | 12 | 270343.29 | 270.3433 | 143.521 | 495873 | 1.0492 | 3.5797 | 0 | 369214 | 369.214 | 8016.96 | -293372 | 144.561 | 509507 | 1.1692 | 3.9892 | 0 | 399481 | 399.481 | 9739.72 | -319062 | 145.748 | 526140 | 1.2746 | 4.3489 | 0 | 382848 | 382.848 | 8934.03 | -305831 | -126.8223 | -125.7823 | -124.5953
[20 empty] | 1813 | 2020-03-17 12:00 | 1813 | 3 | 17 | 13 | 269170.953 | 269.171 | 95.1045 | 429945 | 1.0372 | 3.5388 | 0 | 336387 | 336.387 | 7925.4 | -268963 | 96.0729 | 436483 | 1.1352 | 3.8732 | 0 | 352261 | 352.261 | 9475.1 | -282488 | 97.2847 | 445819 | 1.24 | 4.2308 | 0 | 342925 | 342.925 | 8674.19 | -275305 | -174.0665 | -173.0981 | -171.8863
[20 empty] | 1814 | 2020-03-17 13:00 | 1814 | 3 | 17 | 14 | 250249.327 | 250.2493 | 90.0182 | 381595 | 1.0304 | 3.5156 | 0 | 323872 | 323.872 | 7873.46 | -254876 | 91.0909 | 382060 | 1.1329 | 3.8654 | 0 | 327840 | 327.84 | 9457.47 | -258153 | 92.3054 | 385563 | 1.2377 | 4.2229 | 0 | 324337 | 324.337 | 8656.88 | -256105 | -160.2311 | -159.1584 | -157.9439
[20 empty] | 1815 | 2020-03-17 14:00 | 1815 | 3 | 17 | 15 | 212971.986 | 212.972 | 76.2962 | 411808 | 1.2128 | 4.138 | 0 | 354012 | 354.012 | 9267.33 | -278965 | 77.3981 | 409149 | 1.3107 | 4.4722 | 0 | 352042 | 352.042 | 10816.5 | -277041 | 78.6532 | 409838 | 1.4155 | 4.8297 | 0 | 351352 | 351.352 | 10015.9 | -277545 | -136.6758 | -135.5739 | -134.3188
[20 empty] | 1816 | 2020-03-17 15:00 | 1816 | 3 | 17 | 16 | 158856.267 | 158.8563 | 74.5677 | 396962 | 1.2721 | 4.3405 | 0 | 363871 | 363.871 | 9720.9 | -285737 | 75.6896 | 393529 | 1.3761 | 4.6951 | 0 | 360301 | 360.301 | 11319.5 | -282476 | 76.9494 | 393393 | 1.4813 | 5.0543 | 0 | 360438 | 360.438 | 10515 | -283721 | -84.2886 | -83.1667 | -81.9069
[20 empty] | 1817 | 2020-03-17 16:00 | 1817 | 3 | 17 | 17 | 84633.95 | 84.6339 | 14.6733 | 33091 | 0 | 0 | 0 | 0 | 0 | 0 | 0 | 14.6733 | 33091 | 0 | 0 | 0 | 0 | 0 | 0 | 0 | 14.6733 | 33091 | 0 | 0 | 0 | 0 | 0 | 0 | 0 | -69.9607 | -69.9607 | -69.9607
[20 empty] | 1818 | 2020-03-17 17:00 | 1818 | 3 | 17 | 18 | 14173.102 | 14.1731 | 13.7561 | 33384.4 | 0 | 0 | 0 | 0 | 0 | 0 | 0 | 13.7561 | 33384.4 | 0 | 0 | 0 | 0 | 0 | 0 | 0 | 13.7561 | 33384.4 | 0 | 0 | 0 | 0 | 0 | 0 | 0 | -0.417 | -0.417 | -0.417
[20 empty] | 1819 | 2020-03-17 18:00 | 1819 | 3 | 17 | 19 | 0 | 0 | 10.3718 | 33531.1 | 0 | 0 | 0 | 0 | 0 | 0 | 0 | 10.3718 | 33531.1 | 0 | 0 | 0 | 0 | 0 | 0 | 0 | 10.3718 | 33531.1 | 0 | 0 | 0 | 0 | 0 | 0 | 0 | 10.3718 | 10.3718 | 10.3718
[20 empty] | 1820 | 2020-03-17 19:00 | 1820 | 3 | 17 | 20 | 0 | 0 | 8.8603 | 11168.9 | 0 | 0 | 0 | 0 | 0 | 0 | 0 | 8.8603 | 11168.9 | 0 | 0 | 0 | 0 | 0 | 0 | 0 | 8.8603 | 11168.9 | 0 | 0 | 0 | 0 | 0 | 0 | 0 | 8.8603 | 8.8603 | 8.8603
[20 empty] | 1821 | 2020-03-17 20:00 | 1821 | 3 | 17 | 21 | 0 | 0 | 7.3488 | 11168.9 | 0 | 0 | 0 | 0 | 0 | 0 | 0 | 7.3488 | 11168.9 | 0 | 0 | 0 | 0 | 0 | 0 | 0 | 7.3488 | 11168.9 | 0 | 0 | 0 | 0 | 0 | 0 | 0 | 7.3488 | 7.3488 | 7.3488
[20 empty] | 1822 | 2020-03-17 21:00 | 1822 | 3 | 17 | 22 | 0 | 0 | 7.3488 | 11242.2 | 0 | 0 | 0 | 0 | 0 | 0 | 0 | 7.3488 | 11242.2 | 0 | 0 | 0 | 0 | 0 | 0 | 0 | 7.3488 | 11242.2 | 0 | 0 | 0 | 0 | 0 | 0 | 0 | 7.3488 | 7.3488 | 7.3488
[20 empty] | 1823 | 2020-03-17 22:00 | 1823 | 3 | 17 | 23 | 0 | 0 | 7.3488 | 11242.2 | 0 | 0 | 0 | 0 | 0 | 0 | 0 | 7.3488 | 11242.2 | 0 | 0 | 0 | 0 | 0 | 0 | 0 | 7.3488 | 11242.2 | 0 | 0 | 0 | 0 | 0 | 0 | 0 | 7.3488 | 7.3488 | 7.3488
[20 empty] | 1824 | 2020-03-17 23:00 | 1824 | 3 | 17 | 24 | 0 | 0 | 7.3488 | 11315.6 | 0 | 0 | 0 | 0 | 0 | 0 | 0 | 7.3488 | 11315.6 | 0 | 0 | 0 | 0 | 0 | 0 | 0 | 7.3488 | 11315.6 | 0 | 0 | 0 | 0 | 0 | 0 | 0 | 7.3488 | 7.3488 | 7.3488
[20 empty] | 1825 | 2020-03-18 | 1825 | 3 | 18 | 1 | 0 | 0 | 7.3488 | 11535.5 | 0 | 0 | 0 | 0 | 0 | 0 | 0 | 7.3488 | 11535.5 | 0 | 0 | 0 | 0 | 0 | 0 | 0 | 7.3488 | 11535.5 | 0 | 0 | 0 | 0 | 0 | 0 | 0 | 7.3488 | 7.3488 | 7.3488
[20 empty] | 1826 | 2020-03-18 01:00 | 1826 | 3 | 18 | 2 | 0 | 0 | 7.3488 | 11535.5 | 0 | 0 | 0 | 0 | 0 | 0 | 0 | 7.3488 | 11535.5 | 0 | 0 | 0 | 0 | 0 | 0 | 0 | 7.3488 | 11535.5 | 0 | 0 | 0 | 0 | 0 | 0 | 0 | 7.3488 | 7.3488 | 7.3488
[20 empty] | 1827 | 2020-03-18 02:00 | 1827 | 3 | 18 | 3 | 0 | 0 | 7.3488 | 11462.2 | 0 | 0 | 0 | 0 | 0 | 0 | 0 | 7.3488 | 11462.2 | 0 | 0 | 0 | 0 | 0 | 0 | 0 | 7.3488 | 11462.2 | 0 | 0 | 0 | 0 | 0 | 0 | 0 | 7.3488 | 7.3488 | 7.3488
[20 empty] | 1828 | 2020-03-18 03:00 | 1828 | 3 | 18 | 4 | 0 | 0 | 9.6561 | 211597 | 0.66499 | 2.2689 | 0 | 200208 | 200.208 | 5081.47 | -36420 | 16.7362 | 302068 | 5.3937 | 18.4032 | 0 | 300255 | 300.255 | 45236.2 | -143928 | 17.5791 | 311644 | 5.9199 | 20.1987 | 0 | 290679 | 290.679 | 41215.3 | -140573 | 9.6561 | 16.7362 | 17.5791
[20 empty] | 1829 | 2020-03-18 04:00 | 1829 | 3 | 18 | 5 | 0 | 0 | 16.4117 | 167892 | 4.1699 | 14.2275 | 0 | 156503 | 156.503 | 31863.5 | -134682 | 10.1004 | 171326 | 0 | 0 | 0 | 163999 | 163.999 | 0 | -113304 | 10.1587 | 175388 | 0 | 0 | 0 | 159937 | 159.937 | 0 | -111959 | 16.4117 | 10.1004 | 10.1587
[20 empty] | 1830 | 2020-03-18 05:00 | 1830 | 3 | 18 | 6 | 0 | 0 | 12.2796 | 199393 | 0 | 0 | 0 | 165568 | 165.568 | 0 | -113505 | 12.2487 | 188967 | 0 | 0 | 0 | 158060 | 158.06 | 0 | -109745 | 12.3069 | 191884 | 0 | 0 | 0 | 155143 | 155.143 | 0 | -108258 | 12.2796 | 12.2487 | 12.3069
[20 empty] | 1831 | 2020-03-18 06:00 | 1831 | 3 | 18 | 7 | 8299.917 | 8.2999 | 98.3501 | 600652 | 0.85685 | 2.9236 | 0 | 517411 | 517.411 | 6547.52 | -433545 | 99.3238 | 624459 | 0.95371 | 3.2541 | 0 | 577304 | 577.304 | 8046.08 | -490090 | 100.394 | 660545 | 1.053 | 3.5927 | 0 | 541218 | 541.218 | 7287.69 | -457725 | 90.0502 | 91.0239 | 92.0941
[20 empty] | 1832 | 2020-03-18 07:00 | 1832 | 3 | 18 | 8 | 71477.081 | 71.4771 | 132.656 | 692927 | 1.0758 | 3.6708 | 0 | 609686 | 609.686 | 8221 | -507615 | 133.417 | 716709 | 1.179 | 4.0227 | 0 | 667190 | 667.19 | 9814.09 | -561196 | 134.452 | 750430 | 1.2843 | 4.3821 | 0 | 633469 | 633.469 | 9009.03 | -532232 | 61.1789 | 61.9399 | 62.9749
[20 empty] | 1833 | 2020-03-18 08:00 | 1833 | 3 | 18 | 9 | 145095.273 | 145.0953 | 139.226 | 496134 | 1.2216 | 4.1683 | 0 | 438264 | 438.264 | 9335.11 | -363792 | 140.152 | 510662 | 1.3247 | 4.52 | 0 | 473664 | 473.664 | 10927.6 | -394501 | 141.294 | 531533 | 1.4301 | 4.8794 | 0 | 452792 | 452.792 | 10122.8 | -377157 | -5.8693 | -4.9433 | -3.8013
[20 empty] | 1834 | 2020-03-18 09:00 | 1834 | 3 | 18 | 10 | 178840.183 | 178.8402 | 140.103 | 455731 | 1.185 | 4.0433 | 0 | 397935 | 397.935 | 9055.14 | -319682 | 141.101 | 466550 | 1.2875 | 4.393 | 0 | 426235 | 426.235 | 10638.9 | -343789 | 142.342 | 484031 | 1.3923 | 4.7504 | 0 | 408754 | 408.754 | 9838.39 | -329727 | -38.7372 | -37.7392 | -36.4982
[20 empty] | 1835 | 2020-03-18 10:00 | 1835 | 3 | 18 | 11 | 242454.111 | 242.4541 | 119.463 | 516266 | 1.0086 | 3.4413 | 0 | 389608 | 389.608 | 7707.15 | -311151 | 120.506 | 526359 | 1.1111 | 3.791 | 0 | 416066 | 416.066 | 9141.31 | -333612 | 121.659 | 542725 | 1.1963 | 4.0817 | 0 | 399700 | 399.7 | 8490.22 | -320595 | -122.9911 | -121.9481 | -120.7951
[20 empty] | 1836 | 2020-03-18 11:00 | 1836 | 3 | 18 | 12 | 264263.61 | 264.2636 | 142.089 | 394831 | 0.91561 | 3.124 | 0 | 268172 | 268.172 | 6996.51 | -211917 | 143.152 | 394657 | 1.0156 | 3.4653 | 0 | 273538 | 273.538 | 8543.25 | -216658 | 144.397 | 400196 | 1.118 | 3.8147 | 0 | 267998 | 267.998 | 7760.78 | -212606 | -122.1746 | -121.1116 | -119.8666
[20 empty] | 1837 | 2020-03-18 12:00 | 1837 | 3 | 18 | 13 | 265854.775 | 265.8548 | 93.5985 | 350935 | 0.87333 | 2.9798 | 0 | 258308 | 258.308 | 6673.43 | -198897 | 94.6623 | 346696 | 0.97178 | 3.3157 | 0 | 255834 | 255.834 | 8182.85 | -196654 | 95.8591 | 348462 | 1.0709 | 3.6538 | 0 | 254068 | 254.068 | 7425.74 | -196126 | -172.2563 | -171.1925 | -169.9957
[20 empty] | 1838 | 2020-03-18 13:00 | 1838 | 3 | 18 | 14 | 246865.861 | 246.8659 | 88.7038 | 299627 | 0.87364 | 2.9809 | 0 | 242271 | 242.271 | 6675.83 | -185103 | 89.6601 | 291120 | 0.95732 | 3.2664 | 0 | 231272 | 231.272 | 8060.66 | -175261 | 90.8164 | 288628 | 1.0549 | 3.5992 | 0 | 233763 | 233.763 | 7315.25 | -178512 | -158.1621 | -157.2058 | -156.0495
[20 empty] | 1839 | 2020-03-18 14:00 | 1839 | 3 | 18 | 15 | 207733.054 | 207.7331 | 73.7986 | 323464 | 0.87349 | 2.9803 | 0 | 266035 | 266.035 | 6674.66 | -205251 | 74.7083 | 312464 | 0.94384 | 3.2204 | 0 | 251445 | 251.445 | 7396.99 | -192786 | 75.4037 | 308875 | 0.96801 | 3.3029 | 0 | 255034 | 255.034 | 7212.28 | -196763 | -133.9345 | -133.0248 | -132.3294
[20 empty] | 1840 | 2020-03-18 15:00 | 1840 | 3 | 18 | 16 | 151631.82 | 151.6318 | 71.7366 | 292820 | 0.87418 | 2.9827 | 0 | 260169 | 260.169 | 6679.94 | -200319 | 72.3845 | 283161 | 0.9077 | 3.0971 | 0 | 245849 | 245.849 | 7573.95 | -187862 | 73.4878 | 278500 | 0.99117 | 3.3819 | 0 | 250510 | 250.51 | 6936.14 | -192853 | -79.8952 | -79.2473 | -78.144
[20 empty] | 1841 | 2020-03-18 16:00 | 1841 | 3 | 18 | 17 | 78941.651 | 78.9417 | 14.6733 | 32651 | 0 | 0 | 0 | 0 | 0 | 0 | 0 | 14.6733 | 32651 | 0 | 0 | 0 | 0 | 0 | 0 | 0 | 14.6733 | 32651 | 0 | 0 | 0 | 0 | 0 | 0 | 0 | -64.2684 | -64.2684 | -64.2684
[20 empty] | 1842 | 2020-03-18 17:00 | 1842 | 3 | 18 | 18 | 14050.545 | 14.0505 | 13.7561 | 33017.7 | 0 | 0 | 0 | 0 | 0 | 0 | 0 | 13.7561 | 33017.7 | 0 | 0 | 0 | 0 | 0 | 0 | 0 | 13.7561 | 33017.7 | 0 | 0 | 0 | 0 | 0 | 0 | 0 | -0.29444 | -0.29444 | -0.29444
[20 empty] | 1843 | 2020-03-18 18:00 | 1843 | 3 | 18 | 19 | 0 | 0 | 10.3718 | 33017.7 | 0 | 0 | 0 | 0 | 0 | 0 | 0 | 10.3718 | 33017.7 | 0 | 0 | 0 | 0 | 0 | 0 | 0 | 10.3718 | 33017.7 | 0 | 0 | 0 | 0 | 0 | 0 | 0 | 10.3718 | 10.3718 | 10.3718
[20 empty] | 1844 | 2020-03-18 19:00 | 1844 | 3 | 18 | 20 | 0 | 0 | 8.8603 | 10655.6 | 0 | 0 | 0 | 0 | 0 | 0 | 0 | 8.8603 | 10655.6 | 0 | 0 | 0 | 0 | 0 | 0 | 0 | 8.8603 | 10655.6 | 0 | 0 | 0 | 0 | 0 | 0 | 0 | 8.8603 | 8.8603 | 8.8603
[20 empty] | 1845 | 2020-03-18 20:00 | 1845 | 3 | 18 | 21 | 0 | 0 | 7.3488 | 10728.9 | 0 | 0 | 0 | 0 | 0 | 0 | 0 | 7.3488 | 10728.9 | 0 | 0 | 0 | 0 | 0 | 0 | 0 | 7.3488 | 10728.9 | 0 | 0 | 0 | 0 | 0 | 0 | 0 | 7.3488 | 7.3488 | 7.3488
[20 empty] | 1846 | 2020-03-18 21:00 | 1846 | 3 | 18 | 22 | 0 | 0 | 7.3488 | 10802.3 | 0 | 0 | 0 | 0 | 0 | 0 | 0 | 7.3488 | 10802.3 | 0 | 0 | 0 | 0 | 0 | 0 | 0 | 7.3488 | 10802.3 | 0 | 0 | 0 | 0 | 0 | 0 | 0 | 7.3488 | 7.3488 | 7.3488
[20 empty] | 1847 | 2020-03-18 22:00 | 1847 | 3 | 18 | 23 | 0 | 0 | 7.3488 | 10802.3 | 0 | 0 | 0 | 0 | 0 | 0 | 0 | 7.3488 | 10802.3 | 0 | 0 | 0 | 0 | 0 | 0 | 0 | 7.3488 | 10802.3 | 0 | 0 | 0 | 0 | 0 | 0 | 0 | 7.3488 | 7.3488 | 7.3488
[20 empty] | 1848 | 2020-03-18 23:00 | 1848 | 3 | 18 | 24 | 0 | 0 | 7.3488 | 10802.3 | 0 | 0 | 0 | 0 | 0 | 0 | 0 | 7.3488 | 10802.3 | 0 | 0 | 0 | 0 | 0 | 0 | 0 | 7.3488 | 10802.3 | 0 | 0 | 0 | 0 | 0 | 0 | 0 | 7.3488 | 7.3488 | 7.3488
[20 empty] | 1849 | 2020-03-19 | 1849 | 3 | 19 | 1 | 0 | 0 | 7.3488 | 10802.3 | 0 | 0 | 0 | 0 | 0 | 0 | 0 | 7.3488 | 10802.3 | 0 | 0 | 0 | 0 | 0 | 0 | 0 | 7.3488 | 10802.3 | 0 | 0 | 0 | 0 | 0 | 0 | 0 | 7.3488 | 7.3488 | 7.3488
[20 empty] | 1850 | 2020-03-19 01:00 | 1850 | 3 | 19 | 2 | 0 | 0 | 7.3488 | 10802.3 | 0 | 0 | 0 | 0 | 0 | 0 | 0 | 7.3488 | 10802.3 | 0 | 0 | 0 | 0 | 0 | 0 | 0 | 7.3488 | 10802.3 | 0 | 0 | 0 | 0 | 0 | 0 | 0 | 7.3488 | 7.3488 | 7.3488
[20 empty] | 1851 | 2020-03-19 02:00 | 1851 | 3 | 19 | 3 | 0 | 0 | 7.3488 | 10875.6 | 0 | 0 | 0 | 0 | 0 | 0 | 0 | 7.3488 | 10875.6 | 0 | 0 | 0 | 0 | 0 | 0 | 0 | 7.3488 | 10875.6 | 0 | 0 | 0 | 0 | 0 | 0 | 0 | 7.3488 | 7.3488 | 7.3488
[20 empty] | 1852 | 2020-03-19 03:00 | 1852 | 3 | 19 | 4 | 0 | 0 | 9.6822 | 200413 | 0.69102 | 2.3578 | 0 | 189537 | 189.537 | 5280.37 | -32235 | 9.6513 | 195107 | 0.69102 | 2.3577 | 0 | 191201 | 191.201 | 5280.35 | -32234.2 | 9.7095 | 202076 | 0.69102 | 2.3577 | 0 | 184231 | 184.231 | 5280.35 | -32234.2 | 9.6822 | 9.6513 | 9.7095
[20 empty] | 1853 | 2020-03-19 04:00 | 1853 | 3 | 19 | 5 | 0 | 0 | 10.1313 | 68842.3 | 0 | 0 | 0 | 57966.7 | 57.9667 | 0 | -25973.6 | 10.1004 | 67867.7 | 0 | 0 | 0 | 58095.4 | 58.0954 | 0 | -25973.8 | 10.1587 | 68970.9 | 0 | 0 | 0 | 56992.1 | 56.9921 | 0 | -25973.7 | 10.1313 | 10.1004 | 10.1587
[20 empty] | 1854 | 2020-03-19 05:00 | 1854 | 3 | 19 | 6 | 0 | 0 | 12.2796 | 90939.6 | 0 | 0 | 0 | 57628.6 | 57.6286 | 0 | -24956 | 12.2487 | 89906.5 | 0 | 0 | 0 | 57809.2 | 57.8092 | 0 | -24956.1 | 12.3069 | 91120.3 | 0 | 0 | 0 | 56595.5 | 56.5955 | 0 | -24956 | 12.2796 | 12.2487 | 12.3069
[20 empty] | 1855 | 2020-03-19 06:00 | 1855 | 3 | 19 | 7 | 4827.688 | 4.8277 | 98.8135 | 493594 | 0.8075 | 2.7552 | 0 | 410793 | 410.793 | 6170.4 | -357727 | 99.9786 | 515667 | 0.90146 | 3.0758 | 0 | 457370 | 457.37 | 7647.19 | -398375 | 101.278 | 540171 | 1.0008 | 3.4146 | 0 | 432866 | 432.866 | 6888.43 | -376728 | 93.9858 | 95.1509 | 96.4503
[20 empty] | 1856 | 2020-03-19 07:00 | 1856 | 3 | 19 | 8 | 40764.334 | 40.7643 | 133.807 | 576739 | 1.0003 | 3.4129 | 0 | 493939 | 493.939 | 7643.39 | -401571 | 134.736 | 597774 | 1.1027 | 3.7625 | 0 | 542334 | 542.334 | 9226.69 | -445189 | 135.763 | 625135 | 1.2075 | 4.1199 | 0 | 514973 | 514.973 | 8426.41 | -422354 | 93.0427 | 93.9717 | 94.9987
[20 empty] | 1857 | 2020-03-19 08:00 | 1857 | 3 | 19 | 9 | 58744.985 | 58.745 | 138.89 | 418417 | 1.1213 | 3.8257 | 0 | 360841 | 360.841 | 8567.89 | -294263 | 139.673 | 435201 | 1.2213 | 4.1671 | 0 | 397999 | 397.999 | 10123 | -326119 | 140.695 | 455576 | 1.3248 | 4.5201 | 0 | 377625 | 377.625 | 9332.63 | -309260 | 80.145 | 80.928 | 81.95
[20 empty] | 1858 | 2020-03-19 09:00 | 1858 | 3 | 19 | 10 | 6267.922 | 6.2679 | 140.532 | 397837 | 0.87141 | 2.9732 | 0 | 340261 | 340.261 | 6658.78 | -268819 | 141.395 | 415006 | 0.96982 | 3.309 | 0 | 378785 | 378.785 | 8168.54 | -301606 | 142.354 | 436361 | 1.069 | 3.6474 | 0 | 357430 | 357.43 | 7410.77 | -284324 | 134.2641 | 135.1271 | 136.0861
[20 empty] | 1859 | 2020-03-19 10:00 | 1859 | 3 | 19 | 11 | 22285.472 | 22.2855 | 120.147 | 467180 | 0.86099 | 2.9377 | 0 | 340521 | 340.521 | 6579.2 | -269174 | 120.764 | 484968 | 0.95858 | 3.2707 | 0 | 380028 | 380.028 | 8081.84 | -302840 | 121.591 | 506687 | 1.0576 | 3.6087 | 0 | 358309 | 358.309 | 7324.9 | -285227 | 97.8615 | 98.4785 | 99.3055
[20 empty] | 1860 | 2020-03-19 11:00 | 1860 | 3 | 19 | 12 | 17636.406 | 17.6364 | 143.128 | 466033 | 0.8601 | 2.9347 | 0 | 339374 | 339.374 | 6572.36 | -257880 | 143.797 | 489427 | 0.95765 | 3.2675 | 0 | 390895 | 390.895 | 8083.46 | -301637 | 144.752 | 517554 | 1.0578 | 3.6094 | 0 | 362769 | 362.769 | 7317.76 | -278989 | 125.4916 | 126.1606 | 127.1156
[20 empty] | 1861 | 2020-03-19 12:00 | 1861 | 3 | 19 | 13 | 49549.455 | 49.5495 | 94.1846 | 430779 | 0.85916 | 2.9314 | 0 | 337059 | 337.059 | 6565.17 | -266145 | 95.0336 | 454296 | 0.9566 | 3.2639 | 0 | 388018 | 388.018 | 8074.64 | -309591 | 96.1291 | 481739 | 1.0567 | 3.6055 | 0 | 360576 | 360.576 | 7309.78 | -287084 | 44.6351 | 45.4841 | 46.5796
[20 empty] | 1862 | 2020-03-19 13:00 | 1862 | 3 | 19 | 14 | 48784.41 | 48.7844 | 89.0095 | 411418 | 0.85885 | 2.9304 | 0 | 353401 | 353.401 | 6562.83 | -280131 | 89.9341 | 434487 | 0.95626 | 3.2628 | 0 | 403375 | 403.375 | 8220.33 | -322729 | 91.2142 | 461391 | 1.0758 | 3.6705 | 0 | 376470 | 376.47 | 7307.17 | -300688 | 40.2251 | 41.1497 | 42.4298
[20 empty] | 1863 | 2020-03-19 14:00 | 1863 | 3 | 19 | 15 | 19729.195 | 19.7292 | 75.3818 | 451513 | 1.0361 | 3.5352 | 0 | 393496 | 393.496 | 7917.3 | -314586 | 76.3917 | 475215 | 1.135 | 3.8726 | 0 | 444576 | 444.576 | 9445.69 | -358244 | 77.5843 | 502592 | 1.2361 | 4.2176 | 0 | 417199 | 417.199 | 8673.02 | -335734 | 55.6526 | 56.6625 | 57.8551
[20 empty] | 1864 | 2020-03-19 15:00 | 1864 | 3 | 19 | 16 | 9105.496 | 9.1055 | 73.7332 | 422656 | 1.0614 | 3.6216 | 0 | 389565 | 389.565 | 8110.83 | -312525 | 74.6574 | 446124 | 1.1602 | 3.9587 | 0 | 439895 | 439.895 | 9646.57 | -355477 | 75.8125 | 472986 | 1.2624 | 4.3073 | 0 | 413033 | 413.033 | 8865.8 | -333398 | 64.6277 | 65.5519 | 66.707
[20 empty] | 1865 | 2020-03-19 16:00 | 1865 | 3 | 19 | 17 | 40052.608 | 40.0526 | 14.6733 | 33164.4 | 0 | 0 | 0 | 0 | 0 | 0 | 0 | 14.6733 | 33164.4 | 0 | 0 | 0 | 0 | 0 | 0 | 0 | 14.6733 | 33164.4 | 0 | 0 | 0 | 0 | 0 | 0 | 0 | -25.3793 | -25.3793 | -25.3793
[20 empty] | 1866 | 2020-03-19 17:00 | 1866 | 3 | 19 | 18 | 7357.25 | 7.3572 | 13.7561 | 33164.4 | 0 | 0 | 0 | 0 | 0 | 0 | 0 | 13.7561 | 33164.4 | 0 | 0 | 0 | 0 | 0 | 0 | 0 | 13.7561 | 33164.4 | 0 | 0 | 0 | 0 | 0 | 0 | 0 | 6.3989 | 6.3989 | 6.3989
[20 empty] | 1867 | 2020-03-19 18:00 | 1867 | 3 | 19 | 19 | 0 | 0 | 10.3718 | 33384.4 | 0 | 0 | 0 | 0 | 0 | 0 | 0 | 10.3718 | 33384.4 | 0 | 0 | 0 | 0 | 0 | 0 | 0 | 10.3718 | 33384.4 | 0 | 0 | 0 | 0 | 0 | 0 | 0 | 10.3718 | 10.3718 | 10.3718
[20 empty] | 1868 | 2020-03-19 19:00 | 1868 | 3 | 19 | 20 | 0 | 0 | 8.8603 | 11022.3 | 0 | 0 | 0 | 0 | 0 | 0 | 0 | 8.8603 | 11022.3 | 0 | 0 | 0 | 0 | 0 | 0 | 0 | 8.8603 | 11022.3 | 0 | 0 | 0 | 0 | 0 | 0 | 0 | 8.8603 | 8.8603 | 8.8603
[20 empty] | 1869 | 2020-03-19 20:00 | 1869 | 3 | 19 | 21 | 0 | 0 | 7.3488 | 11168.9 | 0 | 0 | 0 | 0 | 0 | 0 | 0 | 7.3488 | 11168.9 | 0 | 0 | 0 | 0 | 0 | 0 | 0 | 7.3488 | 11168.9 | 0 | 0 | 0 | 0 | 0 | 0 | 0 | 7.3488 | 7.3488 | 7.3488
[20 empty] | 1870 | 2020-03-19 21:00 | 1870 | 3 | 19 | 22 | 0 | 0 | 7.3488 | 11168.9 | 0 | 0 | 0 | 0 | 0 | 0 | 0 | 7.3488 | 11168.9 | 0 | 0 | 0 | 0 | 0 | 0 | 0 | 7.3488 | 11168.9 | 0 | 0 | 0 | 0 | 0 | 0 | 0 | 7.3488 | 7.3488 | 7.3488
[20 empty] | 1871 | 2020-03-19 22:00 | 1871 | 3 | 19 | 23 | 0 | 0 | 7.3488 | 11168.9 | 0 | 0 | 0 | 0 | 0 | 0 | 0 | 7.3488 | 11168.9 | 0 | 0 | 0 | 0 | 0 | 0 | 0 | 7.3488 | 11168.9 | 0 | 0 | 0 | 0 | 0 | 0 | 0 | 7.3488 | 7.3488 | 7.3488
[20 empty] | 1872 | 2020-03-19 23:00 | 1872 | 3 | 19 | 24 | 0 | 0 | 7.8094 | 11168.9 | 0 | 0 | 0 | 0 | 0 | 0 | 0 | 7.8094 | 11168.9 | 0 | 0 | 0 | 0 | 0 | 0 | 0 | 7.8094 | 11168.9 | 0 | 0 | 0 | 0 | 0 | 0 | 0 | 7.8094 | 7.8094 | 7.8094
[20 empty] | 1873 | 2020-03-20 | 1873 | 3 | 20 | 1 | 0 | 0 | 7.8094 | 11022.3 | 0 | 0 | 0 | 0 | 0 | 0 | 0 | 7.8094 | 11022.3 | 0 | 0 | 0 | 0 | 0 | 0 | 0 | 7.8094 | 11022.3 | 0 | 0 | 0 | 0 | 0 | 0 | 0 | 7.8094 | 7.8094 | 7.8094
[20 empty] | 1874 | 2020-03-20 01:00 | 1874 | 3 | 20 | 2 | 0 | 0 | 7.8094 | 11022.3 | 0 | 0 | 0 | 0 | 0 | 0 | 0 | 7.8094 | 11022.3 | 0 | 0 | 0 | 0 | 0 | 0 | 0 | 7.8094 | 11022.3 | 0 | 0 | 0 | 0 | 0 | 0 | 0 | 7.8094 | 7.8094 | 7.8094
[20 empty] | 1875 | 2020-03-20 02:00 | 1875 | 3 | 20 | 3 | 0 | 0 | 7.8094 | 11022.3 | 0 | 0 | 0 | 0 | 0 | 0 | 0 | 7.8094 | 11022.3 | 0 | 0 | 0 | 0 | 0 | 0 | 0 | 7.8094 | 11022.3 | 0 | 0 | 0 | 0 | 0 | 0 | 0 | 7.8094 | 7.8094 | 7.8094
[20 empty] | 1876 | 2020-03-20 03:00 | 1876 | 3 | 20 | 4 | 0 | 0 | 7.8094 | 11022.3 | 0 | 0 | 0 | 0 | 0 | 0 | 0 | 7.8094 | 11022.3 | 0 | 0 | 0 | 0 | 0 | 0 | 0 | 7.8094 | 11022.3 | 0 | 0 | 0 | 0 | 0 | 0 | 0 | 7.8094 | 7.8094 | 7.8094
[20 empty] | 1877 | 2020-03-20 04:00 | 1877 | 3 | 20 | 5 | 0 | 0 | 7.8094 | 11022.3 | 0 | 0 | 0 | 0 | 0 | 0 | 0 | 7.8094 | 11022.3 | 0 | 0 | 0 | 0 | 0 | 0 | 0 | 7.8094 | 11022.3 | 0 | 0 | 0 | 0 | 0 | 0 | 0 | 7.8094 | 7.8094 | 7.8094
[20 empty] | 1878 | 2020-03-20 05:00 | 1878 | 3 | 20 | 6 | 0 | 0 | 7.8094 | 11168.9 | 0 | 0 | 0 | 0 | 0 | 0 | 0 | 7.8094 | 11168.9 | 0 | 0 | 0 | 0 | 0 | 0 | 0 | 7.8094 | 11168.9 | 0 | 0 | 0 | 0 | 0 | 0 | 0 | 7.8094 | 7.8094 | 7.8094
[20 empty] | 1879 | 2020-03-20 06:00 | 1879 | 3 | 20 | 7 | 0 | 0 | 7.8078 | 11315.6 | 0 | 0 | 0 | 0 | 0 | 0 | 0 | 7.8075 | 11315.6 | 0 | 0 | 0 | 0 | 0 | 0 | 0 | 7.8072 | 11315.6 | 0 | 0 | 0 | 0 | 0 | 0 | 0 | 7.8078 | 7.8075 | 7.8072
[20 empty] | 1880 | 2020-03-20 07:00 | 1880 | 3 | 20 | 8 | 3789.191 | 3.7892 | 7.8041 | 11388.9 | 0 | 0 | 0 | 0 | 0 | 0 | 0 | 7.8031 | 11388.9 | 0 | 0 | 0 | 0 | 0 | 0 | 0 | 7.8022 | 11388.9 | 0 | 0 | 0 | 0 | 0 | 0 | 0 | 4.0149 | 4.0139 | 4.013
[20 empty] | 1881 | 2020-03-20 08:00 | 1881 | 3 | 20 | 9 | 73251.687 | 73.2517 | 7.7994 | 11535.5 | 0 | 0 | 0 | 0 | 0 | 0 | 0 | 7.7993 | 11535.5 | 0 | 0 | 0 | 0 | 0 | 0 | 0 | 7.7993 | 11535.5 | 0 | 0 | 0 | 0 | 0 | 0 | 0 | -65.4523 | -65.4524 | -65.4524
[20 empty] | 1882 | 2020-03-20 09:00 | 1882 | 3 | 20 | 10 | 29663.29 | 29.6633 | 7.7993 | 11315.6 | 0 | 0 | 0 | 0 | 0 | 0 | 0 | 7.7993 | 11315.6 | 0 | 0 | 0 | 0 | 0 | 0 | 0 | 7.7993 | 11315.6 | 0 | 0 | 0 | 0 | 0 | 0 | 0 | -21.864 | -21.864 | -21.864
[20 empty] | 1883 | 2020-03-20 10:00 | 1883 | 3 | 20 | 11 | 86263.25 | 86.2632 | 7.7993 | 11315.6 | 0 | 0 | 0 | 0 | 0 | 0 | 0 | 7.7993 | 11315.6 | 0 | 0 | 0 | 0 | 0 | 0 | 0 | 7.7993 | 11315.6 | 0 | 0 | 0 | 0 | 0 | 0 | 0 | -78.4639 | -78.4639 | -78.4639
[20 empty] | 1884 | 2020-03-20 11:00 | 1884 | 3 | 20 | 12 | 166828.467 | 166.8285 | 7.7993 | 11168.9 | 0 | 0 | 0 | 0 | 0 | 0 | 0 | 7.7993 | 11168.9 | 0 | 0 | 0 | 0 | 0 | 0 | 0 | 7.7993 | 11168.9 | 0 | 0 | 0 | 0 | 0 | 0 | 0 | -159.0291 | -159.0291 | -159.0291
[20 empty] | 1885 | 2020-03-20 12:00 | 1885 | 3 | 20 | 13 | 133759.213 | 133.7592 | 7.7993 | 10875.6 | 0 | 0 | 0 | 0 | 0 | 0 | 0 | 7.7993 | 10875.6 | 0 | 0 | 0 | 0 | 0 | 0 | 0 | 7.7993 | 10875.6 | 0 | 0 | 0 | 0 | 0 | 0 | 0 | -125.9599 | -125.9599 | -125.9599
[20 empty] | 1886 | 2020-03-20 13:00 | 1886 | 3 | 20 | 14 | 197607.638 | 197.6076 | 7.7993 | 11095.6 | 0 | 0 | 0 | 0 | 0 | 0 | 0 | 7.7993 | 11095.6 | 0 | 0 | 0 | 0 | 0 | 0 | 0 | 7.7993 | 11095.6 | 0 | 0 | 0 | 0 | 0 | 0 | 0 | -189.8083 | -189.8083 | -189.8083
[20 empty] | 1887 | 2020-03-20 14:00 | 1887 | 3 | 20 | 15 | 107163.889 | 107.1639 | 7.7993 | 10802.3 | 0 | 0 | 0 | 0 | 0 | 0 | 0 | 7.7993 | 10802.3 | 0 | 0 | 0 | 0 | 0 | 0 | 0 | 7.7993 | 10802.3 | 0 | 0 | 0 | 0 | 0 | 0 | 0 | -99.3646 | -99.3646 | -99.3646
[20 empty] | 1888 | 2020-03-20 15:00 | 1888 | 3 | 20 | 16 | 35495.959 | 35.496 | 7.7993 | 10875.6 | 0 | 0 | 0 | 0 | 0 | 0 | 0 | 7.7993 | 10875.6 | 0 | 0 | 0 | 0 | 0 | 0 | 0 | 7.7993 | 10875.6 | 0 | 0 | 0 | 0 | 0 | 0 | 0 | -27.6966 | -27.6966 | -27.6966
[20 empty] | 1889 | 2020-03-20 16:00 | 1889 | 3 | 20 | 17 | 39269.954 | 39.27 | 7.7993 | 10875.6 | 0 | 0 | 0 | 0 | 0 | 0 | 0 | 7.7993 | 10875.6 | 0 | 0 | 0 | 0 | 0 | 0 | 0 | 7.7993 | 10875.6 | 0 | 0 | 0 | 0 | 0 | 0 | 0 | -31.4706 | -31.4706 | -31.4706
[20 empty] | 1890 | 2020-03-20 17:00 | 1890 | 3 | 20 | 18 | 17031.233 | 17.0312 | 7.7993 | 10948.9 | 0 | 0 | 0 | 0 | 0 | 0 | 0 | 7.7993 | 10948.9 | 0 | 0 | 0 | 0 | 0 | 0 | 0 | 7.7993 | 10948.9 | 0 | 0 | 0 | 0 | 0 | 0 | 0 | -9.2319 | -9.2319 | -9.2319
[20 empty] | 1891 | 2020-03-20 18:00 | 1891 | 3 | 20 | 19 | 0 | 0 | 7.8094 | 11095.6 | 0 | 0 | 0 | 0 | 0 | 0 | 0 | 7.8094 | 11095.6 | 0 | 0 | 0 | 0 | 0 | 0 | 0 | 7.8094 | 11095.6 | 0 | 0 | 0 | 0 | 0 | 0 | 0 | 7.8094 | 7.8094 | 7.8094
[20 empty] | 1892 | 2020-03-20 19:00 | 1892 | 3 | 20 | 20 | 0 | 0 | 7.8094 | 11095.6 | 0 | 0 | 0 | 0 | 0 | 0 | 0 | 7.8094 | 11095.6 | 0 | 0 | 0 | 0 | 0 | 0 | 0 | 7.8094 | 11095.6 | 0 | 0 | 0 | 0 | 0 | 0 | 0 | 7.8094 | 7.8094 | 7.8094
[20 empty] | 1893 | 2020-03-20 20:00 | 1893 | 3 | 20 | 21 | 0 | 0 | 7.8094 | 11242.2 | 0 | 0 | 0 | 0 | 0 | 0 | 0 | 7.8094 | 11242.2 | 0 | 0 | 0 | 0 | 0 | 0 | 0 | 7.8094 | 11242.2 | 0 | 0 | 0 | 0 | 0 | 0 | 0 | 7.8094 | 7.8094 | 7.8094
[20 empty] | 1894 | 2020-03-20 21:00 | 1894 | 3 | 20 | 22 | 0 | 0 | 7.8094 | 11315.6 | 0 | 0 | 0 | 0 | 0 | 0 | 0 | 7.8094 | 11315.6 | 0 | 0 | 0 | 0 | 0 | 0 | 0 | 7.8094 | 11315.6 | 0 | 0 | 0 | 0 | 0 | 0 | 0 | 7.8094 | 7.8094 | 7.8094
[20 empty] | 1895 | 2020-03-20 22:00 | 1895 | 3 | 20 | 23 | 0 | 0 | 7.8094 | 11315.6 | 0 | 0 | 0 | 0 | 0 | 0 | 0 | 7.8094 | 11315.6 | 0 | 0 | 0 | 0 | 0 | 0 | 0 | 7.8094 | 11315.6 | 0 | 0 | 0 | 0 | 0 | 0 | 0 | 7.8094 | 7.8094 | 7.8094
[20 empty] | 1896 | 2020-03-20 23:00 | 1896 | 3 | 20 | 24 | 0 | 0 | 7.8094 | 11462.2 | 0 | 0 | 0 | 0 | 0 | 0 | 0 | 7.8094 | 11462.2 | 0 | 0 | 0 | 0 | 0 | 0 | 0 | 7.8094 | 11462.2 | 0 | 0 | 0 | 0 | 0 | 0 | 0 | 7.8094 | 7.8094 | 7.8094
[20 empty] | 1897 | 2020-03-21 | 1897 | 3 | 21 | 1 | 0 | 0 | 7.8094 | 11608.9 | 0 | 0 | 0 | 0 | 0 | 0 | 0 | 7.8094 | 11608.9 | 0 | 0 | 0 | 0 | 0 | 0 | 0 | 7.8094 | 11608.9 | 0 | 0 | 0 | 0 | 0 | 0 | 0 | 7.8094 | 7.8094 | 7.8094
[20 empty] | 1898 | 2020-03-21 01:00 | 1898 | 3 | 21 | 2 | 0 | 0 | 7.8094 | 11608.9 | 0 | 0 | 0 | 0 | 0 | 0 | 0 | 7.8094 | 11608.9 | 0 | 0 | 0 | 0 | 0 | 0 | 0 | 7.8094 | 11608.9 | 0 | 0 | 0 | 0 | 0 | 0 | 0 | 7.8094 | 7.8094 | 7.8094
[20 empty] | 1899 | 2020-03-21 02:00 | 1899 | 3 | 21 | 3 | 0 | 0 | 7.8094 | 11682.2 | 0 | 0 | 0 | 0 | 0 | 0 | 0 | 7.8094 | 11682.2 | 0 | 0 | 0 | 0 | 0 | 0 | 0 | 7.8094 | 11682.2 | 0 | 0 | 0 | 0 | 0 | 0 | 0 | 7.8094 | 7.8094 | 7.8094
[20 empty] | 1900 | 2020-03-21 03:00 | 1900 | 3 | 21 | 4 | 0 | 0 | 7.8094 | 11828.9 | 0 | 0 | 0 | 0 | 0 | 0 | 0 | 7.8094 | 11828.9 | 0 | 0 | 0 | 0 | 0 | 0 | 0 | 7.8094 | 11828.9 | 0 | 0 | 0 | 0 | 0 | 0 | 0 | 7.8094 | 7.8094 | 7.8094
[20 empty] | 1901 | 2020-03-21 04:00 | 1901 | 3 | 21 | 5 | 0 | 0 | 7.8094 | 11828.9 | 0 | 0 | 0 | 0 | 0 | 0 | 0 | 7.8094 | 11828.9 | 0 | 0 | 0 | 0 | 0 | 0 | 0 | 7.8094 | 11828.9 | 0 | 0 | 0 | 0 | 0 | 0 | 0 | 7.8094 | 7.8094 | 7.8094
[20 empty] | 1902 | 2020-03-21 05:00 | 1902 | 3 | 21 | 6 | 0 | 0 | 7.8094 | 11828.9 | 0 | 0 | 0 | 0 | 0 | 0 | 0 | 7.8094 | 11828.9 | 0 | 0 | 0 | 0 | 0 | 0 | 0 | 7.8094 | 11828.9 | 0 | 0 | 0 | 0 | 0 | 0 | 0 | 7.8094 | 7.8094 | 7.8094
[20 empty] | 1903 | 2020-03-21 06:00 | 1903 | 3 | 21 | 7 | 14649.121 | 14.6491 | 7.8067 | 11682.2 | 0 | 0 | 0 | 0 | 0 | 0 | 0 | 7.8061 | 11682.2 | 0 | 0 | 0 | 0 | 0 | 0 | 0 | 7.8057 | 11682.2 | 0 | 0 | 0 | 0 | 0 | 0 | 0 | -6.8424 | -6.843 | -6.8435
[20 empty] | 1904 | 2020-03-21 07:00 | 1904 | 3 | 21 | 8 | 91760.031 | 91.76 | 7.8016 | 11682.2 | 0 | 0 | 0 | 0 | 0 | 0 | 0 | 7.8007 | 11682.2 | 0 | 0 | 0 | 0 | 0 | 0 | 0 | 7.7999 | 11682.2 | 0 | 0 | 0 | 0 | 0 | 0 | 0 | -83.9584 | -83.9593 | -83.9602
[20 empty] | 1905 | 2020-03-21 08:00 | 1905 | 3 | 21 | 9 | 174895.329 | 174.8953 | 7.8013 | 11242.2 | 0 | 0 | 0 | 0 | 0 | 0 | 0 | 7.8003 | 11242.2 | 0 | 0 | 0 | 0 | 0 | 0 | 0 | 7.7997 | 11242.2 | 0 | 0 | 0 | 0 | 0 | 0 | 0 | -167.094 | -167.095 | -167.0956
[20 empty] | 1906 | 2020-03-21 09:00 | 1906 | 3 | 21 | 10 | 233861.626 | 233.8616 | 7.8003 | 11095.6 | 0 | 0 | 0 | 0 | 0 | 0 | 0 | 7.7998 | 11095.6 | 0 | 0 | 0 | 0 | 0 | 0 | 0 | 7.7994 | 11095.6 | 0 | 0 | 0 | 0 | 0 | 0 | 0 | -226.0613 | -226.0619 | -226.0622
[20 empty] | 1907 | 2020-03-21 10:00 | 1907 | 3 | 21 | 11 | 271762.355 | 271.7624 | 7.7994 | 11095.6 | 0 | 0 | 0 | 0 | 0 | 0 | 0 | 7.7993 | 11095.6 | 0 | 0 | 0 | 0 | 0 | 0 | 0 | 7.7993 | 11095.6 | 0 | 0 | 0 | 0 | 0 | 0 | 0 | -263.963 | -263.963 | -263.963
[20 empty] | 1908 | 2020-03-21 11:00 | 1908 | 3 | 21 | 12 | 288434.323 | 288.4343 | 7.7993 | 10875.6 | 0 | 0 | 0 | 0 | 0 | 0 | 0 | 7.7993 | 10875.6 | 0 | 0 | 0 | 0 | 0 | 0 | 0 | 7.7993 | 10875.6 | 0 | 0 | 0 | 0 | 0 | 0 | 0 | -280.635 | -280.635 | -280.635
[20 empty] | 1909 | 2020-03-21 12:00 | 1909 | 3 | 21 | 13 | 283220.437 | 283.2204 | 7.7993 | 10948.9 | 0 | 0 | 0 | 0 | 0 | 0 | 0 | 7.7993 | 10948.9 | 0 | 0 | 0 | 0 | 0 | 0 | 0 | 7.7993 | 10948.9 | 0 | 0 | 0 | 0 | 0 | 0 | 0 | -275.4211 | -275.4211 | -275.4211
[20 empty] | 1910 | 2020-03-21 13:00 | 1910 | 3 | 21 | 14 | 262518.66 | 262.5187 | 7.7993 | 10948.9 | 0 | 0 | 0 | 0 | 0 | 0 | 0 | 7.7993 | 10948.9 | 0 | 0 | 0 | 0 | 0 | 0 | 0 | 7.7993 | 10948.9 | 0 | 0 | 0 | 0 | 0 | 0 | 0 | -254.7193 | -254.7193 | -254.7193
[20 empty] | 1911 | 2020-03-21 14:00 | 1911 | 3 | 21 | 15 | 228202.696 | 228.2027 | 7.7993 | 11022.3 | 0 | 0 | 0 | 0 | 0 | 0 | 0 | 7.7993 | 11022.3 | 0 | 0 | 0 | 0 | 0 | 0 | 0 | 7.7993 | 11022.3 | 0 | 0 | 0 | 0 | 0 | 0 | 0 | -220.4034 | -220.4034 | -220.4034
[20 empty] | 1912 | 2020-03-21 15:00 | 1912 | 3 | 21 | 16 | 131471.053 | 131.4711 | 7.7993 | 10948.9 | 0 | 0 | 0 | 0 | 0 | 0 | 0 | 7.7993 | 10948.9 | 0 | 0 | 0 | 0 | 0 | 0 | 0 | 7.7993 | 10948.9 | 0 | 0 | 0 | 0 | 0 | 0 | 0 | -123.6717 | -123.6717 | -123.6717
[20 empty] | 1913 | 2020-03-21 16:00 | 1913 | 3 | 21 | 17 | 81915.684 | 81.9157 | 7.7993 | 10948.9 | 0 | 0 | 0 | 0 | 0 | 0 | 0 | 7.7993 | 10948.9 | 0 | 0 | 0 | 0 | 0 | 0 | 0 | 7.7993 | 10948.9 | 0 | 0 | 0 | 0 | 0 | 0 | 0 | -74.1164 | -74.1164 | -74.1164
[20 empty] | 1914 | 2020-03-21 17:00 | 1914 | 3 | 21 | 18 | 13933.605 | 13.9336 | 7.7993 | 11168.9 | 0 | 0 | 0 | 0 | 0 | 0 | 0 | 7.7993 | 11168.9 | 0 | 0 | 0 | 0 | 0 | 0 | 0 | 7.7993 | 11168.9 | 0 | 0 | 0 | 0 | 0 | 0 | 0 | -6.1343 | -6.1343 | -6.1343
[20 empty] | 1915 | 2020-03-21 18:00 | 1915 | 3 | 21 | 19 | 0 | 0 | 7.8094 | 11242.2 | 0 | 0 | 0 | 0 | 0 | 0 | 0 | 7.8094 | 11242.2 | 0 | 0 | 0 | 0 | 0 | 0 | 0 | 7.8094 | 11242.2 | 0 | 0 | 0 | 0 | 0 | 0 | 0 | 7.8094 | 7.8094 | 7.8094
[20 empty] | 1916 | 2020-03-21 19:00 | 1916 | 3 | 21 | 20 | 0 | 0 | 7.8094 | 11242.2 | 0 | 0 | 0 | 0 | 0 | 0 | 0 | 7.8094 | 11242.2 | 0 | 0 | 0 | 0 | 0 | 0 | 0 | 7.8094 | 11242.2 | 0 | 0 | 0 | 0 | 0 | 0 | 0 | 7.8094 | 7.8094 | 7.8094
[20 empty] | 1917 | 2020-03-21 20:00 | 1917 | 3 | 21 | 21 | 0 | 0 | 7.8094 | 11315.6 | 0 | 0 | 0 | 0 | 0 | 0 | 0 | 7.8094 | 11315.6 | 0 | 0 | 0 | 0 | 0 | 0 | 0 | 7.8094 | 11315.6 | 0 | 0 | 0 | 0 | 0 | 0 | 0 | 7.8094 | 7.8094 | 7.8094
[20 empty] | 1918 | 2020-03-21 21:00 | 1918 | 3 | 21 | 22 | 0 | 0 | 7.8094 | 11388.9 | 0 | 0 | 0 | 0 | 0 | 0 | 0 | 7.8094 | 11388.9 | 0 | 0 | 0 | 0 | 0 | 0 | 0 | 7.8094 | 11388.9 | 0 | 0 | 0 | 0 | 0 | 0 | 0 | 7.8094 | 7.8094 | 7.8094
[20 empty] | 1919 | 2020-03-21 22:00 | 1919 | 3 | 21 | 23 | 0 | 0 | 7.8094 | 11388.9 | 0 | 0 | 0 | 0 | 0 | 0 | 0 | 7.8094 | 11388.9 | 0 | 0 | 0 | 0 | 0 | 0 | 0 | 7.8094 | 11388.9 | 0 | 0 | 0 | 0 | 0 | 0 | 0 | 7.8094 | 7.8094 | 7.8094
[20 empty] | 1920 | 2020-03-21 23:00 | 1920 | 3 | 21 | 24 | 0 | 0 | 7.3488 | 11462.2 | 0 | 0 | 0 | 0 | 0 | 0 | 0 | 7.3488 | 11462.2 | 0 | 0 | 0 | 0 | 0 | 0 | 0 | 7.3488 | 11462.2 | 0 | 0 | 0 | 0 | 0 | 0 | 0 | 7.3488 | 7.3488 | 7.3488
[20 empty] | 1921 | 2020-03-22 | 1921 | 3 | 22 | 1 | 0 | 0 | 7.3488 | 11535.5 | 0 | 0 | 0 | 0 | 0 | 0 | 0 | 7.3488 | 11535.5 | 0 | 0 | 0 | 0 | 0 | 0 | 0 | 7.3488 | 11535.5 | 0 | 0 | 0 | 0 | 0 | 0 | 0 | 7.3488 | 7.3488 | 7.3488
[20 empty] | 1922 | 2020-03-22 01:00 | 1922 | 3 | 22 | 2 | 0 | 0 | 7.3488 | 11535.5 | 0 | 0 | 0 | 0 | 0 | 0 | 0 | 8.589 | 11535.5 | 0 | 0 | 0 | 0 | 0 | 0 | -183.309 | 8.6472 | 11535.5 | 0 | 0 | 0 | 0 | 0 | 0 | -37.1959 | 7.3488 | 8.589 | 8.6472
[20 empty] | 1923 | 2020-03-22 02:00 | 1923 | 3 | 22 | 3 | 0 | 0 | 8.6198 | 11462.2 | 0 | 0 | 0 | 0 | 0 | 0 | -75.2182 | 8.589 | 11462.2 | 0 | 0 | 0 | 0 | 0 | 0 | -395.676 | 8.6472 | 11462.2 | 0 | 0 | 0 | 0 | 0 | 0 | -244.565 | 8.6198 | 8.589 | 8.6472
[20 empty] | 1924 | 2020-03-22 03:00 | 1924 | 3 | 22 | 4 | 0 | 0 | 34.1793 | 906678 | 14.2285 | 48.5476 | 0 | 895142 | 895.142 | 108726 | -694213 | 36.9415 | 938831 | 15.8798 | 54.1819 | 0 | 976508 | 976.508 | 134326 | -780343 | 39.8548 | 988043 | 17.5787 | 59.9785 | 0 | 927296 | 927.296 | 121344 | -739488 | 34.1793 | 36.9415 | 39.8548
[20 empty] | 1925 | 2020-03-22 04:00 | 1925 | 3 | 22 | 5 | 0 | 0 | 39.2388 | 797482 | 17.7591 | 60.594 | 0 | 785947 | 785.947 | 135704 | -674955 | 42.704 | 832718 | 20.1171 | 68.6395 | 0 | 860929 | 860.929 | 172207 | -748523 | 46.3344 | 872465 | 22.5361 | 76.8932 | 0 | 821183 | 821.183 | 153723 | -713679 | 39.2388 | 42.704 | 46.3344
[20 empty] | 1926 | 2020-03-22 05:00 | 1926 | 3 | 22 | 6 | 0 | 0 | 42.1198 | 807947 | 18.4981 | 63.1155 | 0 | 774050 | 774.05 | 141352 | -664741 | 45.6099 | 838984 | 20.8866 | 71.2651 | 0 | 839524 | 839.524 | 178138 | -728825 | 49.2394 | 873422 | 23.3122 | 79.5412 | 0 | 805086 | 805.086 | 159603 | -699074 | 42.1198 | 45.6099 | 49.2394
[20 empty] | 1927 | 2020-03-22 06:00 | 1927 | 3 | 22 | 7 | 14185.069 | 14.1851 | 98.5686 | 871875 | 0.87387 | 2.9816 | 0 | 788487 | 788.487 | 6677.57 | -682939 | 99.4827 | 901200 | 0.97073 | 3.3121 | 0 | 853480 | 853.48 | 8176.21 | -747075 | 100.457 | 936868 | 1.07 | 3.6508 | 0 | 817812 | 817.812 | 7417.77 | -715893 | 84.3835 | 85.2976 | 86.2719
[20 empty] | 1928 | 2020-03-22 07:00 | 1928 | 3 | 22 | 8 | 83730.42 | 83.7304 | 133.262 | 1003470 | 1.0975 | 3.7446 | 0 | 920081 | 920.081 | 8386.21 | -813025 | 134.014 | 1029950 | 1.2006 | 4.0966 | 0 | 984253 | 984.253 | 9980.02 | -878372 | 135.018 | 1067640 | 1.306 | 4.4562 | 0 | 946560 | 946.56 | 9174.62 | -845579 | 49.5316 | 50.2836 | 51.2876
[20 empty] | 1929 | 2020-03-22 08:00 | 1929 | 3 | 22 | 9 | 105925.276 | 105.9253 | 140.228 | 865372 | 1.3052 | 4.4533 | 0 | 807356 | 807.356 | 9973.38 | -708815 | 141.102 | 883662 | 1.4083 | 4.8051 | 0 | 853210 | 853.21 | 11566 | -753803 | 142.245 | 911226 | 1.5136 | 5.1644 | 0 | 825646 | 825.646 | 10761.2 | -730608 | 34.3027 | 35.1767 | 36.3197
[20 empty] | 1930 | 2020-03-22 09:00 | 1930 | 3 | 22 | 10 | 123503.522 | 123.5035 | 141.294 | 814079 | 1.3052 | 4.4532 | 0 | 756210 | 756.21 | 9973.31 | -651856 | 142.323 | 828295 | 1.4083 | 4.805 | 0 | 793677 | 793.677 | 11565.9 | -687891 | 143.571 | 851546 | 1.5136 | 5.1644 | 0 | 770425 | 770.425 | 10761.1 | -669061 | 17.7905 | 18.8195 | 20.0675
[20 empty] | 1931 | 2020-03-22 10:00 | 1931 | 3 | 22 | 11 | 112081.37 | 112.0814 | 120.87 | 863775 | 1.0975 | 3.7445 | 0 | 737116 | 737.116 | 8386.06 | -629530 | 121.88 | 874469 | 1.2006 | 4.0965 | 0 | 765996 | 765.996 | 9979.85 | -656666 | 123.048 | 892655 | 1.306 | 4.4561 | 0 | 747810 | 747.81 | 9174.45 | -642959 | 8.7886 | 9.7986 | 10.9666
[20 empty] | 1932 | 2020-03-22 11:00 | 1932 | 3 | 22 | 12 | 137766.642 | 137.7666 | 144.025 | 722604 | 1.0979 | 3.7459 | 0 | 595945 | 595.945 | 8389.16 | -502380 | 145.025 | 724326 | 1.2011 | 4.0981 | 0 | 605706 | 605.706 | 9983.53 | -511579 | 146.183 | 732365 | 1.3065 | 4.4578 | 0 | 597667 | 597.667 | 9177.83 | -506223 | 6.2584 | 7.2584 | 8.4164
[20 empty] | 1933 | 2020-03-22 12:00 | 1933 | 3 | 22 | 13 | 271520.101 | 271.5201 | 96.0638 | 665156 | 1.0975 | 3.7445 | 0 | 572534 | 572.534 | 8386.14 | -474831 | 96.9494 | 667171 | 1.2006 | 4.0965 | 0 | 582658 | 582.658 | 9979.9 | -483511 | 98.0896 | 675281 | 1.306 | 4.4562 | 0 | 574549 | 574.549 | 9174.5 | -478554 | -175.4563 | -174.5707 | -173.4305
[20 empty] | 1934 | 2020-03-22 13:00 | 1934 | 3 | 22 | 14 | 62496.923 | 62.4969 | 91.3223 | 608724 | 1.0975 | 3.7445 | 0 | 551441 | 551.441 | 8386.06 | -454927 | 92.142 | 611730 | 1.2006 | 4.0965 | 0 | 563262 | 563.262 | 9979.83 | -465314 | 93.214 | 620545 | 1.306 | 4.4561 | 0 | 554447 | 554.447 | 9174.43 | -459559 | 28.8254 | 29.6451 | 30.7171
[20 empty] | 1935 | 2020-03-22 14:00 | 1935 | 3 | 22 | 15 | 28036.66 | 28.0367 | 76.5399 | 624643 | 1.0983 | 3.7473 | 0 | 567361 | 567.361 | 8392.25 | -469231 | 77.4459 | 629276 | 1.2015 | 4.0996 | 0 | 582555 | 582.555 | 9987.18 | -482857 | 78.5587 | 639838 | 1.307 | 4.4594 | 0 | 571993 | 571.993 | 9181.19 | -475529 | 48.5032 | 49.4092 | 50.522
[20 empty] | 1936 | 2020-03-22 15:00 | 1936 | 3 | 22 | 16 | 153187.07 | 153.1871 | 73.7273 | 559491 | 1.0977 | 3.7453 | 0 | 527133 | 527.133 | 8387.75 | -432572 | 74.8532 | 560135 | 1.2009 | 4.0973 | 0 | 533986 | 533.986 | 9981.85 | -438355 | 76.1078 | 566343 | 1.3063 | 4.457 | 0 | 527777 | 527.777 | 9176.28 | -434883 | -79.4598 | -78.3339 | -77.0793
[20 empty] | 1937 | 2020-03-22 16:00 | 1937 | 3 | 22 | 17 | 6362.229 | 6.3622 | 14.6733 | 32357.6 | 0 | 0 | 0 | 0 | 0 | 0 | 0 | 14.6733 | 32357.6 | 0 | 0 | 0 | 0 | 0 | 0 | 0 | 14.6733 | 32357.6 | 0 | 0 | 0 | 0 | 0 | 0 | 0 | 8.3111 | 8.3111 | 8.3111
[20 empty] | 1938 | 2020-03-22 17:00 | 1938 | 3 | 22 | 18 | 14546.581 | 14.5466 | 13.7561 | 32724.3 | 0 | 0 | 0 | 0 | 0 | 0 | 0 | 13.7561 | 32724.3 | 0 | 0 | 0 | 0 | 0 | 0 | 0 | 13.7561 | 32724.3 | 0 | 0 | 0 | 0 | 0 | 0 | 0 | -0.79048 | -0.79048 | -0.79048
[20 empty] | 1939 | 2020-03-22 18:00 | 1939 | 3 | 22 | 19 | 0 | 0 | 10.3718 | 33017.7 | 0 | 0 | 0 | 0 | 0 | 0 | 0 | 10.3718 | 33017.7 | 0 | 0 | 0 | 0 | 0 | 0 | 0 | 10.3718 | 33017.7 | 0 | 0 | 0 | 0 | 0 | 0 | 0 | 10.3718 | 10.3718 | 10.3718
[20 empty] | 1940 | 2020-03-22 19:00 | 1940 | 3 | 22 | 20 | 0 | 0 | 8.8603 | 10655.6 | 0 | 0 | 0 | 0 | 0 | 0 | 0 | 8.8603 | 10655.6 | 0 | 0 | 0 | 0 | 0 | 0 | 0 | 8.8603 | 10655.6 | 0 | 0 | 0 | 0 | 0 | 0 | 0 | 8.8603 | 8.8603 | 8.8603
[20 empty] | 1941 | 2020-03-22 20:00 | 1941 | 3 | 22 | 21 | 0 | 0 | 7.3488 | 10875.6 | 0 | 0 | 0 | 0 | 0 | 0 | 0 | 7.3488 | 10875.6 | 0 | 0 | 0 | 0 | 0 | 0 | 0 | 7.3488 | 10875.6 | 0 | 0 | 0 | 0 | 0 | 0 | 0 | 7.3488 | 7.3488 | 7.3488
[20 empty] | 1942 | 2020-03-22 21:00 | 1942 | 3 | 22 | 22 | 0 | 0 | 7.3488 | 11095.6 | 0 | 0 | 0 | 0 | 0 | 0 | 0 | 7.3488 | 11095.6 | 0 | 0 | 0 | 0 | 0 | 0 | 0 | 7.3488 | 11095.6 | 0 | 0 | 0 | 0 | 0 | 0 | 0 | 7.3488 | 7.3488 | 7.3488
[20 empty] | 1943 | 2020-03-22 22:00 | 1943 | 3 | 22 | 23 | 0 | 0 | 7.3488 | 11095.6 | 0 | 0 | 0 | 0 | 0 | 0 | 0 | 7.3488 | 11095.6 | 0 | 0 | 0 | 0 | 0 | 0 | 0 | 7.3488 | 11095.6 | 0 | 0 | 0 | 0 | 0 | 0 | 0 | 7.3488 | 7.3488 | 7.3488
[20 empty] | 1944 | 2020-03-22 23:00 | 1944 | 3 | 22 | 24 | 0 | 0 | 7.3488 | 11388.9 | 0 | 0 | 0 | 0 | 0 | 0 | 0 | 7.3488 | 11388.9 | 0 | 0 | 0 | 0 | 0 | 0 | 0 | 7.3488 | 11388.9 | 0 | 0 | 0 | 0 | 0 | 0 | 0 | 7.3488 | 7.3488 | 7.3488
[20 empty] | 1945 | 2020-03-23 | 1945 | 3 | 23 | 1 | 0 | 0 | 7.3488 | 11462.2 | 0 | 0 | 0 | 0 | 0 | 0 | 0 | 7.3488 | 11462.2 | 0 | 0 | 0 | 0 | 0 | 0 | 0 | 7.3488 | 11462.2 | 0 | 0 | 0 | 0 | 0 | 0 | 0 | 7.3488 | 7.3488 | 7.3488
[20 empty] | 1946 | 2020-03-23 01:00 | 1946 | 3 | 23 | 2 | 0 | 0 | 7.3488 | 11462.2 | 0 | 0 | 0 | 0 | 0 | 0 | 0 | 7.3488 | 11462.2 | 0 | 0 | 0 | 0 | 0 | 0 | 0 | 7.3488 | 11462.2 | 0 | 0 | 0 | 0 | 0 | 0 | 0 | 7.3488 | 7.3488 | 7.3488
[20 empty] | 1947 | 2020-03-23 02:00 | 1947 | 3 | 23 | 3 | 0 | 0 | 7.3488 | 11682.2 | 0 | 0 | 0 | 0 | 0 | 0 | 0 | 7.3488 | 11682.2 | 0 | 0 | 0 | 0 | 0 | 0 | 0 | 7.3488 | 11682.2 | 0 | 0 | 0 | 0 | 0 | 0 | 0 | 7.3488 | 7.3488 | 7.3488
[20 empty] | 1948 | 2020-03-23 03:00 | 1948 | 3 | 23 | 4 | 0 | 0 | 38.1093 | 786388 | 18.3374 | 62.5672 | 0 | 774633 | 774.633 | 140124 | -559744 | 41.0259 | 805609 | 20.1648 | 68.8023 | 0 | 828870 | 828.87 | 168209 | -611689 | 44.0701 | 840626 | 22.0128 | 75.1077 | 0 | 793853 | 793.853 | 154087 | -585892 | 38.1093 | 41.0259 | 44.0701
[20 empty] | 1949 | 2020-03-23 04:00 | 1949 | 3 | 23 | 5 | 0 | 0 | 42.1073 | 626455 | 20.8633 | 71.1856 | 0 | 614699 | 614.699 | 159425 | -512062 | 38.3679 | 637464 | 18.4153 | 62.833 | 0 | 664536 | 664.536 | 194425 | -558284 | 48.9704 | 676292 | 25.4437 | 86.8139 | 0 | 625709 | 625.709 | 140718 | -524841 | 42.1073 | 38.3679 | 48.9704
[20 empty] | 1950 | 2020-03-23 05:00 | 1950 | 3 | 23 | 6 | 0 | 0 | 38.0409 | 619370 | 16.8035 | 57.3335 | 0 | 585105 | 585.105 | 128403 | -482496 | 40.572 | 638982 | 18.5126 | 63.165 | 0 | 632277 | 632.277 | 154975 | -525896 | 43.2742 | 666541 | 20.281 | 69.1988 | 0 | 604718 | 604.718 | 141462 | -502804 | 38.0409 | 40.572 | 43.2742
[20 empty] | 1951 | 2020-03-23 06:00 | 1951 | 3 | 23 | 7 | 17937.636 | 17.9376 | 97.876 | 692716 | 0.87403 | 2.9822 | 0 | 608888 | 608.888 | 6678.78 | -509451 | 98.8583 | 726956 | 0.97091 | 3.3127 | 0 | 684802 | 684.802 | 8177.71 | -580094 | 99.8901 | 768630 | 1.0702 | 3.6515 | 0 | 643128 | 643.128 | 7419.12 | -543712 | 79.9384 | 80.9207 | 81.9525
[20 empty] | 1952 | 2020-03-23 07:00 | 1952 | 3 | 23 | 8 | 98661.806 | 98.6618 | 132.947 | 840409 | 1.0974 | 3.7444 | 0 | 756581 | 756.581 | 8385.85 | -648121 | 133.721 | 876269 | 1.2006 | 4.0964 | 0 | 837791 | 837.791 | 9979.59 | -727329 | 134.76 | 921619 | 1.306 | 4.456 | 0 | 792442 | 792.442 | 9174.21 | -686815 | 34.2852 | 35.0592 | 36.0982
[20 empty] | 1953 | 2020-03-23 08:00 | 1953 | 3 | 23 | 9 | 183629.672 | 183.6297 | 140.471 | 749728 | 1.3056 | 4.4547 | 0 | 690978 | 690.978 | 9976.72 | -588447 | 141.426 | 779619 | 1.4087 | 4.8066 | 0 | 758550 | 758.55 | 11569.8 | -652962 | 142.528 | 817300 | 1.5141 | 5.1661 | 0 | 720869 | 720.869 | 10764.8 | -619976 | -43.1587 | -42.2037 | -41.1017
[20 empty] | 1954 | 2020-03-23 09:00 | 1954 | 3 | 23 | 10 | 244823.563 | 244.8236 | 141.834 | 693284 | 1.3058 | 4.4556 | 0 | 634680 | 634.68 | 9978.52 | -534523 | 142.633 | 716775 | 1.409 | 4.8075 | 0 | 688780 | 688.78 | 11572 | -585438 | 143.764 | 747383 | 1.5144 | 5.1671 | 0 | 658172 | 658.172 | 10766.7 | -559245 | -102.9896 | -102.1906 | -101.0596
[20 empty] | 1955 | 2020-03-23 10:00 | 1955 | 3 | 23 | 11 | 287313.225 | 287.3132 | 120.896 | 740109 | 1.0974 | 3.7444 | 0 | 613450 | 613.45 | 8385.82 | -511866 | 121.743 | 763297 | 1.2006 | 4.0964 | 0 | 666625 | 666.625 | 9979.57 | -561378 | 122.911 | 793284 | 1.306 | 4.456 | 0 | 636638 | 636.638 | 9174.19 | -535987 | -166.4172 | -165.5702 | -164.4022
[20 empty] | 1956 | 2020-03-23 11:00 | 1956 | 3 | 23 | 12 | 307977.6 | 307.9776 | 144.197 | 647512 | 1.082 | 3.6919 | 0 | 520853 | 520.853 | 8268.2 | -430920 | 145.103 | 665234 | 1.1852 | 4.0438 | 0 | 561803 | 561.803 | 9861.57 | -468075 | 146.221 | 688461 | 1.2905 | 4.4033 | 0 | 538575 | 538.575 | 9056.37 | -448789 | -163.7806 | -162.8746 | -161.7566
[20 empty] | 1957 | 2020-03-23 12:00 | 1957 | 3 | 23 | 13 | 307277.078 | 307.2771 | 95.7168 | 585620 | 1.082 | 3.6919 | 0 | 490371 | 490.371 | 8268.23 | -401923 | 96.6348 | 596396 | 1.1852 | 4.0438 | 0 | 517162 | 517.162 | 9861.62 | -425755 | 97.8403 | 612411 | 1.2906 | 4.4034 | 0 | 501147 | 501.147 | 9056.42 | -413178 | -211.5603 | -210.6423 | -209.4368
[20 empty] | 1958 | 2020-03-23 13:00 | 1958 | 3 | 23 | 14 | 283589.287 | 283.5893 | 90.6339 | 519696 | 1.082 | 3.6919 | 0 | 461460 | 461.46 | 8268.2 | -372561 | 91.7079 | 524124 | 1.1852 | 4.0438 | 0 | 475930 | 475.93 | 9861.56 | -385136 | 92.9229 | 534166 | 1.2905 | 4.4033 | 0 | 465888 | 465.888 | 9056.37 | -378001 | -192.9554 | -191.8814 | -190.6664
[20 empty] | 1959 | 2020-03-23 14:00 | 1959 | 3 | 23 | 15 | 241859.473 | 241.8595 | 76.9174 | 502197 | 1.2907 | 4.4039 | 0 | 444180 | 444.18 | 9862.74 | -362529 | 78.0544 | 500211 | 1.3938 | 4.7558 | 0 | 444132 | 444.132 | 11456.1 | -362477 | 79.3122 | 502148 | 1.4992 | 5.1153 | 0 | 442195 | 442.195 | 10650.9 | -361678 | -164.9421 | -163.8051 | -162.5473
[20 empty] | 1960 | 2020-03-23 15:00 | 1960 | 3 | 23 | 16 | 182567.572 | 182.5676 | 74.7517 | 475284 | 1.2907 | 4.4038 | 0 | 442047 | 442.047 | 9862.71 | -354239 | 75.8687 | 470584 | 1.3938 | 4.7558 | 0 | 436851 | 436.851 | 11456.1 | -349660 | 77.1294 | 470089 | 1.4992 | 5.1153 | 0 | 437346 | 437.346 | 10650.9 | -351106 | -107.8159 | -106.6989 | -105.4382
[20 empty] | 1961 | 2020-03-23 16:00 | 1961 | 3 | 23 | 17 | 100549.14 | 100.5491 | 14.6733 | 33237.7 | 0 | 0 | 0 | 0 | 0 | 0 | 0 | 14.6733 | 33237.7 | 0 | 0 | 0 | 0 | 0 | 0 | 0 | 14.6733 | 33237.7 | 0 | 0 | 0 | 0 | 0 | 0 | 0 | -85.8758 | -85.8758 | -85.8758
[20 empty] | 1962 | 2020-03-23 17:00 | 1962 | 3 | 23 | 18 | 20868.588 | 20.8686 | 13.7561 | 33531.1 | 0 | 0 | 0 | 0 | 0 | 0 | 0 | 13.7561 | 33531.1 | 0 | 0 | 0 | 0 | 0 | 0 | 0 | 13.7561 | 33531.1 | 0 | 0 | 0 | 0 | 0 | 0 | 0 | -7.1125 | -7.1125 | -7.1125
[20 empty] | 1963 | 2020-03-23 18:00 | 1963 | 3 | 23 | 19 | 0 | 0 | 10.3718 | 33677.8 | 0 | 0 | 0 | 0 | 0 | 0 | 0 | 10.3718 | 33677.8 | 0 | 0 | 0 | 0 | 0 | 0 | 0 | 10.3718 | 33677.8 | 0 | 0 | 0 | 0 | 0 | 0 | 0 | 10.3718 | 10.3718 | 10.3718
[20 empty] | 1964 | 2020-03-23 19:00 | 1964 | 3 | 23 | 20 | 0 | 0 | 8.8603 | 11315.6 | 0 | 0 | 0 | 0 | 0 | 0 | 0 | 8.8603 | 11315.6 | 0 | 0 | 0 | 0 | 0 | 0 | 0 | 8.8603 | 11315.6 | 0 | 0 | 0 | 0 | 0 | 0 | 0 | 8.8603 | 8.8603 | 8.8603
[20 empty] | 1965 | 2020-03-23 20:00 | 1965 | 3 | 23 | 21 | 0 | 0 | 7.3488 | 11535.5 | 0 | 0 | 0 | 0 | 0 | 0 | 0 | 7.3488 | 11535.5 | 0 | 0 | 0 | 0 | 0 | 0 | 0 | 7.3488 | 11535.5 | 0 | 0 | 0 | 0 | 0 | 0 | 0 | 7.3488 | 7.3488 | 7.3488
[20 empty] | 1966 | 2020-03-23 21:00 | 1966 | 3 | 23 | 22 | 0 | 0 | 7.3488 | 11535.5 | 0 | 0 | 0 | 0 | 0 | 0 | 0 | 7.3488 | 11535.5 | 0 | 0 | 0 | 0 | 0 | 0 | 0 | 7.3488 | 11535.5 | 0 | 0 | 0 | 0 | 0 | 0 | 0 | 7.3488 | 7.3488 | 7.3488
[20 empty] | 1967 | 2020-03-23 22:00 | 1967 | 3 | 23 | 23 | 0 | 0 | 7.3488 | 11535.5 | 0 | 0 | 0 | 0 | 0 | 0 | 0 | 7.3488 | 11535.5 | 0 | 0 | 0 | 0 | 0 | 0 | 0 | 7.3488 | 11535.5 | 0 | 0 | 0 | 0 | 0 | 0 | 0 | 7.3488 | 7.3488 | 7.3488
[20 empty] | 1968 | 2020-03-23 23:00 | 1968 | 3 | 23 | 24 | 0 | 0 | 7.3488 | 11828.9 | 0 | 0 | 0 | 0 | 0 | 0 | 0 | 7.3488 | 11828.9 | 0 | 0 | 0 | 0 | 0 | 0 | 0 | 7.3488 | 11828.9 | 0 | 0 | 0 | 0 | 0 | 0 | 0 | 7.3488 | 7.3488 | 7.3488
[20 empty] | 1969 | 2020-03-24 | 1969 | 3 | 24 | 1 | 0 | 0 | 7.3488 | 11828.9 | 0 | 0 | 0 | 0 | 0 | 0 | 0 | 7.3488 | 11828.9 | 0 | 0 | 0 | 0 | 0 | 0 | 0 | 7.3488 | 11828.9 | 0 | 0 | 0 | 0 | 0 | 0 | 0 | 7.3488 | 7.3488 | 7.3488
[20 empty] | 1970 | 2020-03-24 01:00 | 1970 | 3 | 24 | 2 | 0 | 0 | 7.3488 | 11828.9 | 0 | 0 | 0 | 0 | 0 | 0 | 0 | 7.3488 | 11828.9 | 0 | 0 | 0 | 0 | 0 | 0 | 0 | 7.3488 | 11828.9 | 0 | 0 | 0 | 0 | 0 | 0 | 0 | 7.3488 | 7.3488 | 7.3488
[20 empty] | 1971 | 2020-03-24 02:00 | 1971 | 3 | 24 | 3 | 0 | 0 | 7.3488 | 11975.5 | 0 | 0 | 0 | 0 | 0 | 0 | 0 | 7.3488 | 11975.5 | 0 | 0 | 0 | 0 | 0 | 0 | 0 | 7.3488 | 11975.5 | 0 | 0 | 0 | 0 | 0 | 0 | 0 | 7.3488 | 7.3488 | 7.3488
[20 empty] | 1972 | 2020-03-24 03:00 | 1972 | 3 | 24 | 4 | 0 | 0 | 23.0476 | 453600 | 9.2034 | 31.4021 | 0 | 441625 | 441.625 | 70327.2 | -255677 | 24.3236 | 457852 | 10.0402 | 34.2572 | 0 | 462375 | 462.375 | 83095.1 | -272830 | 25.6817 | 474351 | 10.8743 | 37.1031 | 0 | 445876 | 445.876 | 76720.9 | -264023 | 23.0476 | 24.3236 | 25.6817
[20 empty] | 1973 | 2020-03-24 04:00 | 1973 | 3 | 24 | 5 | 0 | 0 | 35.0645 | 580979 | 16.0002 | 54.5927 | 0 | 569003 | 569.003 | 122264 | -471038 | 25.639 | 410703 | 10.0081 | 34.1476 | 0 | 411718 | 411.718 | 82850.6 | -329720 | 26.97 | 423694 | 10.8423 | 36.9939 | 0 | 398728 | 398.728 | 76476.1 | -319700 | 35.0645 | 25.639 | 26.97
[20 empty] | 1974 | 2020-03-24 05:00 | 1974 | 3 | 24 | 6 | 0 | 0 | 21.2051 | 540110 | 5.677 | 19.3699 | 0 | 505772 | 505.772 | 43380.3 | -412410 | 33.3683 | 599633 | 13.5071 | 46.0862 | 0 | 376519 | 376.519 | 49572 | -299507 | 22.3473 | 410857 | 6.4873 | 22.1346 | 0 | 565295 | 565.295 | 103213 | -469037 | 21.2051 | 33.3683 | 22.3473
[20 empty] | 1975 | 2020-03-24 06:00 | 1975 | 3 | 24 | 7 | 18805.97 | 18.806 | 97.8 | 646254 | 0.87432 | 2.9832 | 0 | 562353 | 562.353 | 6681 | -466293 | 98.8014 | 693065 | 0.97123 | 3.3138 | 0 | 677629 | 677.629 | 8181.57 | -573801 | 99.8555 | 761530 | 1.0707 | 3.6532 | 0 | 609164 | 609.164 | 7421.56 | -511751 | 78.994 | 79.9954 | 81.0495
[20 empty] | 1976 | 2020-03-24 07:00 | 1976 | 3 | 24 | 8 | 98840.682 | 98.8407 | 134.062 | 805736 | 1.3061 | 4.4564 | 0 | 721834 | 721.834 | 9980.46 | -613883 | 134.84 | 849800 | 1.4093 | 4.8085 | 0 | 822462 | 822.462 | 11574.2 | -711595 | 135.887 | 906363 | 1.5147 | 5.1681 | 0 | 765898 | 765.898 | 10768.8 | -660127 | 35.2213 | 35.9993 | 37.0463
[20 empty] | 1977 | 2020-03-24 08:00 | 1977 | 3 | 24 | 9 | 183091.206 | 183.0912 | 139.916 | 688536 | 1.291 | 4.4047 | 0 | 629859 | 629.859 | 9864.68 | -534040 | 140.877 | 720881 | 1.3941 | 4.7567 | 0 | 702601 | 702.601 | 11458.4 | -603034 | 141.998 | 761278 | 1.4995 | 5.1163 | 0 | 662205 | 662.205 | 10653 | -567152 | -43.1752 | -42.2142 | -41.0932
[20 empty] | 1978 | 2020-03-24 09:00 | 1978 | 3 | 24 | 10 | 243085.887 | 243.0859 | 141.163 | 620064 | 1.2806 | 4.3695 | 0 | 561607 | 561.607 | 9785.8 | -468283 | 142.079 | 647160 | 1.3838 | 4.7215 | 0 | 622646 | 622.646 | 11379.5 | -524528 | 143.25 | 681102 | 1.4892 | 5.0811 | 0 | 588704 | 588.704 | 10574.1 | -495245 | -101.9229 | -101.0069 | -99.8359
[20 empty] | 1979 | 2020-03-24 10:00 | 1979 | 3 | 24 | 11 | 284606.614 | 284.6066 | 120.603 | 672707 | 1.082 | 3.6919 | 0 | 546048 | 546.048 | 8268.3 | -449506 | 121.497 | 698253 | 1.1852 | 4.0439 | 0 | 603949 | 603.949 | 9861.7 | -502493 | 122.675 | 730608 | 1.2906 | 4.4034 | 0 | 571594 | 571.594 | 9056.49 | -474989 | -164.0036 | -163.1096 | -161.9316
[20 empty] | 1980 | 2020-03-24 11:00 | 1980 | 3 | 24 | 12 | 304865.505 | 304.8655 | 143.847 | 561267 | 1.0709 | 3.6539 | 0 | 434608 | 434.608 | 8183.19 | -357037 | 144.745 | 579427 | 1.174 | 4.0056 | 0 | 475146 | 475.146 | 9823.95 | -392249 | 145.952 | 601805 | 1.2856 | 4.3865 | 0 | 452768 | 452.768 | 8970.72 | -373672 | -161.0185 | -160.1205 | -158.9135
[20 empty] | 1981 | 2020-03-24 12:00 | 1981 | 3 | 24 | 13 | 303312.557 | 303.3126 | 95.3604 | 489315 | 1.0509 | 3.5856 | 0 | 394852 | 394.852 | 8030.21 | -320441 | 96.4081 | 498081 | 1.1718 | 3.998 | 0 | 416260 | 416.26 | 9765.31 | -338638 | 97.622 | 510723 | 1.2779 | 4.3604 | 0 | 403618 | 403.618 | 8953.78 | -328608 | -207.9522 | -206.9045 | -205.6906
[20 empty] | 1982 | 2020-03-24 13:00 | 1982 | 3 | 24 | 14 | 278797.485 | 278.7975 | 90.1448 | 418225 | 1.0461 | 3.5693 | 0 | 360355 | 360.355 | 7993.64 | -285994 | 91.1815 | 419481 | 1.1439 | 3.9028 | 0 | 367378 | 367.378 | 9549.39 | -291859 | 92.3969 | 425248 | 1.2497 | 4.2639 | 0 | 361611 | 361.611 | 8740.63 | -287900 | -188.6527 | -187.616 | -186.4006
[20 empty] | 1983 | 2020-03-24 14:00 | 1983 | 3 | 24 | 15 | 236924.668 | 236.9247 | 76.3537 | 411018 | 1.2186 | 4.1579 | 0 | 353295 | 353.295 | 9311.93 | -283286 | 77.514 | 405708 | 1.3259 | 4.5241 | 0 | 347017 | 347.017 | 10940.8 | -277794 | 78.7732 | 404740 | 1.4318 | 4.8852 | 0 | 347985 | 347.985 | 10132 | -279524 | -160.571 | -159.4107 | -158.1515
[20 empty] | 1984 | 2020-03-24 15:00 | 1984 | 3 | 24 | 16 | 177683.878 | 177.6839 | 74.4063 | 383416 | 1.2492 | 4.2624 | 0 | 350471 | 350.471 | 9545.83 | -275982 | 74.8712 | 376895 | 1.2529 | 4.2747 | 0 | 343498 | 343.498 | 10241.8 | -269779 | 76.0154 | 376443 | 1.3403 | 4.5731 | 0 | 343950 | 343.95 | 9573.55 | -271211 | -103.2776 | -102.8127 | -101.6685
[20 empty] | 1985 | 2020-03-24 16:00 | 1985 | 3 | 24 | 17 | 98507.996 | 98.508 | 14.6733 | 32944.3 | 0 | 0 | 0 | 0 | 0 | 0 | 0 | 14.6733 | 32944.3 | 0 | 0 | 0 | 0 | 0 | 0 | 0 | 14.6733 | 32944.3 | 0 | 0 | 0 | 0 | 0 | 0 | 0 | -83.8347 | -83.8347 | -83.8347
[20 empty] | 1986 | 2020-03-24 17:00 | 1986 | 3 | 24 | 18 | 20981.792 | 20.9818 | 13.7561 | 33091 | 0 | 0 | 0 | 0 | 0 | 0 | 0 | 13.7561 | 33091 | 0 | 0 | 0 | 0 | 0 | 0 | 0 | 13.7561 | 33091 | 0 | 0 | 0 | 0 | 0 | 0 | 0 | -7.2257 | -7.2257 | -7.2257
[20 empty] | 1987 | 2020-03-24 18:00 | 1987 | 3 | 24 | 19 | 0 | 0 | 10.3718 | 33237.7 | 0 | 0 | 0 | 0 | 0 | 0 | 0 | 10.3718 | 33237.7 | 0 | 0 | 0 | 0 | 0 | 0 | 0 | 10.3718 | 33237.7 | 0 | 0 | 0 | 0 | 0 | 0 | 0 | 10.3718 | 10.3718 | 10.3718
[20 empty] | 1988 | 2020-03-24 19:00 | 1988 | 3 | 24 | 20 | 0 | 0 | 8.8603 | 10875.6 | 0 | 0 | 0 | 0 | 0 | 0 | 0 | 8.8603 | 10875.6 | 0 | 0 | 0 | 0 | 0 | 0 | 0 | 8.8603 | 10875.6 | 0 | 0 | 0 | 0 | 0 | 0 | 0 | 8.8603 | 8.8603 | 8.8603
[20 empty] | 1989 | 2020-03-24 20:00 | 1989 | 3 | 24 | 21 | 0 | 0 | 7.3488 | 11022.3 | 0 | 0 | 0 | 0 | 0 | 0 | 0 | 7.3488 | 11022.3 | 0 | 0 | 0 | 0 | 0 | 0 | 0 | 7.3488 | 11022.3 | 0 | 0 | 0 | 0 | 0 | 0 | 0 | 7.3488 | 7.3488 | 7.3488
[20 empty] | 1990 | 2020-03-24 21:00 | 1990 | 3 | 24 | 22 | 0 | 0 | 7.3488 | 11022.3 | 0 | 0 | 0 | 0 | 0 | 0 | 0 | 7.3488 | 11022.3 | 0 | 0 | 0 | 0 | 0 | 0 | 0 | 7.3488 | 11022.3 | 0 | 0 | 0 | 0 | 0 | 0 | 0 | 7.3488 | 7.3488 | 7.3488
[20 empty] | 1991 | 2020-03-24 22:00 | 1991 | 3 | 24 | 23 | 0 | 0 | 7.3488 | 11022.3 | 0 | 0 | 0 | 0 | 0 | 0 | 0 | 7.3488 | 11022.3 | 0 | 0 | 0 | 0 | 0 | 0 | 0 | 7.3488 | 11022.3 | 0 | 0 | 0 | 0 | 0 | 0 | 0 | 7.3488 | 7.3488 | 7.3488
[20 empty] | 1992 | 2020-03-24 23:00 | 1992 | 3 | 24 | 24 | 0 | 0 | 7.3488 | 11315.6 | 0 | 0 | 0 | 0 | 0 | 0 | 0 | 7.3488 | 11315.6 | 0 | 0 | 0 | 0 | 0 | 0 | 0 | 7.3488 | 11315.6 | 0 | 0 | 0 | 0 | 0 | 0 | 0 | 7.3488 | 7.3488 | 7.3488
[20 empty] | 1993 | 2020-03-25 | 1993 | 3 | 25 | 1 | 0 | 0 | 7.3488 | 11315.6 | 0 | 0 | 0 | 0 | 0 | 0 | 0 | 7.3488 | 11315.6 | 0 | 0 | 0 | 0 | 0 | 0 | 0 | 7.3488 | 11315.6 | 0 | 0 | 0 | 0 | 0 | 0 | 0 | 7.3488 | 7.3488 | 7.3488
[20 empty] | 1994 | 2020-03-25 01:00 | 1994 | 3 | 25 | 2 | 0 | 0 | 7.3488 | 11315.6 | 0 | 0 | 0 | 0 | 0 | 0 | 0 | 7.3488 | 11315.6 | 0 | 0 | 0 | 0 | 0 | 0 | 0 | 7.3488 | 11315.6 | 0 | 0 | 0 | 0 | 0 | 0 | 0 | 7.3488 | 7.3488 | 7.3488
[20 empty] | 1995 | 2020-03-25 02:00 | 1995 | 3 | 25 | 3 | 0 | 0 | 7.3488 | 11535.5 | 0 | 0 | 0 | 0 | 0 | 0 | 0 | 7.3488 | 11535.5 | 0 | 0 | 0 | 0 | 0 | 0 | 0 | 7.3488 | 11535.5 | 0 | 0 | 0 | 0 | 0 | 0 | 0 | 7.3488 | 7.3488 | 7.3488
[20 empty] | 1996 | 2020-03-25 03:00 | 1996 | 3 | 25 | 4 | 0 | 0 | 15.9475 | 319543 | 4.8421 | 16.5213 | 0 | 307934 | 307.934 | 37000.5 | -143098 | 9.5762 | 219754 | 0.61592 | 2.1015 | 0 | 216037 | 216.037 | 4706.54 | -39394.3 | 9.6344 | 227645 | 0.61592 | 2.1015 | 0 | 208145 | 208.145 | 4706.55 | -39394.3 | 15.9475 | 9.5762 | 9.6344
[20 empty] | 1997 | 2020-03-25 04:00 | 1997 | 3 | 25 | 5 | 0 | 0 | 10.1313 | 178468 | 0 | 0 | 0 | 166859 | 166.859 | 0 | -116278 | 17.2185 | 176196 | 4.7395 | 16.1712 | 0 | 66367.1 | 66.3671 | 0 | -32986.2 | 10.1587 | 77975.9 | 0 | 0 | 0 | 164588 | 164.588 | 36216.6 | -142119 | 10.1313 | 17.2185 | 10.1587
[20 empty] | 1998 | 2020-03-25 05:00 | 1998 | 3 | 25 | 6 | 0 | 0 | 12.2796 | 197152 | 0 | 0 | 0 | 163034 | 163.034 | 0 | -111872 | 12.2487 | 205939 | 0 | 0 | 0 | 172267 | 172.267 | 40038.6 | -147813 | 20.1814 | 206385 | 5.2397 | 17.8779 | 0 | 171821 | 171.821 | 0 | -118532 | 12.2796 | 12.2487 | 20.1814
[20 empty] | 1999 | 2020-03-25 06:00 | 1999 | 3 | 25 | 7 | 19160.456 | 19.1605 | 97.6516 | 600673 | 0.8583 | 2.9285 | 0 | 517212 | 517.212 | 6558.63 | -437291 | 98.6215 | 631617 | 0.95539 | 3.2598 | 0 | 599579 | 599.579 | 8073.36 | -506322 | 99.6641 | 683040 | 1.0565 | 3.6049 | 0 | 548156 | 548.156 | 7300.54 | -464844 | 78.4911 | 79.461 | 80.5036
[20 empty] | 2000 | 2020-03-25 07:00 | 2000 | 3 | 25 | 8 | 96407.816 | 96.4078 | 132.7 | 709891 | 1.0758 | 3.6707 | 0 | 626430 | 626.43 | 8220.84 | -523013 | 133.516 | 737864 | 1.1834 | 4.0377 | 0 | 690851 | 690.851 | 9847.91 | -583627 | 134.591 | 774312 | 1.2888 | 4.3972 | 0 | 654403 | 654.403 | 9042.72 | -551954 | 36.2922 | 37.1082 | 38.1832
[20 empty] | 2001 | 2020-03-25 08:00 | 2001 | 3 | 25 | 9 | 121464.884 | 121.4649 | 139.442 | 525686 | 1.2427 | 4.24 | 0 | 467743 | 467.743 | 9495.73 | -392548 | 140.355 | 542993 | 1.3468 | 4.5951 | 0 | 507132 | 507.132 | 11095.3 | -427900 | 141.49 | 565075 | 1.452 | 4.9542 | 0 | 485050 | 485.05 | 10291.2 | -409285 | 17.9771 | 18.8901 | 20.0251
[20 empty] | 2002 | 2020-03-25 09:00 | 2002 | 3 | 25 | 10 | 204675.762 | 204.6758 | 140.662 | 467023 | 1.1796 | 4.0247 | 0 | 409227 | 409.227 | 9013.54 | -330911 | 141.488 | 479915 | 1.282 | 4.3743 | 0 | 438686 | 438.686 | 10565.2 | -356021 | 142.582 | 496482 | 1.3826 | 4.7175 | 0 | 422118 | 422.118 | 9796.6 | -342674 | -64.0138 | -63.1878 | -62.0938
[20 empty] | 2003 | 2020-03-25 10:00 | 2003 | 3 | 25 | 11 | 235648.62 | 235.6486 | 119.414 | 527833 | 0.99039 | 3.3792 | 0 | 401174 | 401.174 | 7567.99 | -321134 | 120.295 | 539019 | 1.072 | 3.6577 | 0 | 427447 | 427.447 | 8982.71 | -343428 | 121.522 | 554106 | 1.1755 | 4.0109 | 0 | 412360 | 412.36 | 8191.55 | -331507 | -116.2346 | -115.3536 | -114.1266
[20 empty] | 2004 | 2020-03-25 11:00 | 2004 | 3 | 25 | 12 | 282138.314 | 282.1383 | 142.63 | 462470 | 0.96572 | 3.295 | 0 | 335811 | 335.811 | 7379.44 | -264884 | 143.664 | 469727 | 1.0669 | 3.6404 | 0 | 354389 | 354.389 | 8936.08 | -280681 | 144.876 | 481048 | 1.1694 | 3.9901 | 0 | 343068 | 343.068 | 8152.88 | -271947 | -139.5083 | -138.4743 | -137.2623
[20 empty] | 2005 | 2020-03-25 12:00 | 2005 | 3 | 25 | 13 | 232046.166 | 232.0462 | 94.2143 | 438834 | 0.94888 | 3.2376 | 0 | 345195 | 345.195 | 7250.79 | -269837 | 95.4107 | 444279 | 1.065 | 3.6337 | 0 | 360376 | 360.376 | 8930.12 | -282599 | 96.626 | 454015 | 1.1686 | 3.9874 | 0 | 350640 | 350.64 | 8137.87 | -275389 | -137.8319 | -136.6355 | -135.4202
[20 empty] | 2006 | 2020-03-25 13:00 | 2006 | 3 | 25 | 14 | 237300.579 | 237.3006 | 89.3052 | 368295 | 0.94721 | 3.2319 | 0 | 310352 | 310.352 | 7238.02 | -243225 | 90.3707 | 368713 | 1.0463 | 3.5701 | 0 | 315433 | 315.433 | 8762.15 | -247350 | 91.5531 | 373376 | 1.1467 | 3.9124 | 0 | 310770 | 310.77 | 7995.4 | -244384 | -147.9954 | -146.9299 | -145.7475
[20 empty] | 2007 | 2020-03-25 14:00 | 2007 | 3 | 25 | 15 | 181770.874 | 181.7709 | 75.5511 | 389408 | 1.1122 | 3.795 | 0 | 331465 | 331.465 | 8499.15 | -261212 | 76.6705 | 387220 | 1.2121 | 4.1357 | 0 | 331327 | 331.327 | 10028.8 | -260929 | 77.8921 | 389270 | 1.3124 | 4.478 | 0 | 329277 | 329.277 | 9262.04 | -260154 | -106.2198 | -105.1004 | -103.8788
[20 empty] | 2008 | 2020-03-25 15:00 | 2008 | 3 | 25 | 16 | 172041.766 | 172.0418 | 73.6207 | 332732 | 1.143 | 3.9 | 0 | 299788 | 299.788 | 8734.29 | -237464 | 74.5425 | 326916 | 1.2139 | 4.1419 | 0 | 293602 | 293.602 | 9439.29 | -232133 | 75.2249 | 326546 | 1.2353 | 4.2148 | 0 | 293971 | 293.971 | 9276.08 | -233248 | -98.4211 | -97.4993 | -96.8169
[20 empty] | 2009 | 2020-03-25 16:00 | 2009 | 3 | 25 | 17 | 95878.194 | 95.8782 | 14.6733 | 32944.3 | 0 | 0 | 0 | 0 | 0 | 0 | 0 | 14.6733 | 32944.3 | 0 | 0 | 0 | 0 | 0 | 0 | 0 | 14.6733 | 32944.3 | 0 | 0 | 0 | 0 | 0 | 0 | 0 | -81.2049 | -81.2049 | -81.2049
[20 empty] | 2010 | 2020-03-25 17:00 | 2010 | 3 | 25 | 18 | 21225.315 | 21.2253 | 13.7561 | 33237.7 | 0 | 0 | 0 | 0 | 0 | 0 | 0 | 13.7561 | 33237.7 | 0 | 0 | 0 | 0 | 0 | 0 | 0 | 13.7561 | 33237.7 | 0 | 0 | 0 | 0 | 0 | 0 | 0 | -7.4692 | -7.4692 | -7.4692
[20 empty] | 2011 | 2020-03-25 18:00 | 2011 | 3 | 25 | 19 | 0 | 0 | 10.3718 | 33531.1 | 0 | 0 | 0 | 0 | 0 | 0 | 0 | 10.3718 | 33531.1 | 0 | 0 | 0 | 0 | 0 | 0 | 0 | 10.3718 | 33531.1 | 0 | 0 | 0 | 0 | 0 | 0 | 0 | 10.3718 | 10.3718 | 10.3718
[20 empty] | 2012 | 2020-03-25 19:00 | 2012 | 3 | 25 | 20 | 0 | 0 | 8.8603 | 11168.9 | 0 | 0 | 0 | 0 | 0 | 0 | 0 | 8.8603 | 11168.9 | 0 | 0 | 0 | 0 | 0 | 0 | 0 | 8.8603 | 11168.9 | 0 | 0 | 0 | 0 | 0 | 0 | 0 | 8.8603 | 8.8603 | 8.8603
[20 empty] | 2013 | 2020-03-25 20:00 | 2013 | 3 | 25 | 21 | 0 | 0 | 7.3488 | 11095.6 | 0 | 0 | 0 | 0 | 0 | 0 | 0 | 7.3488 | 11095.6 | 0 | 0 | 0 | 0 | 0 | 0 | 0 | 7.3488 | 11095.6 | 0 | 0 | 0 | 0 | 0 | 0 | 0 | 7.3488 | 7.3488 | 7.3488
[20 empty] | 2014 | 2020-03-25 21:00 | 2014 | 3 | 25 | 22 | 0 | 0 | 7.3488 | 11095.6 | 0 | 0 | 0 | 0 | 0 | 0 | 0 | 7.3488 | 11095.6 | 0 | 0 | 0 | 0 | 0 | 0 | 0 | 7.3488 | 11095.6 | 0 | 0 | 0 | 0 | 0 | 0 | 0 | 7.3488 | 7.3488 | 7.3488
[20 empty] | 2015 | 2020-03-25 22:00 | 2015 | 3 | 25 | 23 | 0 | 0 | 7.3488 | 11095.6 | 0 | 0 | 0 | 0 | 0 | 0 | 0 | 7.3488 | 11095.6 | 0 | 0 | 0 | 0 | 0 | 0 | 0 | 7.3488 | 11095.6 | 0 | 0 | 0 | 0 | 0 | 0 | 0 | 7.3488 | 7.3488 | 7.3488
[20 empty] | 2016 | 2020-03-25 23:00 | 2016 | 3 | 25 | 24 | 0 | 0 | 7.3488 | 11315.6 | 0 | 0 | 0 | 0 | 0 | 0 | 0 | 7.3488 | 11315.6 | 0 | 0 | 0 | 0 | 0 | 0 | 0 | 7.3488 | 11315.6 | 0 | 0 | 0 | 0 | 0 | 0 | 0 | 7.3488 | 7.3488 | 7.3488
[20 empty] | 2017 | 2020-03-26 | 2017 | 3 | 26 | 1 | 0 | 0 | 7.3488 | 11242.2 | 0 | 0 | 0 | 0 | 0 | 0 | 0 | 7.3488 | 11242.2 | 0 | 0 | 0 | 0 | 0 | 0 | 0 | 7.3488 | 11242.2 | 0 | 0 | 0 | 0 | 0 | 0 | 0 | 7.3488 | 7.3488 | 7.3488
[20 empty] | 2018 | 2020-03-26 01:00 | 2018 | 3 | 26 | 2 | 0 | 0 | 7.3488 | 11242.2 | 0 | 0 | 0 | 0 | 0 | 0 | 0 | 7.3488 | 11242.2 | 0 | 0 | 0 | 0 | 0 | 0 | 0 | 7.3488 | 11242.2 | 0 | 0 | 0 | 0 | 0 | 0 | 0 | 7.3488 | 7.3488 | 7.3488
[20 empty] | 2019 | 2020-03-26 02:00 | 2019 | 3 | 26 | 3 | 0 | 0 | 7.3488 | 11022.3 | 0 | 0 | 0 | 0 | 0 | 0 | 0 | 7.3488 | 11022.3 | 0 | 0 | 0 | 0 | 0 | 0 | 0 | 7.3488 | 11022.3 | 0 | 0 | 0 | 0 | 0 | 0 | 0 | 7.3488 | 7.3488 | 7.3488
[20 empty] | 2020 | 2020-03-26 03:00 | 2020 | 3 | 26 | 4 | 0 | 0 | 9.6687 | 199228 | 0.67754 | 2.3118 | 0 | 188279 | 188.279 | 5177.34 | -34810.1 | 9.6378 | 194036 | 0.67753 | 2.3117 | 0 | 190035 | 190.035 | 5177.32 | -34809.3 | 9.6961 | 200984 | 0.67753 | 2.3117 | 0 | 183087 | 183.087 | 5177.31 | -34809.7 | 9.6687 | 9.6378 | 9.6961
[20 empty] | 2021 | 2020-03-26 04:00 | 2021 | 3 | 26 | 5 | 0 | 0 | 10.1313 | 71838.2 | 0 | 0 | 0 | 60889.3 | 60.8893 | 0 | -28435.7 | 10.1004 | 70864.2 | 0 | 0 | 0 | 61018.2 | 61.0182 | 0 | -28435.8 | 10.1587 | 71967.1 | 0 | 0 | 0 | 59915.3 | 59.9153 | 0 | -28436.1 | 10.1313 | 10.1004 | 10.1587
[20 empty] | 2022 | 2020-03-26 05:00 | 2022 | 3 | 26 | 6 | 0 | 0 | 12.2796 | 90975.4 | 0 | 0 | 0 | 57664.4 | 57.6644 | 0 | -26910.8 | 12.2487 | 90001.4 | 0 | 0 | 0 | 57793.1 | 57.7931 | 0 | -26910.8 | 12.3069 | 91104.1 | 0 | 0 | 0 | 56690.4 | 56.6904 | 0 | -26911.2 | 12.2796 | 12.2487 | 12.3069
[20 empty] | 2023 | 2020-03-26 06:00 | 2023 | 3 | 26 | 7 | 17914.409 | 17.9144 | 97.8361 | 534210 | 0.8091 | 2.7606 | 0 | 451262 | 451.262 | 6182.63 | -388309 | 98.7615 | 560991 | 0.90616 | 3.0918 | 0 | 504394 | 504.394 | 7685.61 | -436452 | 99.7807 | 587341 | 1.0058 | 3.4318 | 0 | 478043 | 478.043 | 6924.36 | -413077 | 79.9217 | 80.8471 | 81.8663
[20 empty] | 2024 | 2020-03-26 07:00 | 2024 | 3 | 26 | 8 | 1027.35 | 1.0273 | 134.575 | 617741 | 1.0095 | 3.4444 | 0 | 534794 | 534.794 | 7713.92 | -438646 | 135.673 | 642657 | 1.1072 | 3.7776 | 0 | 589821 | 589.821 | 9260 | -488900 | 136.911 | 672768 | 1.2118 | 4.1347 | 0 | 559710 | 559.71 | 8460.27 | -463481 | 133.5476 | 134.6456 | 135.8836
[20 empty] | 2025 | 2020-03-26 08:00 | 2025 | 3 | 26 | 9 | 9711.061 | 9.7111 | 141.118 | 539685 | 1.1408 | 3.8924 | 0 | 481595 | 481.595 | 8717.33 | -390879 | 141.923 | 565775 | 1.2244 | 4.1776 | 0 | 538521 | 538.521 | 10139.6 | -442161 | 142.938 | 596610 | 1.3269 | 4.5275 | 0 | 507685 | 507.685 | 9355.88 | -416164 | 131.4069 | 132.2119 | 133.2269
[20 empty] | 2026 | 2020-03-26 09:00 | 2026 | 3 | 26 | 10 | 42611.936 | 42.6119 | 140.449 | 508777 | 1.1217 | 3.8271 | 0 | 450687 | 450.687 | 8570.98 | -363182 | 141.243 | 534654 | 1.2218 | 4.1686 | 0 | 506536 | 506.536 | 10126.7 | -413002 | 142.292 | 564626 | 1.3252 | 4.5217 | 0 | 476564 | 476.564 | 9335.94 | -387794 | 97.8371 | 98.6311 | 99.6801
[20 empty] | 2027 | 2020-03-26 10:00 | 2027 | 3 | 26 | 11 | 41337.857 | 41.3379 | 119.71 | 569245 | 0.9626 | 3.2844 | 0 | 442586 | 442.586 | 7355.62 | -356375 | 120.608 | 594878 | 1.0628 | 3.6261 | 0 | 497561 | 497.561 | 8904.87 | -404933 | 121.715 | 624220 | 1.1654 | 3.9762 | 0 | 468219 | 468.219 | 8120.86 | -380358 | 78.3721 | 79.2701 | 80.3771
[20 empty] | 2028 | 2020-03-26 11:00 | 2028 | 3 | 26 | 12 | 59316.861 | 59.3169 | 142.529 | 516488 | 0.90686 | 3.0942 | 0 | 389829 | 389.829 | 6929.7 | -310736 | 143.563 | 541517 | 1.0228 | 3.4898 | 0 | 442710 | 442.71 | 8732.03 | -355833 | 144.843 | 569369 | 1.1427 | 3.899 | 0 | 414858 | 414.858 | 7815.61 | -332983 | 83.2121 | 84.2461 | 85.5261
[20 empty] | 2029 | 2020-03-26 12:00 | 2029 | 3 | 26 | 13 | 36674.507 | 36.6745 | 94.2594 | 499970 | 0.8881 | 3.0302 | 0 | 405555 | 405.555 | 6786.3 | -323161 | 95.1773 | 525979 | 0.98798 | 3.371 | 0 | 460442 | 460.442 | 8323.34 | -369999 | 96.3148 | 554857 | 1.0892 | 3.7165 | 0 | 431563 | 431.563 | 7549.58 | -346267 | 57.5849 | 58.5028 | 59.6403
[20 empty] | 2030 | 2020-03-26 13:00 | 2030 | 3 | 26 | 14 | 5609.56 | 5.6096 | 89.4547 | 454755 | 0.88845 | 3.0314 | 0 | 396591 | 396.591 | 6789.01 | -316784 | 90.4222 | 480882 | 1.0046 | 3.4277 | 0 | 451573 | 451.573 | 8452.61 | -363672 | 91.5285 | 509736 | 1.1062 | 3.7742 | 0 | 422719 | 422.719 | 7676.62 | -339967 | 83.8451 | 84.8126 | 85.9189
[20 empty] | 2031 | 2020-03-26 14:00 | 2031 | 3 | 26 | 15 | 7746.707 | 7.7467 | 76.0676 | 480739 | 1.0831 | 3.6956 | 0 | 422649 | 422.649 | 8276.53 | -341087 | 76.9714 | 506842 | 1.182 | 4.0328 | 0 | 477342 | 477.342 | 9947.84 | -388532 | 78.2283 | 535431 | 1.3018 | 4.4418 | 0 | 448752 | 448.752 | 9031.8 | -364597 | 68.3209 | 69.2247 | 70.4816
[20 empty] | 2032 | 2020-03-26 15:00 | 2032 | 3 | 26 | 16 | 8790.948 | 8.7909 | 74.7336 | 475617 | 1.1347 | 3.8717 | 0 | 442306 | 442.306 | 8671.02 | -354437 | 75.6848 | 502754 | 1.2359 | 4.2169 | 0 | 500304 | 500.304 | 10226.8 | -405699 | 76.7649 | 533615 | 1.3383 | 4.5664 | 0 | 469443 | 469.443 | 9444.03 | -379818 | 65.9427 | 66.8939 | 67.974
[20 empty] | 2033 | 2020-03-26 16:00 | 2033 | 3 | 26 | 17 | 11354.861 | 11.3549 | 14.6733 | 33311 | 0 | 0 | 0 | 0 | 0 | 0 | 0 | 14.6733 | 33311 | 0 | 0 | 0 | 0 | 0 | 0 | 0 | 14.6733 | 33311 | 0 | 0 | 0 | 0 | 0 | 0 | 0 | 3.3184 | 3.3184 | 3.3184
[20 empty] | 2034 | 2020-03-26 17:00 | 2034 | 3 | 26 | 18 | 4080.321 | 4.0803 | 13.7561 | 33237.7 | 0 | 0 | 0 | 0 | 0 | 0 | 0 | 13.7561 | 33237.7 | 0 | 0 | 0 | 0 | 0 | 0 | 0 | 13.7561 | 33237.7 | 0 | 0 | 0 | 0 | 0 | 0 | 0 | 9.6758 | 9.6758 | 9.6758
[20 empty] | 2035 | 2020-03-26 18:00 | 2035 | 3 | 26 | 19 | 0 | 0 | 10.3718 | 33091 | 0 | 0 | 0 | 0 | 0 | 0 | 0 | 10.3718 | 33091 | 0 | 0 | 0 | 0 | 0 | 0 | 0 | 10.3718 | 33091 | 0 | 0 | 0 | 0 | 0 | 0 | 0 | 10.3718 | 10.3718 | 10.3718
[20 empty] | 2036 | 2020-03-26 19:00 | 2036 | 3 | 26 | 20 | 0 | 0 | 8.8603 | 10875.6 | 0 | 0 | 0 | 0 | 0 | 0 | 0 | 8.8603 | 10875.6 | 0 | 0 | 0 | 0 | 0 | 0 | 0 | 8.8603 | 10875.6 | 0 | 0 | 0 | 0 | 0 | 0 | 0 | 8.8603 | 8.8603 | 8.8603
[20 empty] | 2037 | 2020-03-26 20:00 | 2037 | 3 | 26 | 21 | 0 | 0 | 7.3488 | 10728.9 | 0 | 0 | 0 | 0 | 0 | 0 | 0 | 7.3488 | 10728.9 | 0 | 0 | 0 | 0 | 0 | 0 | 0 | 7.3488 | 10728.9 | 0 | 0 | 0 | 0 | 0 | 0 | 0 | 7.3488 | 7.3488 | 7.3488
[20 empty] | 2038 | 2020-03-26 21:00 | 2038 | 3 | 26 | 22 | 0 | 0 | 7.3488 | 10655.6 | 0 | 0 | 0 | 0 | 0 | 0 | 0 | 7.3488 | 10655.6 | 0 | 0 | 0 | 0 | 0 | 0 | 0 | 7.3488 | 10655.6 | 0 | 0 | 0 | 0 | 0 | 0 | 0 | 7.3488 | 7.3488 | 7.3488
[20 empty] | 2039 | 2020-03-26 22:00 | 2039 | 3 | 26 | 23 | 0 | 0 | 7.3488 | 10655.6 | 0 | 0 | 0 | 0 | 0 | 0 | 0 | 7.3488 | 10655.6 | 0 | 0 | 0 | 0 | 0 | 0 | 0 | 7.3488 | 10655.6 | 0 | 0 | 0 | 0 | 0 | 0 | 0 | 7.3488 | 7.3488 | 7.3488
[20 empty] | 2040 | 2020-03-26 23:00 | 2040 | 3 | 26 | 24 | 0 | 0 | 7.8094 | 10728.9 | 0 | 0 | 0 | 0 | 0 | 0 | 0 | 7.8094 | 10728.9 | 0 | 0 | 0 | 0 | 0 | 0 | 0 | 7.8094 | 10728.9 | 0 | 0 | 0 | 0 | 0 | 0 | 0 | 7.8094 | 7.8094 | 7.8094
[20 empty] | 2041 | 2020-03-27 | 2041 | 3 | 27 | 1 | 0 | 0 | 7.8094 | 10728.9 | 0 | 0 | 0 | 0 | 0 | 0 | 0 | 7.8094 | 10728.9 | 0 | 0 | 0 | 0 | 0 | 0 | 0 | 7.8094 | 10728.9 | 0 | 0 | 0 | 0 | 0 | 0 | 0 | 7.8094 | 7.8094 | 7.8094
[20 empty] | 2042 | 2020-03-27 01:00 | 2042 | 3 | 27 | 2 | 0 | 0 | 7.8094 | 10802.3 | 0 | 0 | 0 | 0 | 0 | 0 | 0 | 7.8094 | 10802.3 | 0 | 0 | 0 | 0 | 0 | 0 | 0 | 7.8094 | 10802.3 | 0 | 0 | 0 | 0 | 0 | 0 | 0 | 7.8094 | 7.8094 | 7.8094
[20 empty] | 2043 | 2020-03-27 02:00 | 2043 | 3 | 27 | 3 | 0 | 0 | 7.8094 | 10875.6 | 0 | 0 | 0 | 0 | 0 | 0 | 0 | 7.8094 | 10875.6 | 0 | 0 | 0 | 0 | 0 | 0 | 0 | 7.8094 | 10875.6 | 0 | 0 | 0 | 0 | 0 | 0 | 0 | 7.8094 | 7.8094 | 7.8094
[20 empty] | 2044 | 2020-03-27 03:00 | 2044 | 3 | 27 | 4 | 0 | 0 | 7.8094 | 10802.3 | 0 | 0 | 0 | 0 | 0 | 0 | 0 | 7.8094 | 10802.3 | 0 | 0 | 0 | 0 | 0 | 0 | 0 | 7.8094 | 10802.3 | 0 | 0 | 0 | 0 | 0 | 0 | 0 | 7.8094 | 7.8094 | 7.8094
[20 empty] | 2045 | 2020-03-27 04:00 | 2045 | 3 | 27 | 5 | 0 | 0 | 7.8094 | 10802.3 | 0 | 0 | 0 | 0 | 0 | 0 | 0 | 7.8094 | 10802.3 | 0 | 0 | 0 | 0 | 0 | 0 | 0 | 7.8094 | 10802.3 | 0 | 0 | 0 | 0 | 0 | 0 | 0 | 7.8094 | 7.8094 | 7.8094
[20 empty] | 2046 | 2020-03-27 05:00 | 2046 | 3 | 27 | 6 | 0 | 0 | 7.8094 | 10802.3 | 0 | 0 | 0 | 0 | 0 | 0 | 0 | 7.8094 | 10802.3 | 0 | 0 | 0 | 0 | 0 | 0 | 0 | 7.8094 | 10802.3 | 0 | 0 | 0 | 0 | 0 | 0 | 0 | 7.8094 | 7.8094 | 7.8094
[20 empty] | 2047 | 2020-03-27 06:00 | 2047 | 3 | 27 | 7 | 13875.73 | 13.8757 | 7.8058 | 10655.6 | 0 | 0 | 0 | 0 | 0 | 0 | 0 | 7.805 | 10655.6 | 0 | 0 | 0 | 0 | 0 | 0 | 0 | 7.8044 | 10655.6 | 0 | 0 | 0 | 0 | 0 | 0 | 0 | -6.0699 | -6.0707 | -6.0714
[20 empty] | 2048 | 2020-03-27 07:00 | 2048 | 3 | 27 | 8 | 88213.59 | 88.2136 | 7.7997 | 10655.6 | 0 | 0 | 0 | 0 | 0 | 0 | 0 | 7.7993 | 10655.6 | 0 | 0 | 0 | 0 | 0 | 0 | 0 | 7.7993 | 10655.6 | 0 | 0 | 0 | 0 | 0 | 0 | 0 | -80.4139 | -80.4143 | -80.4143
[20 empty] | 2049 | 2020-03-27 08:00 | 2049 | 3 | 27 | 9 | 128528.244 | 128.5282 | 7.7993 | 10142.3 | 0 | 0 | 0 | 0 | 0 | 0 | 0 | 7.7993 | 10142.3 | 0 | 0 | 0 | 0 | 0 | 0 | 0 | 7.7993 | 10142.3 | 0 | 0 | 0 | 0 | 0 | 0 | 0 | -120.7289 | -120.7289 | -120.7289
[20 empty] | 2050 | 2020-03-27 09:00 | 2050 | 3 | 27 | 10 | 197324.29 | 197.3243 | 7.7993 | 9849.01 | 0 | 0 | 0 | 0 | 0 | 0 | 0 | 7.7993 | 9849.01 | 0 | 0 | 0 | 0 | 0 | 0 | 0 | 7.7993 | 9849.01 | 0 | 0 | 0 | 0 | 0 | 0 | 0 | -189.525 | -189.525 | -189.525
[20 empty] | 2051 | 2020-03-27 10:00 | 2051 | 3 | 27 | 11 | 250262.819 | 250.2628 | 7.7993 | 9849.01 | 0 | 0 | 0 | 0 | 0 | 0 | 0 | 7.7993 | 9849.01 | 0 | 0 | 0 | 0 | 0 | 0 | 0 | 7.7993 | 9849.01 | 0 | 0 | 0 | 0 | 0 | 0 | 0 | -242.4635 | -242.4635 | -242.4635
[20 empty] | 2052 | 2020-03-27 11:00 | 2052 | 3 | 27 | 12 | 226442.015 | 226.442 | 7.7993 | 9775.69 | 0 | 0 | 0 | 0 | 0 | 0 | 0 | 7.7993 | 9775.69 | 0 | 0 | 0 | 0 | 0 | 0 | 0 | 7.7993 | 9775.69 | 0 | 0 | 0 | 0 | 0 | 0 | 0 | -218.6427 | -218.6427 | -218.6427
[20 empty] | 2053 | 2020-03-27 12:00 | 2053 | 3 | 27 | 13 | 216590.61 | 216.5906 | 7.7993 | 9702.36 | 0 | 0 | 0 | 0 | 0 | 0 | 0 | 7.7993 | 9702.36 | 0 | 0 | 0 | 0 | 0 | 0 | 0 | 7.7993 | 9702.36 | 0 | 0 | 0 | 0 | 0 | 0 | 0 | -208.7913 | -208.7913 | -208.7913
[20 empty] | 2054 | 2020-03-27 13:00 | 2054 | 3 | 27 | 14 | 200860.958 | 200.861 | 7.7993 | 9702.36 | 0 | 0 | 0 | 0 | 0 | 0 | 0 | 7.7993 | 9702.36 | 0 | 0 | 0 | 0 | 0 | 0 | 0 | 7.7993 | 9702.36 | 0 | 0 | 0 | 0 | 0 | 0 | 0 | -193.0616 | -193.0616 | -193.0616
[20 empty] | 2055 | 2020-03-27 14:00 | 2055 | 3 | 27 | 15 | 163251.798 | 163.2518 | 7.7993 | 9629.03 | 0 | 0 | 0 | 0 | 0 | 0 | 0 | 7.7993 | 9629.03 | 0 | 0 | 0 | 0 | 0 | 0 | 0 | 7.7993 | 9629.03 | 0 | 0 | 0 | 0 | 0 | 0 | 0 | -155.4525 | -155.4525 | -155.4525
[20 empty] | 2056 | 2020-03-27 15:00 | 2056 | 3 | 27 | 16 | 58732.823 | 58.7328 | 7.7993 | 10142.3 | 0 | 0 | 0 | 0 | 0 | 0 | 0 | 7.7993 | 10142.3 | 0 | 0 | 0 | 0 | 0 | 0 | 0 | 7.7993 | 10142.3 | 0 | 0 | 0 | 0 | 0 | 0 | 0 | -50.9335 | -50.9335 | -50.9335
[20 empty] | 2057 | 2020-03-27 16:00 | 2057 | 3 | 27 | 17 | 36554.843 | 36.5548 | 7.7993 | 10142.3 | 0 | 0 | 0 | 0 | 0 | 0 | 0 | 7.7993 | 10142.3 | 0 | 0 | 0 | 0 | 0 | 0 | 0 | 7.7993 | 10142.3 | 0 | 0 | 0 | 0 | 0 | 0 | 0 | -28.7555 | -28.7555 | -28.7555
[20 empty] | 2058 | 2020-03-27 17:00 | 2058 | 3 | 27 | 18 | 10168.46 | 10.1685 | 7.7995 | 10362.3 | 0 | 0 | 0 | 0 | 0 | 0 | 0 | 7.7993 | 10362.3 | 0 | 0 | 0 | 0 | 0 | 0 | 0 | 7.7993 | 10362.3 | 0 | 0 | 0 | 0 | 0 | 0 | 0 | -2.369 | -2.3691 | -2.3691
[20 empty] | 2059 | 2020-03-27 18:00 | 2059 | 3 | 27 | 19 | 0 | 0 | 7.8094 | 10435.6 | 0 | 0 | 0 | 0 | 0 | 0 | 0 | 7.8094 | 10435.6 | 0 | 0 | 0 | 0 | 0 | 0 | 0 | 7.8094 | 10435.6 | 0 | 0 | 0 | 0 | 0 | 0 | 0 | 7.8094 | 7.8094 | 7.8094
[20 empty] | 2060 | 2020-03-27 19:00 | 2060 | 3 | 27 | 20 | 0 | 0 | 7.8094 | 10435.6 | 0 | 0 | 0 | 0 | 0 | 0 | 0 | 7.8094 | 10435.6 | 0 | 0 | 0 | 0 | 0 | 0 | 0 | 7.8094 | 10435.6 | 0 | 0 | 0 | 0 | 0 | 0 | 0 | 7.8094 | 7.8094 | 7.8094
[20 empty] | 2061 | 2020-03-27 20:00 | 2061 | 3 | 27 | 21 | 0 | 0 | 7.8094 | 10509 | 0 | 0 | 0 | 0 | 0 | 0 | 0 | 7.8094 | 10509 | 0 | 0 | 0 | 0 | 0 | 0 | 0 | 7.8094 | 10509 | 0 | 0 | 0 | 0 | 0 | 0 | 0 | 7.8094 | 7.8094 | 7.8094
[20 empty] | 2062 | 2020-03-27 21:00 | 2062 | 3 | 27 | 22 | 0 | 0 | 7.8094 | 10509 | 0 | 0 | 0 | 0 | 0 | 0 | 0 | 7.8094 | 10509 | 0 | 0 | 0 | 0 | 0 | 0 | 0 | 7.8094 | 10509 | 0 | 0 | 0 | 0 | 0 | 0 | 0 | 7.8094 | 7.8094 | 7.8094
[20 empty] | 2063 | 2020-03-27 22:00 | 2063 | 3 | 27 | 23 | 0 | 0 | 7.8094 | 10509 | 0 | 0 | 0 | 0 | 0 | 0 | 0 | 7.8094 | 10509 | 0 | 0 | 0 | 0 | 0 | 0 | 0 | 7.8094 | 10509 | 0 | 0 | 0 | 0 | 0 | 0 | 0 | 7.8094 | 7.8094 | 7.8094
[20 empty] | 2064 | 2020-03-27 23:00 | 2064 | 3 | 27 | 24 | 0 | 0 | 7.8094 | 10582.3 | 0 | 0 | 0 | 0 | 0 | 0 | 0 | 7.8094 | 10582.3 | 0 | 0 | 0 | 0 | 0 | 0 | 0 | 7.8094 | 10582.3 | 0 | 0 | 0 | 0 | 0 | 0 | 0 | 7.8094 | 7.8094 | 7.8094
[20 empty] | 2065 | 2020-03-28 | 2065 | 3 | 28 | 1 | 0 | 0 | 7.8094 | 10582.3 | 0 | 0 | 0 | 0 | 0 | 0 | 0 | 7.8094 | 10582.3 | 0 | 0 | 0 | 0 | 0 | 0 | 0 | 7.8094 | 10582.3 | 0 | 0 | 0 | 0 | 0 | 0 | 0 | 7.8094 | 7.8094 | 7.8094
[20 empty] | 2066 | 2020-03-28 01:00 | 2066 | 3 | 28 | 2 | 0 | 0 | 7.8094 | 10582.3 | 0 | 0 | 0 | 0 | 0 | 0 | 0 | 7.8094 | 10582.3 | 0 | 0 | 0 | 0 | 0 | 0 | 0 | 7.8094 | 10582.3 | 0 | 0 | 0 | 0 | 0 | 0 | 0 | 7.8094 | 7.8094 | 7.8094
[20 empty] | 2067 | 2020-03-28 02:00 | 2067 | 3 | 28 | 3 | 0 | 0 | 7.8094 | 10582.3 | 0 | 0 | 0 | 0 | 0 | 0 | 0 | 7.8094 | 10582.3 | 0 | 0 | 0 | 0 | 0 | 0 | 0 | 7.8094 | 10582.3 | 0 | 0 | 0 | 0 | 0 | 0 | 0 | 7.8094 | 7.8094 | 7.8094
[20 empty] | 2068 | 2020-03-28 03:00 | 2068 | 3 | 28 | 4 | 0 | 0 | 7.8094 | 10582.3 | 0 | 0 | 0 | 0 | 0 | 0 | 0 | 7.8094 | 10582.3 | 0 | 0 | 0 | 0 | 0 | 0 | 0 | 7.8094 | 10582.3 | 0 | 0 | 0 | 0 | 0 | 0 | 0 | 7.8094 | 7.8094 | 7.8094
[20 empty] | 2069 | 2020-03-28 04:00 | 2069 | 3 | 28 | 5 | 0 | 0 | 7.8094 | 10582.3 | 0 | 0 | 0 | 0 | 0 | 0 | 0 | 7.8094 | 10582.3 | 0 | 0 | 0 | 0 | 0 | 0 | 0 | 7.8094 | 10582.3 | 0 | 0 | 0 | 0 | 0 | 0 | 0 | 7.8094 | 7.8094 | 7.8094
[20 empty] | 2070 | 2020-03-28 05:00 | 2070 | 3 | 28 | 6 | 0 | 0 | 7.8094 | 10728.9 | 0 | 0 | 0 | 0 | 0 | 0 | 0 | 7.8094 | 10728.9 | 0 | 0 | 0 | 0 | 0 | 0 | 0 | 7.8094 | 10728.9 | 0 | 0 | 0 | 0 | 0 | 0 | 0 | 7.8094 | 7.8094 | 7.8094
[20 empty] | 2071 | 2020-03-28 06:00 | 2071 | 3 | 28 | 7 | 1774.442 | 1.7744 | 7.8094 | 10728.9 | 0 | 0 | 0 | 0 | 0 | 0 | 0 | 7.8094 | 10728.9 | 0 | 0 | 0 | 0 | 0 | 0 | 0 | 7.8094 | 10728.9 | 0 | 0 | 0 | 0 | 0 | 0 | 0 | 6.0349 | 6.0349 | 6.0349
[20 empty] | 2072 | 2020-03-28 07:00 | 2072 | 3 | 28 | 8 | 25984.115 | 25.9841 | 7.7997 | 10655.6 | 0 | 0 | 0 | 0 | 0 | 0 | 0 | 7.7993 | 10655.6 | 0 | 0 | 0 | 0 | 0 | 0 | 0 | 7.7993 | 10655.6 | 0 | 0 | 0 | 0 | 0 | 0 | 0 | -18.1844 | -18.1848 | -18.1848
[20 empty] | 2073 | 2020-03-28 08:00 | 2073 | 3 | 28 | 9 | 31968.418 | 31.9684 | 7.7993 | 10509 | 0 | 0 | 0 | 0 | 0 | 0 | 0 | 7.7993 | 10509 | 0 | 0 | 0 | 0 | 0 | 0 | 0 | 7.7993 | 10509 | 0 | 0 | 0 | 0 | 0 | 0 | 0 | -24.1691 | -24.1691 | -24.1691
[20 empty] | 2074 | 2020-03-28 09:00 | 2074 | 3 | 28 | 10 | 118097.473 | 118.0975 | 7.7993 | 10362.3 | 0 | 0 | 0 | 0 | 0 | 0 | 0 | 7.7993 | 10362.3 | 0 | 0 | 0 | 0 | 0 | 0 | 0 | 7.7993 | 10362.3 | 0 | 0 | 0 | 0 | 0 | 0 | 0 | -110.2982 | -110.2982 | -110.2982
[20 empty] | 2075 | 2020-03-28 10:00 | 2075 | 3 | 28 | 11 | 188622.673 | 188.6227 | 7.7993 | 10215.6 | 0 | 0 | 0 | 0 | 0 | 0 | 0 | 7.7993 | 10215.6 | 0 | 0 | 0 | 0 | 0 | 0 | 0 | 7.7993 | 10215.6 | 0 | 0 | 0 | 0 | 0 | 0 | 0 | -180.8234 | -180.8234 | -180.8234
[20 empty] | 2076 | 2020-03-28 11:00 | 2076 | 3 | 28 | 12 | 278313.364 | 278.3134 | 7.7993 | 9775.69 | 0 | 0 | 0 | 0 | 0 | 0 | 0 | 7.7993 | 9775.69 | 0 | 0 | 0 | 0 | 0 | 0 | 0 | 7.7993 | 9775.69 | 0 | 0 | 0 | 0 | 0 | 0 | 0 | -270.514 | -270.514 | -270.514
[20 empty] | 2077 | 2020-03-28 12:00 | 2077 | 3 | 28 | 13 | 239338.448 | 239.3384 | 7.7993 | 9775.69 | 0 | 0 | 0 | 0 | 0 | 0 | 0 | 7.7993 | 9775.69 | 0 | 0 | 0 | 0 | 0 | 0 | 0 | 7.7993 | 9775.69 | 0 | 0 | 0 | 0 | 0 | 0 | 0 | -231.5391 | -231.5391 | -231.5391
[20 empty] | 2078 | 2020-03-28 13:00 | 2078 | 3 | 28 | 14 | 208324.744 | 208.3247 | 7.7993 | 9775.69 | 0 | 0 | 0 | 0 | 0 | 0 | 0 | 7.7993 | 9775.69 | 0 | 0 | 0 | 0 | 0 | 0 | 0 | 7.7993 | 9775.69 | 0 | 0 | 0 | 0 | 0 | 0 | 0 | -200.5254 | -200.5254 | -200.5254
[20 empty] | 2079 | 2020-03-28 14:00 | 2079 | 3 | 28 | 15 | 154720.302 | 154.7203 | 7.7993 | 9922.34 | 0 | 0 | 0 | 0 | 0 | 0 | 0 | 7.7993 | 9922.34 | 0 | 0 | 0 | 0 | 0 | 0 | 0 | 7.7993 | 9922.34 | 0 | 0 | 0 | 0 | 0 | 0 | 0 | -146.921 | -146.921 | -146.921
[20 empty] | 2080 | 2020-03-28 15:00 | 2080 | 3 | 28 | 16 | 98110.302 | 98.1103 | 7.7993 | 9995.67 | 0 | 0 | 0 | 0 | 0 | 0 | 0 | 7.7993 | 9995.67 | 0 | 0 | 0 | 0 | 0 | 0 | 0 | 7.7993 | 9995.67 | 0 | 0 | 0 | 0 | 0 | 0 | 0 | -90.311 | -90.311 | -90.311
[20 empty] | 2081 | 2020-03-28 16:00 | 2081 | 3 | 28 | 17 | 51389.704 | 51.3897 | 7.7993 | 9995.67 | 0 | 0 | 0 | 0 | 0 | 0 | 0 | 7.7993 | 9995.67 | 0 | 0 | 0 | 0 | 0 | 0 | 0 | 7.7993 | 9995.67 | 0 | 0 | 0 | 0 | 0 | 0 | 0 | -43.5904 | -43.5904 | -43.5904
[20 empty] | 2082 | 2020-03-28 17:00 | 2082 | 3 | 28 | 18 | 11149.955 | 11.15 | 7.7993 | 10142.3 | 0 | 0 | 0 | 0 | 0 | 0 | 0 | 7.7993 | 10142.3 | 0 | 0 | 0 | 0 | 0 | 0 | 0 | 7.7993 | 10142.3 | 0 | 0 | 0 | 0 | 0 | 0 | 0 | -3.3506 | -3.3506 | -3.3506
[20 empty] | 2083 | 2020-03-28 18:00 | 2083 | 3 | 28 | 19 | 0 | 0 | 7.8094 | 10069 | 0 | 0 | 0 | 0 | 0 | 0 | 0 | 7.8094 | 10069 | 0 | 0 | 0 | 0 | 0 | 0 | 0 | 7.8094 | 10069 | 0 | 0 | 0 | 0 | 0 | 0 | 0 | 7.8094 | 7.8094 | 7.8094
[20 empty] | 2084 | 2020-03-28 19:00 | 2084 | 3 | 28 | 20 | 0 | 0 | 7.8094 | 10215.6 | 0 | 0 | 0 | 0 | 0 | 0 | 0 | 7.8094 | 10215.6 | 0 | 0 | 0 | 0 | 0 | 0 | 0 | 7.8094 | 10215.6 | 0 | 0 | 0 | 0 | 0 | 0 | 0 | 7.8094 | 7.8094 | 7.8094
[20 empty] | 2085 | 2020-03-28 20:00 | 2085 | 3 | 28 | 21 | 0 | 0 | 7.8094 | 10215.6 | 0 | 0 | 0 | 0 | 0 | 0 | 0 | 7.8094 | 10215.6 | 0 | 0 | 0 | 0 | 0 | 0 | 0 | 7.8094 | 10215.6 | 0 | 0 | 0 | 0 | 0 | 0 | 0 | 7.8094 | 7.8094 | 7.8094
[20 empty] | 2086 | 2020-03-28 21:00 | 2086 | 3 | 28 | 22 | 0 | 0 | 7.8094 | 10509 | 0 | 0 | 0 | 0 | 0 | 0 | 0 | 7.8094 | 10509 | 0 | 0 | 0 | 0 | 0 | 0 | 0 | 7.8094 | 10509 | 0 | 0 | 0 | 0 | 0 | 0 | 0 | 7.8094 | 7.8094 | 7.8094
[20 empty] | 2087 | 2020-03-28 22:00 | 2087 | 3 | 28 | 23 | 0 | 0 | 7.8094 | 10509 | 0 | 0 | 0 | 0 | 0 | 0 | 0 | 7.8094 | 10509 | 0 | 0 | 0 | 0 | 0 | 0 | 0 | 7.8094 | 10509 | 0 | 0 | 0 | 0 | 0 | 0 | 0 | 7.8094 | 7.8094 | 7.8094
[20 empty] | 2088 | 2020-03-28 23:00 | 2088 | 3 | 28 | 24 | 0 | 0 | 7.3488 | 10582.3 | 0 | 0 | 0 | 0 | 0 | 0 | 0 | 7.3488 | 10582.3 | 0 | 0 | 0 | 0 | 0 | 0 | 0 | 7.3488 | 10582.3 | 0 | 0 | 0 | 0 | 0 | 0 | 0 | 7.3488 | 7.3488 | 7.3488
[20 empty] | 2089 | 2020-03-29 | 2089 | 3 | 29 | 1 | 0 | 0 | 7.3488 | 10582.3 | 0 | 0 | 0 | 0 | 0 | 0 | 0 | 7.3488 | 10582.3 | 0 | 0 | 0 | 0 | 0 | 0 | 0 | 7.3488 | 10582.3 | 0 | 0 | 0 | 0 | 0 | 0 | 0 | 7.3488 | 7.3488 | 7.3488
[20 empty] | 2090 | 2020-03-29 01:00 | 2090 | 3 | 29 | 2 | 0 | 0 | 7.3488 | 10582.3 | 0 | 0 | 0 | 0 | 0 | 0 | 0 | 7.3488 | 10582.3 | 0 | 0 | 0 | 0 | 0 | 0 | 0 | 7.3488 | 10582.3 | 0 | 0 | 0 | 0 | 0 | 0 | 0 | 7.3488 | 7.3488 | 7.3488
[20 empty] | 2091 | 2020-03-29 02:00 | 2091 | 3 | 29 | 3 | 0 | 0 | 7.3488 | 10582.3 | 0 | 0 | 0 | 0 | 0 | 0 | 0 | 7.3488 | 10582.3 | 0 | 0 | 0 | 0 | 0 | 0 | 0 | 7.3488 | 10582.3 | 0 | 0 | 0 | 0 | 0 | 0 | 0 | 7.3488 | 7.3488 | 7.3488
[20 empty] | 2092 | 2020-03-29 03:00 | 2092 | 3 | 29 | 4 | 0 | 0 | 38.7484 | 772047 | 18.7511 | 63.9788 | 0 | 761391 | 761.391 | 143285 | -579852 | 41.9485 | 776449 | 20.886 | 71.263 | 0 | 782674 | 782.674 | 176373 | -600278 | 45.3201 | 793329 | 23.0813 | 78.7534 | 0 | 765793 | 765.793 | 159598 | -590640 | 38.7484 | 41.9485 | 45.3201
[20 empty] | 2093 | 2020-03-29 04:00 | 2093 | 3 | 29 | 5 | 0 | 0 | 42.2661 | 633757 | 20.8159 | 71.0239 | 0 | 623175 | 623.175 | 159063 | -522560 | 45.7062 | 638754 | 23.1937 | 79.1369 | 0 | 639127 | 639.127 | 195818 | -536969 | 49.3136 | 649709 | 25.6259 | 87.4356 | 0 | 628171 | 628.171 | 177232 | -529509 | 42.2661 | 45.7062 | 49.3136
[20 empty] | 2094 | 2020-03-29 05:00 | 2094 | 3 | 29 | 6 | 0 | 0 | 38.28 | 608389 | 16.848 | 57.4854 | 0 | 575518 | 575.518 | 128743 | -478943 | 40.8867 | 612711 | 18.6527 | 63.643 | 0 | 589467 | 589.467 | 156780 | -491280 | 43.6664 | 622338 | 20.5171 | 70.0043 | 0 | 579840 | 579.84 | 142532 | -484842 | 38.28 | 40.8867 | 43.6664
[20 empty] | 2095 | 2020-03-29 06:00 | 2095 | 3 | 29 | 7 | 5553.218 | 5.5532 | 98.7226 | 621537 | 0.87453 | 2.9839 | 0 | 538956 | 538.956 | 6682.67 | -443782 | 99.6742 | 633596 | 0.97147 | 3.3147 | 0 | 568488 | 568.488 | 8182.46 | -470263 | 100.725 | 651069 | 1.0708 | 3.6536 | 0 | 551016 | 551.016 | 7423.42 | -456564 | 93.1694 | 94.121 | 95.1718
[20 empty] | 2096 | 2020-03-29 07:00 | 2096 | 3 | 29 | 8 | 1003.278 | 1.0033 | 134.19 | 729994 | 1.0977 | 3.7455 | 0 | 647414 | 647.414 | 8388.2 | -543425 | 135.069 | 742412 | 1.2009 | 4.0976 | 0 | 678680 | 678.68 | 9982.38 | -572585 | 136.043 | 761260 | 1.3063 | 4.4573 | 0 | 659832 | 659.832 | 9176.8 | -557762 | 133.1867 | 134.0657 | 135.0397
[20 empty] | 2097 | 2020-03-29 08:00 | 2097 | 3 | 29 | 9 | 11722.886 | 11.7229 | 143.511 | 637076 | 3.057 | 10.4306 | 0 | 579353 | 579.353 | 23360.1 | -481001 | 144.479 | 650006 | 3.2962 | 11.2465 | 0 | 611245 | 611.245 | 27054.1 | -509947 | 145.575 | 668967 | 3.5405 | 12.0801 | 0 | 592283 | 592.283 | 25187.4 | -495007 | 131.7881 | 132.7561 | 133.8521
[20 empty] | 2098 | 2020-03-29 09:00 | 2098 | 3 | 29 | 10 | 19110.273 | 19.1103 | 143.476 | 562485 | 2.68 | 9.1441 | 0 | 504982 | 504.982 | 20478.8 | -415836 | 144.215 | 573417 | 2.8994 | 9.8926 | 0 | 531441 | 531.441 | 23867.8 | -439400 | 145.293 | 588944 | 3.1235 | 10.6573 | 0 | 515914 | 515.914 | 22155.2 | -427303 | 124.3657 | 125.1047 | 126.1827
[20 empty] | 2099 | 2020-03-29 10:00 | 2099 | 3 | 29 | 11 | 10227.917 | 10.2279 | 123.28 | 620823 | 2.2972 | 7.838 | 0 | 494164 | 494.164 | 17553.7 | -402545 | 124.076 | 632309 | 2.5164 | 8.5858 | 0 | 522055 | 522.055 | 20939.4 | -427426 | 125.025 | 648714 | 2.7403 | 9.3497 | 0 | 505650 | 505.65 | 19228.5 | -414591 | 113.0521 | 113.8481 | 114.7971
[20 empty] | 2100 | 2020-03-29 11:00 | 2100 | 3 | 29 | 12 | 17580.744 | 17.5807 | 146.089 | 562840 | 2.187 | 7.4622 | 0 | 436181 | 436.181 | 16712 | -350970 | 146.899 | 575814 | 2.4064 | 8.2107 | 0 | 465683 | 465.683 | 20025.1 | -376279 | 147.936 | 592342 | 2.6206 | 8.9415 | 0 | 449156 | 449.156 | 18388.5 | -363259 | 128.5083 | 129.3183 | 130.3553
[20 empty] | 2101 | 2020-03-29 12:00 | 2101 | 3 | 29 | 13 | 21399.114 | 21.3991 | 98.48 | 527723 | 2.1838 | 7.4512 | 0 | 434935 | 434.935 | 16687.4 | -350039 | 99.3114 | 541904 | 2.3935 | 8.1665 | 0 | 466839 | 466.839 | 19926.3 | -377509 | 100.318 | 559626 | 2.6077 | 8.8974 | 0 | 449116 | 449.116 | 18289.5 | -363397 | 77.0809 | 77.9123 | 78.9189
[20 empty] | 2102 | 2020-03-29 13:00 | 2102 | 3 | 29 | 14 | 116662.045 | 116.662 | 91.4301 | 461653 | 2.1838 | 7.4512 | 0 | 404077 | 404.077 | 16687.4 | -323538 | 92.6122 | 472896 | 2.3935 | 8.1665 | 0 | 429665 | 429.665 | 19926.3 | -345243 | 93.9366 | 487241 | 2.6077 | 8.8974 | 0 | 415320 | 415.32 | 18289.5 | -333955 | -25.2319 | -24.0498 | -22.7254
[20 empty] | 2103 | 2020-03-29 14:00 | 2103 | 3 | 29 | 15 | 88369.797 | 88.3698 | 76.8398 | 468456 | 2.4162 | 8.244 | 0 | 411027 | 411.027 | 18462.9 | -329458 | 78.1013 | 476927 | 2.6478 | 9.0343 | 0 | 431017 | 431.017 | 22041.2 | -346407 | 79.4904 | 488446 | 2.8845 | 9.8417 | 0 | 419497 | 419.497 | 20232.9 | -337526 | -11.53 | -10.2685 | -8.8794
[20 empty] | 2104 | 2020-03-29 15:00 | 2104 | 3 | 29 | 16 | 54213.132 | 54.2131 | 73.8437 | 431839 | 1.4747 | 5.0318 | 0 | 399261 | 399.261 | 11269 | -319410 | 75.0057 | 439695 | 1.6167 | 5.516 | 0 | 418033 | 418.033 | 13541.8 | -335316 | 76.3512 | 450611 | 1.7722 | 6.0466 | 0 | 407118 | 407.118 | 12353.6 | -326967 | 19.6306 | 20.7926 | 22.1381
[20 empty] | 2105 | 2020-03-29 16:00 | 2105 | 3 | 29 | 17 | 87426.959 | 87.427 | 14.6733 | 32577.6 | 0 | 0 | 0 | 0 | 0 | 0 | 0 | 14.6733 | 32577.6 | 0 | 0 | 0 | 0 | 0 | 0 | 0 | 14.6733 | 32577.6 | 0 | 0 | 0 | 0 | 0 | 0 | 0 | -72.7537 | -72.7537 | -72.7537
[20 empty] | 2106 | 2020-03-29 17:00 | 2106 | 3 | 29 | 18 | 21175.558 | 21.1756 | 13.7561 | 32577.6 | 0 | 0 | 0 | 0 | 0 | 0 | 0 | 13.7561 | 32577.6 | 0 | 0 | 0 | 0 | 0 | 0 | 0 | 13.7561 | 32577.6 | 0 | 0 | 0 | 0 | 0 | 0 | 0 | -7.4195 | -7.4195 | -7.4195
[20 empty] | 2107 | 2020-03-29 18:00 | 2107 | 3 | 29 | 19 | 0 | 0 | 10.3718 | 32577.6 | 0 | 0 | 0 | 0 | 0 | 0 | 0 | 10.3718 | 32577.6 | 0 | 0 | 0 | 0 | 0 | 0 | 0 | 10.3718 | 32577.6 | 0 | 0 | 0 | 0 | 0 | 0 | 0 | 10.3718 | 10.3718 | 10.3718
[20 empty] | 2108 | 2020-03-29 19:00 | 2108 | 3 | 29 | 20 | 0 | 0 | 8.8603 | 10289 | 0 | 0 | 0 | 0 | 0 | 0 | 0 | 8.8603 | 10289 | 0 | 0 | 0 | 0 | 0 | 0 | 0 | 8.8603 | 10289 | 0 | 0 | 0 | 0 | 0 | 0 | 0 | 8.8603 | 8.8603 | 8.8603
[20 empty] | 2109 | 2020-03-29 20:00 | 2109 | 3 | 29 | 21 | 0 | 0 | 7.3488 | 10362.3 | 0 | 0 | 0 | 0 | 0 | 0 | 0 | 7.3488 | 10362.3 | 0 | 0 | 0 | 0 | 0 | 0 | 0 | 7.3488 | 10362.3 | 0 | 0 | 0 | 0 | 0 | 0 | 0 | 7.3488 | 7.3488 | 7.3488
[20 empty] | 2110 | 2020-03-29 21:00 | 2110 | 3 | 29 | 22 | 0 | 0 | 7.3488 | 10435.6 | 0 | 0 | 0 | 0 | 0 | 0 | 0 | 7.3488 | 10435.6 | 0 | 0 | 0 | 0 | 0 | 0 | 0 | 7.3488 | 10435.6 | 0 | 0 | 0 | 0 | 0 | 0 | 0 | 7.3488 | 7.3488 | 7.3488
[20 empty] | 2111 | 2020-03-29 22:00 | 2111 | 3 | 29 | 23 | 0 | 0 | 7.3488 | 10435.6 | 0 | 0 | 0 | 0 | 0 | 0 | 0 | 7.3488 | 10435.6 | 0 | 0 | 0 | 0 | 0 | 0 | 0 | 7.3488 | 10435.6 | 0 | 0 | 0 | 0 | 0 | 0 | 0 | 7.3488 | 7.3488 | 7.3488
[20 empty] | 2112 | 2020-03-29 23:00 | 2112 | 3 | 29 | 24 | 0 | 0 | 7.3488 | 10215.6 | 0 | 0 | 0 | 0 | 0 | 0 | 0 | 7.3488 | 10215.6 | 0 | 0 | 0 | 0 | 0 | 0 | 0 | 7.3488 | 10215.6 | 0 | 0 | 0 | 0 | 0 | 0 | 0 | 7.3488 | 7.3488 | 7.3488
[20 empty] | 2113 | 2020-03-30 | 2113 | 3 | 30 | 1 | 0 | 0 | 7.3488 | 10289 | 0 | 0 | 0 | 0 | 0 | 0 | 0 | 7.3488 | 10289 | 0 | 0 | 0 | 0 | 0 | 0 | 0 | 7.3488 | 10289 | 0 | 0 | 0 | 0 | 0 | 0 | 0 | 7.3488 | 7.3488 | 7.3488
[20 empty] | 2114 | 2020-03-30 01:00 | 2114 | 3 | 30 | 2 | 0 | 0 | 7.3488 | 10289 | 0 | 0 | 0 | 0 | 0 | 0 | 0 | 7.3488 | 10289 | 0 | 0 | 0 | 0 | 0 | 0 | 0 | 7.3488 | 10289 | 0 | 0 | 0 | 0 | 0 | 0 | 0 | 7.3488 | 7.3488 | 7.3488
[20 empty] | 2115 | 2020-03-30 02:00 | 2115 | 3 | 30 | 3 | 0 | 0 | 7.3488 | 10435.6 | 0 | 0 | 0 | 0 | 0 | 0 | 0 | 7.3488 | 10435.6 | 0 | 0 | 0 | 0 | 0 | 0 | 0 | 7.3488 | 10435.6 | 0 | 0 | 0 | 0 | 0 | 0 | 0 | 7.3488 | 7.3488 | 7.3488
[20 empty] | 2116 | 2020-03-30 03:00 | 2116 | 3 | 30 | 4 | 0 | 0 | 29.2822 | 453224 | 13.4089 | 45.7512 | 0 | 442715 | 442.715 | 102462 | -276891 | 24.9323 | 376934 | 10.6179 | 36.2283 | 0 | 379808 | 379.808 | 87859.7 | -222255 | 26.3361 | 390317 | 11.4979 | 39.2308 | 0 | 366425 | 366.425 | 81135.8 | -215015 | 29.2822 | 24.9323 | 26.3361
[20 empty] | 2117 | 2020-03-30 04:00 | 2117 | 3 | 30 | 5 | 0 | 0 | 18.2306 | 299188 | 5.3114 | 18.1224 | 0 | 288679 | 288.679 | 40586.4 | -225434 | 25.0955 | 330254 | 9.8162 | 33.493 | 0 | 331304 | 331.304 | 81577.2 | -261911 | 26.4523 | 341813 | 10.6757 | 36.4255 | 0 | 319745 | 319.745 | 75009.8 | -253047 | 18.2306 | 25.0955 | 26.4523
[20 empty] | 2118 | 2020-03-30 05:00 | 2118 | 3 | 30 | 6 | 0 | 0 | 26.0818 | 399701 | 8.9862 | 30.661 | 0 | 366683 | 366.683 | 68667.3 | -288540 | 27.3814 | 419130 | 9.8514 | 33.6129 | 0 | 401561 | 401.561 | 82090.4 | -318309 | 28.7997 | 434578 | 10.7428 | 36.6544 | 0 | 386112 | 386.112 | 75278.5 | -306251 | 26.0818 | 27.3814 | 28.7997
[20 empty] | 2119 | 2020-03-30 06:00 | 2119 | 3 | 30 | 7 | 24266.936 | 24.2669 | 97.4915 | 494006 | 0.87239 | 2.9766 | 0 | 411279 | 411.279 | 6666.26 | -329921 | 98.3558 | 525489 | 0.96911 | 3.3066 | 0 | 472311 | 472.311 | 8162.61 | -382443 | 99.3179 | 555038 | 1.0682 | 3.6447 | 0 | 442762 | 442.762 | 7405.34 | -357745 | 73.2246 | 74.0889 | 75.051
[20 empty] | 2120 | 2020-03-30 07:00 | 2120 | 3 | 30 | 8 | 97020.235 | 97.0202 | 132.318 | 574566 | 1.0803 | 3.6858 | 0 | 491839 | 491.839 | 8254.73 | -399107 | 133.139 | 600410 | 1.1852 | 4.044 | 0 | 544765 | 544.765 | 9862.02 | -447041 | 134.246 | 627493 | 1.2906 | 4.4035 | 0 | 517683 | 517.683 | 9056.81 | -424391 | 35.2978 | 36.1188 | 37.2258
[20 empty] | 2121 | 2020-03-30 08:00 | 2121 | 3 | 30 | 9 | 88093.667 | 88.0937 | 139.231 | 467643 | 1.2447 | 4.2468 | 0 | 409920 | 409.92 | 9511.12 | -331464 | 140.145 | 490927 | 1.3486 | 4.6016 | 0 | 455631 | 455.631 | 11124 | -370326 | 141.338 | 513354 | 1.4558 | 4.967 | 0 | 433204 | 433.204 | 10305.6 | -352037 | 51.1373 | 52.0513 | 53.2443
[20 empty] | 2122 | 2020-03-30 09:00 | 2122 | 3 | 30 | 10 | 231248.042 | 231.248 | 140.042 | 413110 | 1.2056 | 4.1135 | 0 | 355460 | 355.46 | 9212.59 | -283435 | 141.086 | 430261 | 1.2994 | 4.4334 | 0 | 389589 | 389.589 | 10729.5 | -312427 | 142.333 | 447239 | 1.4041 | 4.7909 | 0 | 372612 | 372.612 | 9928.9 | -298836 | -91.206 | -90.162 | -88.915
[20 empty] | 2123 | 2020-03-30 10:00 | 2123 | 3 | 30 | 11 | 273090.695 | 273.0907 | 119.525 | 475536 | 1.0279 | 3.5073 | 0 | 348877 | 348.877 | 7854.87 | -276365 | 120.53 | 490316 | 1.123 | 3.8318 | 0 | 378576 | 378.576 | 9353.47 | -301620 | 121.806 | 505235 | 1.2241 | 4.1765 | 0 | 363657 | 363.657 | 8581.5 | -289829 | -153.5657 | -152.5607 | -151.2847
[20 empty] | 2124 | 2020-03-30 11:00 | 2124 | 3 | 30 | 12 | 195222.589 | 195.2226 | 142.563 | 384580 | 0.99067 | 3.3802 | 0 | 257921 | 257.921 | 7570.13 | -200106 | 143.754 | 391542 | 1.109 | 3.7839 | 0 | 272501 | 272.501 | 9274.43 | -212585 | 145.029 | 399160 | 1.2137 | 4.1412 | 0 | 264883 | 264.883 | 8474.27 | -206907 | -52.6596 | -51.4686 | -50.1936
[20 empty] | 2125 | 2020-03-30 12:00 | 2125 | 3 | 30 | 13 | 68637.2 | 68.6372 | 93.805 | 337062 | 0.91572 | 3.1245 | 0 | 244500 | 244.5 | 6997.42 | -187092 | 94.8902 | 339529 | 1.0156 | 3.4654 | 0 | 250548 | 250.548 | 8542.69 | -191948 | 96.1536 | 343111 | 1.1179 | 3.8144 | 0 | 246967 | 246.967 | 7760.98 | -189997 | 25.1678 | 26.253 | 27.5164
[20 empty] | 2126 | 2020-03-30 13:00 | 2126 | 3 | 30 | 14 | 205156.684 | 205.1567 | 88.6453 | 273661 | 0.88564 | 3.0218 | 0 | 216304 | 216.304 | 6767.5 | -162668 | 89.6954 | 272324 | 0.98188 | 3.3502 | 0 | 214747 | 214.747 | 8259.42 | -161011 | 90.9216 | 272103 | 1.0809 | 3.688 | 0 | 214968 | 214.968 | 7502.91 | -162207 | -116.5114 | -115.4613 | -114.2351
[20 empty] | 2127 | 2020-03-30 14:00 | 2127 | 3 | 30 | 15 | 231279.452 | 231.2795 | 73.8174 | 282929 | 0.88548 | 3.0213 | 0 | 225646 | 225.646 | 6766.3 | -170670 | 74.9205 | 277133 | 0.9817 | 3.3496 | 0 | 215525 | 215.525 | 8367.16 | -161906 | 76.2299 | 272808 | 1.095 | 3.7361 | 0 | 219850 | 219.85 | 7501.56 | -166560 | -157.4621 | -156.359 | -155.0496
[20 empty] | 2128 | 2020-03-30 15:00 | 2128 | 3 | 30 | 16 | 173626.902 | 173.6269 | 72.0644 | 240589 | 0.93425 | 3.1877 | 0 | 208158 | 208.158 | 7138.99 | -155609 | 72.5526 | 232215 | 0.9409 | 3.2104 | 0 | 193841 | 193.841 | 7589.44 | -143264 | 73.4363 | 226272 | 0.9932 | 3.3888 | 0 | 199784 | 199.784 | 7189.83 | -149301 | -101.5625 | -101.0743 | -100.1906
[20 empty] | 2129 | 2020-03-30 16:00 | 2129 | 3 | 30 | 17 | 97978.764 | 97.9788 | 14.6733 | 32430.9 | 0 | 0 | 0 | 0 | 0 | 0 | 0 | 14.6733 | 32430.9 | 0 | 0 | 0 | 0 | 0 | 0 | 0 | 14.6733 | 32430.9 | 0 | 0 | 0 | 0 | 0 | 0 | 0 | -83.3055 | -83.3055 | -83.3055
[20 empty] | 2130 | 2020-03-30 17:00 | 2130 | 3 | 30 | 18 | 23534.116 | 23.5341 | 13.7561 | 32724.3 | 0 | 0 | 0 | 0 | 0 | 0 | 0 | 13.7561 | 32724.3 | 0 | 0 | 0 | 0 | 0 | 0 | 0 | 13.7561 | 32724.3 | 0 | 0 | 0 | 0 | 0 | 0 | 0 | -9.778 | -9.778 | -9.778
[20 empty] | 2131 | 2020-03-30 18:00 | 2131 | 3 | 30 | 19 | 0 | 0 | 10.3718 | 32871 | 0 | 0 | 0 | 0 | 0 | 0 | 0 | 10.3718 | 32871 | 0 | 0 | 0 | 0 | 0 | 0 | 0 | 10.3718 | 32871 | 0 | 0 | 0 | 0 | 0 | 0 | 0 | 10.3718 | 10.3718 | 10.3718
[20 empty] | 2132 | 2020-03-30 19:00 | 2132 | 3 | 30 | 20 | 0 | 0 | 8.8603 | 10509 | 0 | 0 | 0 | 0 | 0 | 0 | 0 | 8.8603 | 10509 | 0 | 0 | 0 | 0 | 0 | 0 | 0 | 8.8603 | 10509 | 0 | 0 | 0 | 0 | 0 | 0 | 0 | 8.8603 | 8.8603 | 8.8603
[20 empty] | 2133 | 2020-03-30 20:00 | 2133 | 3 | 30 | 21 | 0 | 0 | 7.3488 | 10728.9 | 0 | 0 | 0 | 0 | 0 | 0 | 0 | 7.3488 | 10728.9 | 0 | 0 | 0 | 0 | 0 | 0 | 0 | 7.3488 | 10728.9 | 0 | 0 | 0 | 0 | 0 | 0 | 0 | 7.3488 | 7.3488 | 7.3488
[20 empty] | 2134 | 2020-03-30 21:00 | 2134 | 3 | 30 | 22 | 0 | 0 | 7.3488 | 10875.6 | 0 | 0 | 0 | 0 | 0 | 0 | 0 | 7.3488 | 10875.6 | 0 | 0 | 0 | 0 | 0 | 0 | 0 | 7.3488 | 10875.6 | 0 | 0 | 0 | 0 | 0 | 0 | 0 | 7.3488 | 7.3488 | 7.3488
[20 empty] | 2135 | 2020-03-30 22:00 | 2135 | 3 | 30 | 23 | 0 | 0 | 7.3488 | 10875.6 | 0 | 0 | 0 | 0 | 0 | 0 | 0 | 7.3488 | 10875.6 | 0 | 0 | 0 | 0 | 0 | 0 | 0 | 7.3488 | 10875.6 | 0 | 0 | 0 | 0 | 0 | 0 | 0 | 7.3488 | 7.3488 | 7.3488
[20 empty] | 2136 | 2020-03-30 23:00 | 2136 | 3 | 30 | 24 | 0 | 0 | 7.3488 | 10948.9 | 0 | 0 | 0 | 0 | 0 | 0 | 0 | 7.3488 | 10948.9 | 0 | 0 | 0 | 0 | 0 | 0 | 0 | 7.3488 | 10948.9 | 0 | 0 | 0 | 0 | 0 | 0 | 0 | 7.3488 | 7.3488 | 7.3488
[20 empty] | 2137 | 2020-03-31 | 2137 | 3 | 31 | 1 | 0 | 0 | 7.3488 | 10948.9 | 0 | 0 | 0 | 0 | 0 | 0 | 0 | 7.3488 | 10948.9 | 0 | 0 | 0 | 0 | 0 | 0 | 0 | 7.3488 | 10948.9 | 0 | 0 | 0 | 0 | 0 | 0 | 0 | 7.3488 | 7.3488 | 7.3488
[20 empty] | 2138 | 2020-03-31 01:00 | 2138 | 3 | 31 | 2 | 0 | 0 | 7.3488 | 10948.9 | 0 | 0 | 0 | 0 | 0 | 0 | 0 | 7.3488 | 10948.9 | 0 | 0 | 0 | 0 | 0 | 0 | 0 | 7.3488 | 10948.9 | 0 | 0 | 0 | 0 | 0 | 0 | 0 | 7.3488 | 7.3488 | 7.3488
[20 empty] | 2139 | 2020-03-31 02:00 | 2139 | 3 | 31 | 3 | 0 | 0 | 7.3488 | 11095.6 | 0 | 0 | 0 | 0 | 0 | 0 | 0 | 7.3488 | 11095.6 | 0 | 0 | 0 | 0 | 0 | 0 | 0 | 7.3488 | 11095.6 | 0 | 0 | 0 | 0 | 0 | 0 | 0 | 7.3488 | 7.3488 | 7.3488
[20 empty] | 2140 | 2020-03-31 03:00 | 2140 | 3 | 31 | 4 | 0 | 0 | 9.6718 | 207690 | 0.68069 | 2.3225 | 0 | 196594 | 196.594 | 5201.45 | -32449 | 9.641 | 202122 | 0.68069 | 2.3225 | 0 | 198325 | 198.325 | 5201.43 | -32448.2 | 9.6992 | 209420 | 0.68069 | 2.3225 | 0 | 191026 | 191.026 | 5201.43 | -32448.3 | 9.6718 | 9.641 | 9.6992
[20 empty] | 2141 | 2020-03-31 04:00 | 2141 | 3 | 31 | 5 | 0 | 0 | 10.1313 | 69436.4 | 0 | 0 | 0 | 58340.8 | 58.3408 | 0 | -26330 | 10.1004 | 68462.5 | 0 | 0 | 0 | 58470.1 | 58.4701 | 0 | -26330.1 | 10.1587 | 69565.7 | 0 | 0 | 0 | 57367 | 57.367 | 0 | -26330.1 | 10.1313 | 10.1004 | 10.1587
[20 empty] | 2142 | 2020-03-31 05:00 | 2142 | 3 | 31 | 6 | 0 | 0 | 12.2796 | 88868.4 | 0 | 0 | 0 | 55410.7 | 55.4107 | 0 | -25052.8 | 12.2487 | 87894 | 0 | 0 | 0 | 55539.4 | 55.5394 | 0 | -25052.8 | 12.3069 | 88997.1 | 0 | 0 | 0 | 54436.2 | 54.4362 | 0 | -25052.8 | 12.2796 | 12.2487 | 12.3069
[20 empty] | 2143 | 2020-03-31 06:00 | 2143 | 3 | 31 | 7 | 26756.25 | 26.7563 | 96.9786 | 485716 | 0.81656 | 2.7861 | 0 | 402695 | 402.695 | 6239.65 | -350623 | 97.8115 | 514749 | 0.91185 | 3.1112 | 0 | 459367 | 459.367 | 7653.31 | -399998 | 98.7294 | 542388 | 1.0016 | 3.4173 | 0 | 431728 | 431.728 | 6967.79 | -375602 | 70.2224 | 71.0553 | 71.9732
[20 empty] | 2144 | 2020-03-31 07:00 | 2144 | 3 | 31 | 8 | 103731.338 | 103.7313 | 131.895 | 562398 | 1.0108 | 3.449 | 0 | 479378 | 479.378 | 7724.21 | -387749 | 132.809 | 582993 | 1.1133 | 3.7986 | 0 | 524396 | 524.396 | 9276.2 | -428033 | 133.876 | 607417 | 1.2139 | 4.142 | 0 | 499972 | 499.972 | 8507.3 | -407975 | 28.1637 | 29.0777 | 30.1447
[20 empty] | 2145 | 2020-03-31 08:00 | 2145 | 3 | 31 | 9 | 179180.715 | 179.1807 | 138.615 | 408293 | 1.1456 | 3.9087 | 0 | 350570 | 350.57 | 8753.7 | -286886 | 139.639 | 420411 | 1.2658 | 4.3188 | 0 | 375953 | 375.953 | 10328.7 | -308537 | 140.656 | 433676 | 1.3517 | 4.6119 | 0 | 362688 | 362.688 | 9672.16 | -297776 | -40.5657 | -39.5417 | -38.5247
[20 empty] | 2146 | 2020-03-31 09:00 | 2146 | 3 | 31 | 10 | 233257.051 | 233.2571 | 138.069 | 355061 | 0.8896 | 3.0353 | 0 | 297485 | 297.485 | 6797.78 | -235434 | 138.986 | 361186 | 0.98947 | 3.3761 | 0 | 311565 | 311.565 | 8342.34 | -247478 | 140.18 | 369141 | 1.0917 | 3.725 | 0 | 303610 | 303.61 | 7560.97 | -241466 | -95.1881 | -94.2711 | -93.0771
[20 empty] | 2147 | 2020-03-31 10:00 | 2147 | 3 | 31 | 11 | 265778.285 | 265.7783 | 118.768 | 423195 | 0.88927 | 3.0342 | 0 | 296536 | 296.536 | 6795.29 | -231578 | 119.73 | 428285 | 0.98911 | 3.3748 | 0 | 308877 | 308.877 | 8339.31 | -242050 | 120.893 | 435536 | 1.0913 | 3.7236 | 0 | 301626 | 301.626 | 7558.18 | -236790 | -147.0103 | -146.0483 | -144.8853
[20 empty] | 2148 | 2020-03-31 11:00 | 2148 | 3 | 31 | 12 | 276866.768 | 276.8668 | 141.607 | 329732 | 0.84786 | 2.8929 | 0 | 203073 | 203.073 | 6478.82 | -151305 | 142.342 | 326581 | 0.89816 | 3.0645 | 0 | 199105 | 199.105 | 7554.88 | -147444 | 143.48 | 325763 | 0.98868 | 3.3734 | 0 | 199922 | 199.922 | 6863.23 | -149286 | -135.2598 | -134.5248 | -133.3868
[20 empty] | 2149 | 2020-03-31 12:00 | 2149 | 3 | 31 | 13 | 272823.234 | 272.8232 | 93.0825 | 268591 | 0.80777 | 2.7561 | 0 | 176458 | 176.458 | 6172.49 | -128166 | 94.0772 | 259168 | 0.89601 | 3.0572 | 0 | 160701 | 160.701 | 6832.2 | -114721 | 94.5782 | 252834 | 0.8941 | 3.0507 | 0 | 167036 | 167.036 | 6846.78 | -121021 | -179.7407 | -178.746 | -178.245
[20 empty] | 2150 | 2020-03-31 13:00 | 2150 | 3 | 31 | 14 | 256789.863 | 256.7899 | 87.608 | 202590 | 0.73461 | 2.5065 | 0 | 145454 | 145.454 | 5613.42 | -102003 | 87.3495 | 193081 | 0.64702 | 2.2076 | 0 | 132459 | 132.459 | 4570.2 | -86959.6 | 87.8674 | 189595 | 0.59808 | 2.0407 | 0 | 135945 | 135.945 | 4944.12 | -93696 | -169.1819 | -169.4404 | -168.9225
[20 empty] | 2151 | 2020-03-31 14:00 | 2151 | 3 | 31 | 15 | 224776.333 | 224.7763 | 72.6054 | 222022 | 0.71217 | 2.4299 | 0 | 164813 | 164.813 | 5442 | -118710 | 72.8434 | 207766 | 0.68879 | 2.3502 | 0 | 139046 | 139.046 | 3970.12 | -99767.6 | 72.6478 | 196255 | 0.51955 | 1.7727 | 0 | 150556 | 150.556 | 5263.35 | -108424 | -152.1709 | -151.9329 | -152.1285
[20 empty] | 2152 | 2020-03-31 15:00 | 2152 | 3 | 31 | 16 | 172834.166 | 172.8342 | 70.4035 | 184878 | 0.70584 | 2.4083 | 0 | 152520 | 152.52 | 5393.58 | -108133 | 70.7737 | 172713 | 0.70031 | 2.3894 | 0 | 136109 | 136.109 | 5149.45 | -92098.8 | 71.1604 | 168467 | 0.67389 | 2.2993 | 0 | 140355 | 140.355 | 5351.32 | -98567 | -102.4307 | -102.0605 | -101.6738
[20 empty] | 2153 | 2020-03-31 16:00 | 2153 | 3 | 31 | 17 | 100253.881 | 100.2539 | 14.6733 | 32357.6 | 0 | 0 | 0 | 0 | 0 | 0 | 0 | 14.6733 | 32357.6 | 0 | 0 | 0 | 0 | 0 | 0 | 0 | 14.6733 | 32357.6 | 0 | 0 | 0 | 0 | 0 | 0 | 0 | -85.5806 | -85.5806 | -85.5806
[20 empty] | 2154 | 2020-03-31 17:00 | 2154 | 3 | 31 | 18 | 25117.107 | 25.1171 | 13.7561 | 32871 | 0 | 0 | 0 | 0 | 0 | 0 | 0 | 13.7561 | 32871 | 0 | 0 | 0 | 0 | 0 | 0 | 0 | 13.7561 | 32871 | 0 | 0 | 0 | 0 | 0 | 0 | 0 | -11.361 | -11.361 | -11.361
[20 empty] | 2155 | 2020-03-31 18:00 | 2155 | 3 | 31 | 19 | 0 | 0 | 10.3718 | 33164.4 | 0 | 0 | 0 | 0 | 0 | 0 | 0 | 10.3718 | 33164.4 | 0 | 0 | 0 | 0 | 0 | 0 | 0 | 10.3718 | 33164.4 | 0 | 0 | 0 | 0 | 0 | 0 | 0 | 10.3718 | 10.3718 | 10.3718
[20 empty] | 2156 | 2020-03-31 19:00 | 2156 | 3 | 31 | 20 | 0 | 0 | 8.8603 | 10802.3 | 0 | 0 | 0 | 0 | 0 | 0 | 0 | 8.8603 | 10802.3 | 0 | 0 | 0 | 0 | 0 | 0 | 0 | 8.8603 | 10802.3 | 0 | 0 | 0 | 0 | 0 | 0 | 0 | 8.8603 | 8.8603 | 8.8603
[20 empty] | 2157 | 2020-03-31 20:00 | 2157 | 3 | 31 | 21 | 0 | 0 | 7.3488 | 10875.6 | 0 | 0 | 0 | 0 | 0 | 0 | 0 | 7.3488 | 10875.6 | 0 | 0 | 0 | 0 | 0 | 0 | 0 | 7.3488 | 10875.6 | 0 | 0 | 0 | 0 | 0 | 0 | 0 | 7.3488 | 7.3488 | 7.3488
[20 empty] | 2158 | 2020-03-31 21:00 | 2158 | 3 | 31 | 22 | 0 | 0 | 7.3488 | 10802.3 | 0 | 0 | 0 | 0 | 0 | 0 | 0 | 7.3488 | 10802.3 | 0 | 0 | 0 | 0 | 0 | 0 | 0 | 7.3488 | 10802.3 | 0 | 0 | 0 | 0 | 0 | 0 | 0 | 7.3488 | 7.3488 | 7.3488
[20 empty] | 2159 | 2020-03-31 22:00 | 2159 | 3 | 31 | 23 | 0 | 0 | 7.3488 | 10728.9 | 0 | 0 | 0 | 0 | 0 | 0 | 0 | 7.3488 | 10728.9 | 0 | 0 | 0 | 0 | 0 | 0 | 0 | 7.3488 | 10728.9 | 0 | 0 | 0 | 0 | 0 | 0 | 0 | 7.3488 | 7.3488 | 7.3488
[20 empty] | 2160 | 2020-03-31 23:00 | 2160 | 3 | 31 | 24 | 0 | 0 | 7.3488 | 10582.3 | 0 | 0 | 0 | 0 | 0 | 0 | 0 | 7.3488 | 10582.3 | 0 | 0 | 0 | 0 | 0 | 0 | 0 | 7.3488 | 10582.3 | 0 | 0 | 0 | 0 | 0 | 0 | 0 | 7.3488 | 7.3488 | 7.3488
[20 empty] | 2161 | 2020-04-01 | 2161 | 4 | 1 | 1 | 0 | 0 | 7.3488 | 10509 | 0 | 0 | 0 | 0 | 0 | 0 | 0 | 7.3488 | 10509 | 0 | 0 | 0 | 0 | 0 | 0 | 0 | 7.3488 | 10509 | 0 | 0 | 0 | 0 | 0 | 0 | 0 | 7.3488 | 7.3488 | 7.3488
[20 empty] | 2162 | 2020-04-01 01:00 | 2162 | 4 | 1 | 2 | 0 | 0 | 7.3488 | 10509 | 0 | 0 | 0 | 0 | 0 | 0 | 0 | 7.3488 | 10509 | 0 | 0 | 0 | 0 | 0 | 0 | 0 | 7.3488 | 10509 | 0 | 0 | 0 | 0 | 0 | 0 | 0 | 7.3488 | 7.3488 | 7.3488
[20 empty] | 2163 | 2020-04-01 02:00 | 2163 | 4 | 1 | 3 | 0 | 0 | 7.3488 | 10435.6 | 0 | 0 | 0 | 0 | 0 | 0 | 0 | 7.3488 | 10435.6 | 0 | 0 | 0 | 0 | 0 | 0 | 0 | 7.3488 | 10435.6 | 0 | 0 | 0 | 0 | 0 | 0 | 0 | 7.3488 | 7.3488 | 7.3488
[20 empty] | 2164 | 2020-04-01 03:00 | 2164 | 4 | 1 | 4 | 0 | 0 | 9.7179 | 179183 | 0.72678 | 2.4798 | 0 | 168747 | 168.747 | 5553.65 | -26098.8 | 9.687 | 174258 | 0.72678 | 2.4798 | 0 | 167145 | 167.145 | 5553.64 | -26098.2 | 9.7453 | 177580 | 0.72678 | 2.4798 | 0 | 163823 | 163.823 | 5553.64 | -26098.2 | 9.7179 | 9.687 | 9.7453
[20 empty] | 2165 | 2020-04-01 04:00 | 2165 | 4 | 1 | 5 | 0 | 0 | 10.1313 | 59301.9 | 0 | 0 | 0 | 48939.6 | 48.9396 | 0 | -20500.6 | 10.1004 | 58385.8 | 0 | 0 | 0 | 49016.3 | 49.0163 | 0 | -20500.5 | 10.1587 | 59378.6 | 0 | 0 | 0 | 48023.4 | 48.0234 | 0 | -20500.5 | 10.1313 | 10.1004 | 10.1587
[20 empty] | 2166 | 2020-04-01 05:00 | 2166 | 4 | 1 | 6 | 0 | 0 | 12.2796 | 81136.8 | 0 | 0 | 0 | 48559.1 | 48.5591 | 0 | -19211.1 | 12.2487 | 80162.1 | 0 | 0 | 0 | 48687.7 | 48.6877 | 0 | -19211 | 12.3069 | 81265.4 | 0 | 0 | 0 | 47584.5 | 47.5845 | 0 | -19210.9 | 12.2796 | 12.2487 | 12.3069
[20 empty] | 2167 | 2020-04-01 06:00 | 2167 | 4 | 1 | 7 | 17163.9 | 17.1639 | 97.8699 | 343642 | 0.74989 | 2.5586 | 0 | 261281 | 261.281 | 5730.19 | -223259 | 98.7658 | 353746 | 0.81383 | 2.7768 | 0 | 281539 | 281.539 | 6799.92 | -241113 | 99.8421 | 363899 | 0.88988 | 3.0363 | 0 | 271386 | 271.386 | 6218.79 | -232146 | 80.706 | 81.6019 | 82.6782
[20 empty] | 2168 | 2020-04-01 07:00 | 2168 | 4 | 1 | 8 | 70863.782 | 70.8638 | 130.852 | 386955 | 0.86993 | 2.9682 | 0 | 304595 | 304.595 | 6647.45 | -237659 | 131.542 | 394311 | 0.96544 | 3.2941 | 0 | 321613 | 321.613 | 8017.54 | -252078 | 132.379 | 403973 | 1.0492 | 3.5799 | 0 | 311950 | 311.95 | 7377.31 | -244795 | 59.9882 | 60.6782 | 61.5152
[20 empty] | 2169 | 2020-04-01 08:00 | 2169 | 4 | 1 | 9 | 132114.815 | 132.1148 | 136.016 | 276667 | 0.82115 | 2.8018 | 0 | 219458 | 219.458 | 6274.74 | -165186 | 136.872 | 276237 | 0.91369 | 3.1175 | 0 | 220936 | 220.936 | 7648.64 | -166109 | 137.964 | 278146 | 1.001 | 3.4152 | 0 | 219027 | 219.027 | 6981.85 | -165564 | 3.9012 | 4.7572 | 5.8492
[20 empty] | 2170 | 2020-04-01 09:00 | 2170 | 4 | 1 | 10 | 245209.599 | 245.2096 | 137.135 | 228923 | 0.80709 | 2.7538 | 0 | 171787 | 171.787 | 6167.31 | -124223 | 138.1 | 224009 | 0.89557 | 3.0557 | 0 | 164800 | 164.8 | 6949.9 | -118157 | 138.705 | 221936 | 0.90951 | 3.1032 | 0 | 166873 | 166.873 | 6843.41 | -120872 | -108.0746 | -107.1096 | -106.5046
[20 empty] | 2171 | 2020-04-01 10:00 | 2171 | 4 | 1 | 11 | 281484.322 | 281.4843 | 117.782 | 293502 | 0.80313 | 2.7403 | 0 | 166843 | 166.843 | 6137.07 | -120226 | 118.391 | 287021 | 0.83869 | 2.8616 | 0 | 156617 | 156.617 | 6374.65 | -111428 | 118.944 | 283276 | 0.83423 | 2.8464 | 0 | 160362 | 160.362 | 6408.78 | -115576 | -163.7023 | -163.0933 | -162.5403
[20 empty] | 2172 | 2020-04-01 11:00 | 2172 | 4 | 1 | 12 | 256154.134 | 256.1541 | 138.928 | 249344 | 0.45562 | 1.5546 | 0 | 122685 | 122.685 | 3481.61 | -76725.8 | 139.427 | 243799 | 0.4312 | 1.4713 | 0 | 116294 | 116.294 | 3536.57 | -68637.1 | 139.898 | 242953 | 0.46282 | 1.5791 | 0 | 117140 | 117.14 | 3295 | -72375.9 | -117.2261 | -116.7271 | -116.2561
[20 empty] | 2173 | 2020-04-01 12:00 | 2173 | 4 | 1 | 13 | 294730.614 | 294.7306 | 95.5644 | 193949 | 5.7482 | 19.613 | 0 | 102805 | 102.805 | 43924.7 | -62064.5 | 96.4621 | 186006 | 6.0873 | 20.77 | 0 | 90103.8 | 90.1038 | 47297.9 | -50170.6 | 96.6854 | 181248 | 6.1897 | 21.1192 | 0 | 94861.7 | 94.8617 | 46515.8 | -55589.1 | -199.1662 | -198.2685 | -198.0452
[20 empty] | 2174 | 2020-04-01 13:00 | 2174 | 4 | 1 | 14 | 272946.548 | 272.9465 | 90.4995 | 146049 | 5.6987 | 19.4441 | 0 | 89279.5 | 89.2795 | 43546.4 | -51595.8 | 90.738 | 137342 | 5.8471 | 19.9502 | 0 | 75570.1 | 75.5701 | 47159.9 | -39837.5 | 91.7191 | 132339 | 6.1716 | 21.0576 | 0 | 80572.4 | 80.5724 | 44679.8 | -44967.6 | -182.447 | -182.2085 | -181.2274
[20 empty] | 2175 | 2020-04-01 14:00 | 2175 | 4 | 1 | 15 | 232876.496 | 232.8765 | 82.7735 | 148888 | 12.8433 | 43.8213 | 0 | 92265 | 92.265 | 98140.6 | -58530.3 | 83.439 | 139671 | 13.2758 | 45.297 | 0 | 77383.6 | 77.3836 | 106421 | -45391.1 | 84.6553 | 134006 | 13.9269 | 47.5186 | 0 | 83048.3 | 83.0483 | 101446 | -51373.4 | -150.103 | -149.4375 | -148.2212
[20 empty] | 2176 | 2020-04-01 15:00 | 2176 | 4 | 1 | 16 | 176479.362 | 176.4794 | 81.0004 | 120408 | 13.0941 | 44.6771 | 0 | 88783.3 | 88.7833 | 100057 | -52222.8 | 81.7484 | 111202 | 13.619 | 46.468 | 0 | 74263.1 | 74.2631 | 109637 | -39960.6 | 83.0777 | 105887 | 14.3477 | 48.9544 | 0 | 79578 | 79.578 | 104068 | -45256.9 | -95.479 | -94.731 | -93.4017
[20 empty] | 2177 | 2020-04-01 16:00 | 2177 | 4 | 1 | 17 | 101710.524 | 101.7105 | 14.6733 | 31624.2 | 0 | 0 | 0 | 0 | 0 | 0 | 0 | 14.6733 | 31624.2 | 0 | 0 | 0 | 0 | 0 | 0 | 0 | 14.6733 | 31624.2 | 0 | 0 | 0 | 0 | 0 | 0 | 0 | -87.0372 | -87.0372 | -87.0372
[20 empty] | 2178 | 2020-04-01 17:00 | 2178 | 4 | 1 | 18 | 25740.952 | 25.741 | 13.7561 | 31697.5 | 0 | 0 | 0 | 0 | 0 | 0 | 0 | 13.7561 | 31697.5 | 0 | 0 | 0 | 0 | 0 | 0 | 0 | 13.7561 | 31697.5 | 0 | 0 | 0 | 0 | 0 | 0 | 0 | -11.9849 | -11.9849 | -11.9849
[20 empty] | 2179 | 2020-04-01 18:00 | 2179 | 4 | 1 | 19 | 0 | 0 | 10.3718 | 31697.5 | 0 | 0 | 0 | 0 | 0 | 0 | 0 | 10.3718 | 31697.5 | 0 | 0 | 0 | 0 | 0 | 0 | 0 | 10.3718 | 31697.5 | 0 | 0 | 0 | 0 | 0 | 0 | 0 | 10.3718 | 10.3718 | 10.3718
[20 empty] | 2180 | 2020-04-01 19:00 | 2180 | 4 | 1 | 20 | 0 | 0 | 8.8603 | 9335.73 | 0 | 0 | 0 | 0 | 0 | 0 | 0 | 8.8603 | 9335.73 | 0 | 0 | 0 | 0 | 0 | 0 | 0 | 8.8603 | 9335.73 | 0 | 0 | 0 | 0 | 0 | 0 | 0 | 8.8603 | 8.8603 | 8.8603
[20 empty] | 2181 | 2020-04-01 20:00 | 2181 | 4 | 1 | 21 | 0 | 0 | 7.3488 | 9555.71 | 0 | 0 | 0 | 0 | 0 | 0 | 0 | 7.3488 | 9555.71 | 0 | 0 | 0 | 0 | 0 | 0 | 0 | 7.3488 | 9555.71 | 0 | 0 | 0 | 0 | 0 | 0 | 0 | 7.3488 | 7.3488 | 7.3488
[20 empty] | 2182 | 2020-04-01 21:00 | 2182 | 4 | 1 | 22 | 0 | 0 | 7.3488 | 9775.69 | 0 | 0 | 0 | 0 | 0 | 0 | 0 | 7.3488 | 9775.69 | 0 | 0 | 0 | 0 | 0 | 0 | 0 | 7.3488 | 9775.69 | 0 | 0 | 0 | 0 | 0 | 0 | 0 | 7.3488 | 7.3488 | 7.3488
[20 empty] | 2183 | 2020-04-01 22:00 | 2183 | 4 | 1 | 23 | 0 | 0 | 7.3488 | 9775.69 | 0 | 0 | 0 | 0 | 0 | 0 | 0 | 7.3488 | 9775.69 | 0 | 0 | 0 | 0 | 0 | 0 | 0 | 7.3488 | 9775.69 | 0 | 0 | 0 | 0 | 0 | 0 | 0 | 7.3488 | 7.3488 | 7.3488
[20 empty] | 2184 | 2020-04-01 23:00 | 2184 | 4 | 1 | 24 | 0 | 0 | 7.3488 | 9922.34 | 0 | 0 | 0 | 0 | 0 | 0 | 0 | 7.3488 | 9922.34 | 0 | 0 | 0 | 0 | 0 | 0 | 0 | 7.3488 | 9922.34 | 0 | 0 | 0 | 0 | 0 | 0 | 0 | 7.3488 | 7.3488 | 7.3488
[20 empty] | 2185 | 2020-04-02 | 2185 | 4 | 2 | 1 | 0 | 0 | 7.3488 | 9922.34 | 0 | 0 | 0 | 0 | 0 | 0 | 0 | 7.3488 | 9922.34 | 0 | 0 | 0 | 0 | 0 | 0 | 0 | 7.3488 | 9922.34 | 0 | 0 | 0 | 0 | 0 | 0 | 0 | 7.3488 | 7.3488 | 7.3488
[20 empty] | 2186 | 2020-04-02 01:00 | 2186 | 4 | 2 | 2 | 0 | 0 | 7.3488 | 9922.34 | 0 | 0 | 0 | 0 | 0 | 0 | 0 | 7.3488 | 9922.34 | 0 | 0 | 0 | 0 | 0 | 0 | 0 | 7.3488 | 9922.34 | 0 | 0 | 0 | 0 | 0 | 0 | 0 | 7.3488 | 7.3488 | 7.3488
[20 empty] | 2187 | 2020-04-02 02:00 | 2187 | 4 | 2 | 3 | 0 | 0 | 7.3488 | 9995.67 | 0 | 0 | 0 | 0 | 0 | 0 | 0 | 7.3488 | 9995.67 | 0 | 0 | 0 | 0 | 0 | 0 | 0 | 7.3488 | 9995.67 | 0 | 0 | 0 | 0 | 0 | 0 | 0 | 7.3488 | 7.3488 | 7.3488
[20 empty] | 2188 | 2020-04-02 03:00 | 2188 | 4 | 2 | 4 | 0 | 0 | 9.7455 | 155756 | 0.75438 | 2.5739 | 0 | 145540 | 145.54 | 5764.53 | -18661.7 | 9.7147 | 149572 | 0.75438 | 2.5739 | 0 | 142722 | 142.722 | 5764.52 | -18661.3 | 9.7729 | 152938 | 0.75438 | 2.5739 | 0 | 139357 | 139.357 | 5764.51 | -18661.6 | 9.7455 | 9.7147 | 9.7729
[20 empty] | 2189 | 2020-04-02 04:00 | 2189 | 4 | 2 | 5 | 0 | 0 | 10.1313 | 53924.7 | 0 | 0 | 0 | 43709.1 | 43.7091 | 0 | -14304 | 10.1004 | 52950.5 | 0 | 0 | 0 | 43837.8 | 43.8378 | 0 | -14304 | 10.1587 | 54053.4 | 0 | 0 | 0 | 42734.9 | 42.7349 | 0 | -14304.3 | 10.1313 | 10.1004 | 10.1587
[20 empty] | 2190 | 2020-04-02 05:00 | 2190 | 4 | 2 | 6 | 0 | 0 | 12.2796 | 79888 | 0 | 0 | 0 | 47017 | 47.017 | 0 | -14054.9 | 12.2487 | 78796.8 | 0 | 0 | 0 | 47249.5 | 47.2495 | 0 | -14054.9 | 12.3069 | 80120.5 | 0 | 0 | 0 | 45925.8 | 45.9258 | 0 | -14055.2 | 12.2796 | 12.2487 | 12.3069
[20 empty] | 2191 | 2020-04-02 06:00 | 2191 | 4 | 2 | 7 | 27161.981 | 27.162 | 95.2358 | 243062 | 0.62485 | 2.132 | 0 | 160555 | 160.555 | 4774.75 | -139649 | 95.8877 | 250714 | 0.69282 | 2.3639 | 0 | 176635 | 176.635 | 5891.69 | -153863 | 96.7368 | 259142 | 0.77102 | 2.6307 | 0 | 168207 | 168.207 | 5294.11 | -146345 | 68.0738 | 68.7257 | 69.5748
[20 empty] | 2192 | 2020-04-02 07:00 | 2192 | 4 | 2 | 8 | 100089.442 | 100.0894 | 130.21 | 281284 | 0.81063 | 2.7659 | 0 | 198777 | 198.777 | 6194.39 | -148113 | 131.054 | 284910 | 0.90865 | 3.1003 | 0 | 209292 | 209.292 | 7679.03 | -156953 | 132.073 | 291799 | 1.0049 | 3.4288 | 0 | 202403 | 202.403 | 6943.33 | -152034 | 30.1206 | 30.9646 | 31.9836
[20 empty] | 2193 | 2020-04-02 08:00 | 2193 | 4 | 2 | 9 | 172087.693 | 172.0877 | 134.368 | 199336 | 0.53844 | 1.8372 | 0 | 141906 | 141.906 | 4114.46 | -99950.8 | 134.92 | 200447 | 0.58652 | 2.0012 | 0 | 146845 | 146.845 | 4901.03 | -104263 | 135.739 | 204274 | 0.64138 | 2.1884 | 0 | 143018 | 143.018 | 4481.83 | -101881 | -37.7197 | -37.1677 | -36.3487
[20 empty] | 2194 | 2020-04-02 09:00 | 2194 | 4 | 2 | 10 | 228438.054 | 228.4381 | 134.884 | 173999 | 0.4299 | 1.4668 | 0 | 116789 | 116.789 | 3285.07 | -70166.3 | 135.433 | 171317 | 0.45342 | 1.5471 | 0 | 115843 | 115.843 | 4378.4 | -68078.7 | 136.679 | 173053 | 0.57298 | 1.955 | 0 | 114107 | 114.107 | 3464.76 | -68872.4 | -93.5541 | -93.0051 | -91.7591
[20 empty] | 2195 | 2020-04-02 10:00 | 2195 | 4 | 2 | 11 | 271114.044 | 271.114 | 115.539 | 231922 | 0.41721 | 1.4235 | 0 | 105263 | 105.263 | 3188.07 | -67078.3 | 115.947 | 228236 | 0.43927 | 1.4988 | 0 | 100886 | 100.886 | 3676.3 | -62648.1 | 116.884 | 227545 | 0.4811 | 1.6415 | 0 | 101577 | 101.577 | 3356.65 | -64424.4 | -155.575 | -155.167 | -154.23
[20 empty] | 2196 | 2020-04-02 11:00 | 2196 | 4 | 2 | 12 | 292257.801 | 292.2578 | 145.279 | 199016 | 7.2975 | 24.8991 | 0 | 72356.9 | 72.3569 | 55763.3 | -30618.2 | 146.016 | 194651 | 7.733 | 26.385 | 0 | 66607.5 | 66.6075 | 60116.3 | -25412.2 | 146.096 | 193266 | 7.8672 | 26.8428 | 0 | 67991.9 | 67.9919 | 59091 | -27648.2 | -146.9788 | -146.2418 | -146.1618
[20 empty] | 2197 | 2020-04-02 12:00 | 2197 | 4 | 2 | 13 | 293531.127 | 293.5311 | 97.861 | 145464 | 8.7435 | 29.8329 | 0 | 54752.8 | 54.7528 | 66812.8 | -22856.3 | 98.282 | 140128 | 9.1009 | 31.0524 | 0 | 46819.1 | 46.8191 | 73285.6 | -15424 | 99.2775 | 137531 | 9.5906 | 32.7231 | 0 | 49415.8 | 49.4158 | 69543.9 | -18886.3 | -195.6701 | -195.2491 | -194.2536
[20 empty] | 2198 | 2020-04-02 13:00 | 2198 | 4 | 2 | 14 | 271869.897 | 271.8699 | 92.5786 | 102970 | 8.6679 | 29.5749 | 0 | 46346.9 | 46.3469 | 66235 | -15895.1 | 93.0768 | 97602.1 | 9.0047 | 30.724 | 0 | 38350.5 | 38.3505 | 72064.7 | -9142.49 | 93.9101 | 94973.1 | 9.4308 | 32.178 | 0 | 40979.5 | 40.9795 | 68808.3 | -12227.9 | -179.2913 | -178.7931 | -177.9598
[20 empty] | 2199 | 2020-04-02 14:00 | 2199 | 4 | 2 | 15 | 230316.976 | 230.317 | 80.6851 | 103134 | 12.0212 | 41.0163 | 0 | 46658 | 46.658 | 91858.6 | -18598.2 | 81.6236 | 96744.9 | 12.6106 | 43.0274 | 0 | 37868.5 | 37.8685 | 99200.4 | -10712.8 | 82.1558 | 94344.4 | 12.982 | 44.2946 | 0 | 40269.1 | 40.2691 | 96362.9 | -13664.8 | -149.6319 | -148.6934 | -148.1612
[20 empty] | 2200 | 2020-04-02 15:00 | 2200 | 4 | 2 | 16 | 170295.14 | 170.2951 | 80.6888 | 76282.7 | 13.9045 | 47.4422 | 0 | 44731.8 | 44.7318 | 106250 | -15491.1 | 80.9135 | 70003.4 | 14.2068 | 48.4736 | 0 | 36679.5 | 36.6795 | 113200 | -8827.81 | 81.8906 | 68230.4 | 14.8141 | 50.5457 | 0 | 38452.6 | 38.4526 | 108560 | -11109.7 | -89.6063 | -89.3816 | -88.4045
[20 empty] | 2201 | 2020-04-02 16:00 | 2201 | 4 | 2 | 17 | 36286.144 | 36.2861 | 14.6733 | 31550.8 | 0 | 0 | 0 | 0 | 0 | 0 | 0 | 14.6733 | 31550.8 | 0 | 0 | 0 | 0 | 0 | 0 | 0 | 14.6733 | 31550.8 | 0 | 0 | 0 | 0 | 0 | 0 | 0 | -21.6128 | -21.6128 | -21.6128
[20 empty] | 2202 | 2020-04-02 17:00 | 2202 | 4 | 2 | 18 | 13898.674 | 13.8987 | 13.7561 | 31917.6 | 0 | 0 | 0 | 0 | 0 | 0 | 0 | 13.7561 | 31917.6 | 0 | 0 | 0 | 0 | 0 | 0 | 0 | 13.7561 | 31917.6 | 0 | 0 | 0 | 0 | 0 | 0 | 0 | -0.14257 | -0.14257 | -0.14257
[20 empty] | 2203 | 2020-04-02 18:00 | 2203 | 4 | 2 | 19 | 0 | 0 | 10.3718 | 31917.6 | 0 | 0 | 0 | 0 | 0 | 0 | 0 | 10.3718 | 31917.6 | 0 | 0 | 0 | 0 | 0 | 0 | 0 | 10.3718 | 31917.6 | 0 | 0 | 0 | 0 | 0 | 0 | 0 | 10.3718 | 10.3718 | 10.3718
[20 empty] | 2204 | 2020-04-02 19:00 | 2204 | 4 | 2 | 20 | 0 | 0 | 8.8603 | 9555.71 | 0 | 0 | 0 | 0 | 0 | 0 | 0 | 8.8603 | 9555.71 | 0 | 0 | 0 | 0 | 0 | 0 | 0 | 8.8603 | 9555.71 | 0 | 0 | 0 | 0 | 0 | 0 | 0 | 8.8603 | 8.8603 | 8.8603
[20 empty] | 2205 | 2020-04-02 20:00 | 2205 | 4 | 2 | 21 | 0 | 0 | 7.3488 | 9995.67 | 0 | 0 | 0 | 0 | 0 | 0 | 0 | 7.3488 | 9995.67 | 0 | 0 | 0 | 0 | 0 | 0 | 0 | 7.3488 | 9995.67 | 0 | 0 | 0 | 0 | 0 | 0 | 0 | 7.3488 | 7.3488 | 7.3488
[20 empty] | 2206 | 2020-04-02 21:00 | 2206 | 4 | 2 | 22 | 0 | 0 | 7.3488 | 10362.3 | 0 | 0 | 0 | 0 | 0 | 0 | 0 | 7.3488 | 10362.3 | 0 | 0 | 0 | 0 | 0 | 0 | 0 | 7.3488 | 10362.3 | 0 | 0 | 0 | 0 | 0 | 0 | 0 | 7.3488 | 7.3488 | 7.3488
[20 empty] | 2207 | 2020-04-02 22:00 | 2207 | 4 | 2 | 23 | 0 | 0 | 7.3488 | 10362.3 | 0 | 0 | 0 | 0 | 0 | 0 | 0 | 7.3488 | 10362.3 | 0 | 0 | 0 | 0 | 0 | 0 | 0 | 7.3488 | 10362.3 | 0 | 0 | 0 | 0 | 0 | 0 | 0 | 7.3488 | 7.3488 | 7.3488
[20 empty] | 2208 | 2020-04-02 23:00 | 2208 | 4 | 2 | 24 | 0 | 0 | 7.8094 | 10289 | 0 | 0 | 0 | 0 | 0 | 0 | 0 | 7.8094 | 10289 | 0 | 0 | 0 | 0 | 0 | 0 | 0 | 7.8094 | 10289 | 0 | 0 | 0 | 0 | 0 | 0 | 0 | 7.8094 | 7.8094 | 7.8094
[20 empty] | 2209 | 2020-04-03 | 2209 | 4 | 3 | 1 | 0 | 0 | 7.8094 | 10509 | 0 | 0 | 0 | 0 | 0 | 0 | 0 | 7.8094 | 10509 | 0 | 0 | 0 | 0 | 0 | 0 | 0 | 7.8094 | 10509 | 0 | 0 | 0 | 0 | 0 | 0 | 0 | 7.8094 | 7.8094 | 7.8094
[20 empty] | 2210 | 2020-04-03 01:00 | 2210 | 4 | 3 | 2 | 0 | 0 | 7.8094 | 10509 | 0 | 0 | 0 | 0 | 0 | 0 | 0 | 7.8094 | 10509 | 0 | 0 | 0 | 0 | 0 | 0 | 0 | 7.8094 | 10509 | 0 | 0 | 0 | 0 | 0 | 0 | 0 | 7.8094 | 7.8094 | 7.8094
[20 empty] | 2211 | 2020-04-03 02:00 | 2211 | 4 | 3 | 3 | 0 | 0 | 7.8094 | 10655.6 | 0 | 0 | 0 | 0 | 0 | 0 | 0 | 7.8094 | 10655.6 | 0 | 0 | 0 | 0 | 0 | 0 | 0 | 7.8094 | 10655.6 | 0 | 0 | 0 | 0 | 0 | 0 | 0 | 7.8094 | 7.8094 | 7.8094
[20 empty] | 2212 | 2020-04-03 03:00 | 2212 | 4 | 3 | 4 | 0 | 0 | 7.8094 | 11022.3 | 0 | 0 | 0 | 0 | 0 | 0 | 0 | 7.8094 | 11022.3 | 0 | 0 | 0 | 0 | 0 | 0 | 0 | 7.8094 | 11022.3 | 0 | 0 | 0 | 0 | 0 | 0 | 0 | 7.8094 | 7.8094 | 7.8094
[20 empty] | 2213 | 2020-04-03 04:00 | 2213 | 4 | 3 | 5 | 0 | 0 | 7.8094 | 11022.3 | 0 | 0 | 0 | 0 | 0 | 0 | 0 | 7.8094 | 11022.3 | 0 | 0 | 0 | 0 | 0 | 0 | 0 | 7.8094 | 11022.3 | 0 | 0 | 0 | 0 | 0 | 0 | 0 | 7.8094 | 7.8094 | 7.8094
[20 empty] | 2214 | 2020-04-03 05:00 | 2214 | 4 | 3 | 6 | 0 | 0 | 7.8094 | 10802.3 | 0 | 0 | 0 | 0 | 0 | 0 | 0 | 7.8094 | 10802.3 | 0 | 0 | 0 | 0 | 0 | 0 | 0 | 7.8094 | 10802.3 | 0 | 0 | 0 | 0 | 0 | 0 | 0 | 7.8094 | 7.8094 | 7.8094
[20 empty] | 2215 | 2020-04-03 06:00 | 2215 | 4 | 3 | 7 | 370.551 | 0.37055 | 7.8045 | 10362.3 | 0 | 0 | 0 | 0 | 0 | 0 | 0 | 7.8034 | 10362.3 | 0 | 0 | 0 | 0 | 0 | 0 | 0 | 7.8025 | 10362.3 | 0 | 0 | 0 | 0 | 0 | 0 | 0 | 7.4339 | 7.4328 | 7.4319
[20 empty] | 2216 | 2020-04-03 07:00 | 2216 | 4 | 3 | 8 | 34292.505 | 34.2925 | 7.7993 | 10362.3 | 0 | 0 | 0 | 0 | 0 | 0 | 0 | 7.7993 | 10362.3 | 0 | 0 | 0 | 0 | 0 | 0 | 0 | 7.7993 | 10362.3 | 0 | 0 | 0 | 0 | 0 | 0 | 0 | -26.4932 | -26.4932 | -26.4932
[20 empty] | 2217 | 2020-04-03 08:00 | 2217 | 4 | 3 | 9 | 34623.746 | 34.6237 | 7.7993 | 10215.6 | 0 | 0 | 0 | 0 | 0 | 0 | 0 | 7.7993 | 10215.6 | 0 | 0 | 0 | 0 | 0 | 0 | 0 | 7.7993 | 10215.6 | 0 | 0 | 0 | 0 | 0 | 0 | 0 | -26.8244 | -26.8244 | -26.8244
[20 empty] | 2218 | 2020-04-03 09:00 | 2218 | 4 | 3 | 10 | 41347.26 | 41.3473 | 7.7993 | 10215.6 | 0 | 0 | 0 | 0 | 0 | 0 | 0 | 7.7993 | 10215.6 | 0 | 0 | 0 | 0 | 0 | 0 | 0 | 7.7993 | 10215.6 | 0 | 0 | 0 | 0 | 0 | 0 | 0 | -33.5479 | -33.5479 | -33.5479
[20 empty] | 2219 | 2020-04-03 10:00 | 2219 | 4 | 3 | 11 | 56711.535 | 56.7115 | 7.7998 | 10215.6 | 0 | 0 | 0 | 0 | 0 | 0 | 0 | 7.7993 | 10215.6 | 0 | 0 | 0 | 0 | 0 | 0 | 0 | 7.7993 | 10215.6 | 0 | 0 | 0 | 0 | 0 | 0 | 0 | -48.9117 | -48.9122 | -48.9122
[20 empty] | 2220 | 2020-04-03 11:00 | 2220 | 4 | 3 | 12 | 66670.375 | 66.6704 | 7.8001 | 10582.3 | 0 | 0 | 0 | 0 | 0 | 0 | 0 | 7.7995 | 10582.3 | 0 | 0 | 0 | 0 | 0 | 0 | 0 | 7.7993 | 10582.3 | 0 | 0 | 0 | 0 | 0 | 0 | 0 | -58.8703 | -58.8709 | -58.8711
[20 empty] | 2221 | 2020-04-03 12:00 | 2221 | 4 | 3 | 13 | 63291.877 | 63.2919 | 7.7993 | 10582.3 | 0 | 0 | 0 | 0 | 0 | 0 | 0 | 7.7993 | 10582.3 | 0 | 0 | 0 | 0 | 0 | 0 | 0 | 7.7993 | 10582.3 | 0 | 0 | 0 | 0 | 0 | 0 | 0 | -55.4926 | -55.4926 | -55.4926
[20 empty] | 2222 | 2020-04-03 13:00 | 2222 | 4 | 3 | 14 | 77887.416 | 77.8874 | 7.7993 | 10582.3 | 0 | 0 | 0 | 0 | 0 | 0 | 0 | 7.7993 | 10582.3 | 0 | 0 | 0 | 0 | 0 | 0 | 0 | 7.7993 | 10582.3 | 0 | 0 | 0 | 0 | 0 | 0 | 0 | -70.0881 | -70.0881 | -70.0881
[20 empty] | 2223 | 2020-04-03 14:00 | 2223 | 4 | 3 | 15 | 41480.803 | 41.4808 | 7.7998 | 10509 | 0 | 0 | 0 | 0 | 0 | 0 | 0 | 7.7993 | 10509 | 0 | 0 | 0 | 0 | 0 | 0 | 0 | 7.7993 | 10509 | 0 | 0 | 0 | 0 | 0 | 0 | 0 | -33.681 | -33.6815 | -33.6815
[20 empty] | 2224 | 2020-04-03 15:00 | 2224 | 4 | 3 | 16 | 52438.661 | 52.4387 | 7.8007 | 10582.3 | 0 | 0 | 0 | 0 | 0 | 0 | 0 | 7.8 | 10582.3 | 0 | 0 | 0 | 0 | 0 | 0 | 0 | 7.7995 | 10582.3 | 0 | 0 | 0 | 0 | 0 | 0 | 0 | -44.638 | -44.6387 | -44.6391
[20 empty] | 2225 | 2020-04-03 16:00 | 2225 | 4 | 3 | 17 | 31301.249 | 31.3012 | 7.8004 | 10582.3 | 0 | 0 | 0 | 0 | 0 | 0 | 0 | 7.7998 | 10582.3 | 0 | 0 | 0 | 0 | 0 | 0 | 0 | 7.7993 | 10582.3 | 0 | 0 | 0 | 0 | 0 | 0 | 0 | -23.5008 | -23.5015 | -23.5019
[20 empty] | 2226 | 2020-04-03 17:00 | 2226 | 4 | 3 | 18 | 8772.036 | 8.772 | 7.8042 | 10655.6 | 0 | 0 | 0 | 0 | 0 | 0 | 0 | 7.8035 | 10655.6 | 0 | 0 | 0 | 0 | 0 | 0 | 0 | 7.803 | 10655.6 | 0 | 0 | 0 | 0 | 0 | 0 | 0 | -0.96788 | -0.96852 | -0.96904
[20 empty] | 2227 | 2020-04-03 18:00 | 2227 | 4 | 3 | 19 | 0 | 0 | 7.8094 | 10655.6 | 0 | 0 | 0 | 0 | 0 | 0 | 0 | 7.8094 | 10655.6 | 0 | 0 | 0 | 0 | 0 | 0 | 0 | 7.8094 | 10655.6 | 0 | 0 | 0 | 0 | 0 | 0 | 0 | 7.8094 | 7.8094 | 7.8094
[20 empty] | 2228 | 2020-04-03 19:00 | 2228 | 4 | 3 | 20 | 0 | 0 | 7.8094 | 10509 | 0 | 0 | 0 | 0 | 0 | 0 | 0 | 7.8094 | 10509 | 0 | 0 | 0 | 0 | 0 | 0 | 0 | 7.8094 | 10509 | 0 | 0 | 0 | 0 | 0 | 0 | 0 | 7.8094 | 7.8094 | 7.8094
[20 empty] | 2229 | 2020-04-03 20:00 | 2229 | 4 | 3 | 21 | 0 | 0 | 7.8094 | 10509 | 0 | 0 | 0 | 0 | 0 | 0 | 0 | 7.8094 | 10509 | 0 | 0 | 0 | 0 | 0 | 0 | 0 | 7.8094 | 10509 | 0 | 0 | 0 | 0 | 0 | 0 | 0 | 7.8094 | 7.8094 | 7.8094
[20 empty] | 2230 | 2020-04-03 21:00 | 2230 | 4 | 3 | 22 | 0 | 0 | 7.8094 | 10215.6 | 0 | 0 | 0 | 0 | 0 | 0 | 0 | 7.8094 | 10215.6 | 0 | 0 | 0 | 0 | 0 | 0 | 0 | 7.8094 | 10215.6 | 0 | 0 | 0 | 0 | 0 | 0 | 0 | 7.8094 | 7.8094 | 7.8094
[20 empty] | 2231 | 2020-04-03 22:00 | 2231 | 4 | 3 | 23 | 0 | 0 | 7.8094 | 10215.6 | 0 | 0 | 0 | 0 | 0 | 0 | 0 | 7.8094 | 10215.6 | 0 | 0 | 0 | 0 | 0 | 0 | 0 | 7.8094 | 10215.6 | 0 | 0 | 0 | 0 | 0 | 0 | 0 | 7.8094 | 7.8094 | 7.8094
[20 empty] | 2232 | 2020-04-03 23:00 | 2232 | 4 | 3 | 24 | 0 | 0 | 7.8094 | 10289 | 0 | 0 | 0 | 0 | 0 | 0 | 0 | 7.8094 | 10289 | 0 | 0 | 0 | 0 | 0 | 0 | 0 | 7.8094 | 10289 | 0 | 0 | 0 | 0 | 0 | 0 | 0 | 7.8094 | 7.8094 | 7.8094
[20 empty] | 2233 | 2020-04-04 | 2233 | 4 | 4 | 1 | 0 | 0 | 7.8094 | 10362.3 | 0 | 0 | 0 | 0 | 0 | 0 | 0 | 7.8094 | 10362.3 | 0 | 0 | 0 | 0 | 0 | 0 | 0 | 7.8094 | 10362.3 | 0 | 0 | 0 | 0 | 0 | 0 | 0 | 7.8094 | 7.8094 | 7.8094
[20 empty] | 2234 | 2020-04-04 01:00 | 2234 | 4 | 4 | 2 | 0 | 0 | 7.8094 | 10289 | 0 | 0 | 0 | 0 | 0 | 0 | 0 | 7.8094 | 10289 | 0 | 0 | 0 | 0 | 0 | 0 | 0 | 7.8094 | 10289 | 0 | 0 | 0 | 0 | 0 | 0 | 0 | 7.8094 | 7.8094 | 7.8094
[20 empty] | 2235 | 2020-04-04 02:00 | 2235 | 4 | 4 | 3 | 0 | 0 | 7.8094 | 10362.3 | 0 | 0 | 0 | 0 | 0 | 0 | 0 | 7.8094 | 10362.3 | 0 | 0 | 0 | 0 | 0 | 0 | 0 | 7.8094 | 10362.3 | 0 | 0 | 0 | 0 | 0 | 0 | 0 | 7.8094 | 7.8094 | 7.8094
[20 empty] | 2236 | 2020-04-04 03:00 | 2236 | 4 | 4 | 4 | 0 | 0 | 7.8094 | 10509 | 0 | 0 | 0 | 0 | 0 | 0 | 0 | 7.8094 | 10509 | 0 | 0 | 0 | 0 | 0 | 0 | 0 | 7.8094 | 10509 | 0 | 0 | 0 | 0 | 0 | 0 | 0 | 7.8094 | 7.8094 | 7.8094
[20 empty] | 2237 | 2020-04-04 04:00 | 2237 | 4 | 4 | 5 | 0 | 0 | 7.8094 | 10509 | 0 | 0 | 0 | 0 | 0 | 0 | 0 | 7.8094 | 10509 | 0 | 0 | 0 | 0 | 0 | 0 | 0 | 7.8094 | 10509 | 0 | 0 | 0 | 0 | 0 | 0 | 0 | 7.8094 | 7.8094 | 7.8094
[20 empty] | 2238 | 2020-04-04 05:00 | 2238 | 4 | 4 | 6 | 0 | 0 | 7.8094 | 10728.9 | 0 | 0 | 0 | 0 | 0 | 0 | 0 | 7.8094 | 10728.9 | 0 | 0 | 0 | 0 | 0 | 0 | 0 | 7.8094 | 10728.9 | 0 | 0 | 0 | 0 | 0 | 0 | 0 | 7.8094 | 7.8094 | 7.8094
[20 empty] | 2239 | 2020-04-04 06:00 | 2239 | 4 | 4 | 7 | 20317.309 | 20.3173 | 7.8042 | 10728.9 | 0 | 0 | 0 | 0 | 0 | 0 | 0 | 7.803 | 10728.9 | 0 | 0 | 0 | 0 | 0 | 0 | 0 | 7.802 | 10728.9 | 0 | 0 | 0 | 0 | 0 | 0 | 0 | -12.5131 | -12.5143 | -12.5153
[20 empty] | 2240 | 2020-04-04 07:00 | 2240 | 4 | 4 | 8 | 106409.733 | 106.4097 | 7.7993 | 10802.3 | 0 | 0 | 0 | 0 | 0 | 0 | 0 | 7.7993 | 10802.3 | 0 | 0 | 0 | 0 | 0 | 0 | 0 | 7.7993 | 10802.3 | 0 | 0 | 0 | 0 | 0 | 0 | 0 | -98.6104 | -98.6104 | -98.6104
[20 empty] | 2241 | 2020-04-04 08:00 | 2241 | 4 | 4 | 9 | 184649.888 | 184.6499 | 7.7993 | 10655.6 | 0 | 0 | 0 | 0 | 0 | 0 | 0 | 7.7993 | 10655.6 | 0 | 0 | 0 | 0 | 0 | 0 | 0 | 7.7993 | 10655.6 | 0 | 0 | 0 | 0 | 0 | 0 | 0 | -176.8506 | -176.8506 | -176.8506
[20 empty] | 2242 | 2020-04-04 09:00 | 2242 | 4 | 4 | 10 | 244285.463 | 244.2855 | 7.7993 | 10582.3 | 0 | 0 | 0 | 0 | 0 | 0 | 0 | 7.7993 | 10582.3 | 0 | 0 | 0 | 0 | 0 | 0 | 0 | 7.7993 | 10582.3 | 0 | 0 | 0 | 0 | 0 | 0 | 0 | -236.4861 | -236.4861 | -236.4861
[20 empty] | 2243 | 2020-04-04 10:00 | 2243 | 4 | 4 | 11 | 285901.449 | 285.9014 | 7.7993 | 10582.3 | 0 | 0 | 0 | 0 | 0 | 0 | 0 | 7.7993 | 10582.3 | 0 | 0 | 0 | 0 | 0 | 0 | 0 | 7.7993 | 10582.3 | 0 | 0 | 0 | 0 | 0 | 0 | 0 | -278.1021 | -278.1021 | -278.1021
[20 empty] | 2244 | 2020-04-04 11:00 | 2244 | 4 | 4 | 12 | 307608.04 | 307.608 | 7.7993 | 10655.6 | 0 | 0 | 0 | 0 | 0 | 0 | 0 | 7.7993 | 10655.6 | 0 | 0 | 0 | 0 | 0 | 0 | 0 | 7.7993 | 10655.6 | 0 | 0 | 0 | 0 | 0 | 0 | 0 | -299.8087 | -299.8087 | -299.8087
[20 empty] | 2245 | 2020-04-04 12:00 | 2245 | 4 | 4 | 13 | 308623.114 | 308.6231 | 7.7993 | 10509 | 0 | 0 | 0 | 0 | 0 | 0 | 0 | 7.7993 | 10509 | 0 | 0 | 0 | 0 | 0 | 0 | 0 | 7.7993 | 10509 | 0 | 0 | 0 | 0 | 0 | 0 | 0 | -300.8238 | -300.8238 | -300.8238
[20 empty] | 2246 | 2020-04-04 13:00 | 2246 | 4 | 4 | 14 | 288368.09 | 288.3681 | 7.7993 | 10509 | 0 | 0 | 0 | 0 | 0 | 0 | 0 | 7.7993 | 10509 | 0 | 0 | 0 | 0 | 0 | 0 | 0 | 7.7993 | 10509 | 0 | 0 | 0 | 0 | 0 | 0 | 0 | -280.5688 | -280.5688 | -280.5688
[20 empty] | 2247 | 2020-04-04 14:00 | 2247 | 4 | 4 | 15 | 245910.181 | 245.9102 | 7.7993 | 10069 | 0 | 0 | 0 | 0 | 0 | 0 | 0 | 7.7993 | 10069 | 0 | 0 | 0 | 0 | 0 | 0 | 0 | 7.7993 | 10069 | 0 | 0 | 0 | 0 | 0 | 0 | 0 | -238.1109 | -238.1109 | -238.1109
[20 empty] | 2248 | 2020-04-04 15:00 | 2248 | 4 | 4 | 16 | 187214.594 | 187.2146 | 7.7993 | 9922.34 | 0 | 0 | 0 | 0 | 0 | 0 | 0 | 7.7993 | 9922.34 | 0 | 0 | 0 | 0 | 0 | 0 | 0 | 7.7993 | 9922.34 | 0 | 0 | 0 | 0 | 0 | 0 | 0 | -179.4153 | -179.4153 | -179.4153
[20 empty] | 2249 | 2020-04-04 16:00 | 2249 | 4 | 4 | 17 | 108790.225 | 108.7902 | 7.7993 | 9922.34 | 0 | 0 | 0 | 0 | 0 | 0 | 0 | 7.7993 | 9922.34 | 0 | 0 | 0 | 0 | 0 | 0 | 0 | 7.7993 | 9922.34 | 0 | 0 | 0 | 0 | 0 | 0 | 0 | -100.9909 | -100.9909 | -100.9909
[20 empty] | 2250 | 2020-04-04 17:00 | 2250 | 4 | 4 | 18 | 28853.517 | 28.8535 | 7.7993 | 10289 | 0 | 0 | 0 | 0 | 0 | 0 | 0 | 7.7993 | 10289 | 0 | 0 | 0 | 0 | 0 | 0 | 0 | 7.7993 | 10289 | 0 | 0 | 0 | 0 | 0 | 0 | 0 | -21.0542 | -21.0542 | -21.0542
[20 empty] | 2251 | 2020-04-04 18:00 | 2251 | 4 | 4 | 19 | 0 | 0 | 7.8094 | 10509 | 0 | 0 | 0 | 0 | 0 | 0 | 0 | 7.8094 | 10509 | 0 | 0 | 0 | 0 | 0 | 0 | 0 | 7.8094 | 10509 | 0 | 0 | 0 | 0 | 0 | 0 | 0 | 7.8094 | 7.8094 | 7.8094
[20 empty] | 2252 | 2020-04-04 19:00 | 2252 | 4 | 4 | 20 | 0 | 0 | 7.8094 | 10509 | 0 | 0 | 0 | 0 | 0 | 0 | 0 | 7.8094 | 10509 | 0 | 0 | 0 | 0 | 0 | 0 | 0 | 7.8094 | 10509 | 0 | 0 | 0 | 0 | 0 | 0 | 0 | 7.8094 | 7.8094 | 7.8094
[20 empty] | 2253 | 2020-04-04 20:00 | 2253 | 4 | 4 | 21 | 0 | 0 | 7.8094 | 10802.3 | 0 | 0 | 0 | 0 | 0 | 0 | 0 | 7.8094 | 10802.3 | 0 | 0 | 0 | 0 | 0 | 0 | 0 | 7.8094 | 10802.3 | 0 | 0 | 0 | 0 | 0 | 0 | 0 | 7.8094 | 7.8094 | 7.8094
[20 empty] | 2254 | 2020-04-04 21:00 | 2254 | 4 | 4 | 22 | 0 | 0 | 7.8094 | 10948.9 | 0 | 0 | 0 | 0 | 0 | 0 | 0 | 7.8094 | 10948.9 | 0 | 0 | 0 | 0 | 0 | 0 | 0 | 7.8094 | 10948.9 | 0 | 0 | 0 | 0 | 0 | 0 | 0 | 7.8094 | 7.8094 | 7.8094
[20 empty] | 2255 | 2020-04-04 22:00 | 2255 | 4 | 4 | 23 | 0 | 0 | 7.8094 | 10948.9 | 0 | 0 | 0 | 0 | 0 | 0 | 0 | 7.8094 | 10948.9 | 0 | 0 | 0 | 0 | 0 | 0 | 0 | 7.8094 | 10948.9 | 0 | 0 | 0 | 0 | 0 | 0 | 0 | 7.8094 | 7.8094 | 7.8094
[20 empty] | 2256 | 2020-04-04 23:00 | 2256 | 4 | 4 | 24 | 0 | 0 | 7.3488 | 11095.6 | 0 | 0 | 0 | 0 | 0 | 0 | 0 | 7.3488 | 11095.6 | 0 | 0 | 0 | 0 | 0 | 0 | 0 | 7.3488 | 11095.6 | 0 | 0 | 0 | 0 | 0 | 0 | 0 | 7.3488 | 7.3488 | 7.3488
[20 empty] | 2257 | 2020-04-05 | 2257 | 4 | 5 | 1 | 0 | 0 | 7.3488 | 10875.6 | 0 | 0 | 0 | 0 | 0 | 0 | 0 | 7.3488 | 10875.6 | 0 | 0 | 0 | 0 | 0 | 0 | 0 | 7.3488 | 10875.6 | 0 | 0 | 0 | 0 | 0 | 0 | 0 | 7.3488 | 7.3488 | 7.3488
[20 empty] | 2258 | 2020-04-05 01:00 | 2258 | 4 | 5 | 2 | 0 | 0 | 7.3488 | 10875.6 | 0 | 0 | 0 | 0 | 0 | 0 | 0 | 7.3488 | 10875.6 | 0 | 0 | 0 | 0 | 0 | 0 | 0 | 7.3488 | 10875.6 | 0 | 0 | 0 | 0 | 0 | 0 | 0 | 7.3488 | 7.3488 | 7.3488
[20 empty] | 2259 | 2020-04-05 02:00 | 2259 | 4 | 5 | 3 | 0 | 0 | 7.3488 | 10875.6 | 0 | 0 | 0 | 0 | 0 | 0 | 0 | 7.3488 | 10875.6 | 0 | 0 | 0 | 0 | 0 | 0 | 0 | 7.3488 | 10875.6 | 0 | 0 | 0 | 0 | 0 | 0 | 0 | 7.3488 | 7.3488 | 7.3488
[20 empty] | 2260 | 2020-04-05 03:00 | 2260 | 4 | 5 | 4 | 0 | 0 | 21.1298 | 428655 | 7.9846 | 27.2434 | 0 | 417633 | 417.633 | 61013.3 | -264848 | 16.4026 | 316812 | 4.9968 | 17.049 | 0 | 309235 | 309.235 | 42241.4 | -173520 | 17.2447 | 320258 | 5.528 | 18.8614 | 0 | 305790 | 305.79 | 38182.3 | -173446 | 21.1298 | 16.4026 | 17.2447
[20 empty] | 2261 | 2020-04-05 04:00 | 2261 | 4 | 5 | 5 | 0 | 0 | 16.9117 | 407860 | 4.275 | 14.5863 | 0 | 396691 | 396.691 | 32667 | -314748 | 23.627 | 433854 | 8.6661 | 29.5688 | 0 | 311961 | 311.961 | 38906.2 | -241953 | 18.0817 | 323130 | 5.0915 | 17.3722 | 0 | 422686 | 422.686 | 66221.3 | -338299 | 16.9117 | 23.627 | 18.0817
[20 empty] | 2262 | 2020-04-05 05:00 | 2262 | 4 | 5 | 6 | 0 | 0 | 20.8691 | 499095 | 5.3906 | 18.3929 | 0 | 465417 | 465.417 | 41192.1 | -373414 | 13.5171 | 398949 | 0.72697 | 2.4804 | 0 | 278404 | 278.404 | 5555.11 | -212896 | 13.4954 | 312082 | 0.72697 | 2.4804 | 0 | 365271 | 365.271 | 5555.11 | -288404 | 20.8691 | 13.5171 | 13.4954
[20 empty] | 2263 | 2020-04-05 06:00 | 2263 | 4 | 5 | 7 | 24483.703 | 24.4837 | 96.9792 | 638857 | 0.80906 | 2.7605 | 0 | 555543 | 555.543 | 6182.36 | -459157 | 97.7762 | 682481 | 0.90079 | 3.0735 | 0 | 654232 | 654.232 | 7603.83 | -550768 | 98.7237 | 737546 | 0.99508 | 3.3952 | 0 | 599167 | 599.167 | 6883.27 | -501336 | 72.4955 | 73.2925 | 74.24
[20 empty] | 2264 | 2020-04-05 07:00 | 2264 | 4 | 5 | 8 | 99984.282 | 99.9843 | 131.901 | 738660 | 1.0192 | 3.4774 | 0 | 655346 | 655.346 | 7787.95 | -551010 | 132.824 | 768796 | 1.1222 | 3.8289 | 0 | 724168 | 724.168 | 9379.27 | -616161 | 133.95 | 807482 | 1.2274 | 4.188 | 0 | 685482 | 685.482 | 8575.02 | -582400 | 31.9167 | 32.8397 | 33.9657
[20 empty] | 2265 | 2020-04-05 08:00 | 2265 | 4 | 5 | 9 | 161848.523 | 161.8485 | 138.628 | 603221 | 1.1641 | 3.972 | 0 | 545058 | 545.058 | 8895.66 | -455080 | 139.617 | 623618 | 1.2667 | 4.322 | 0 | 592552 | 592.552 | 10480.4 | -498650 | 140.848 | 650715 | 1.3715 | 4.6796 | 0 | 565455 | 565.455 | 9679.33 | -475675 | -23.2205 | -22.2315 | -21.0005
[20 empty] | 2266 | 2020-04-05 09:00 | 2266 | 4 | 5 | 10 | 236946.453 | 236.9465 | 140.093 | 568787 | 1.1573 | 3.9486 | 0 | 510624 | 510.624 | 8843.1 | -417175 | 141.054 | 588456 | 1.2597 | 4.298 | 0 | 556511 | 556.511 | 10425.5 | -458540 | 142.256 | 614674 | 1.3643 | 4.6551 | 0 | 530293 | 530.293 | 9625.64 | -436779 | -96.8535 | -95.8925 | -94.6905
[20 empty] | 2267 | 2020-04-05 10:00 | 2267 | 4 | 5 | 11 | 271854.947 | 271.8549 | 119.875 | 628705 | 0.99844 | 3.4067 | 0 | 502046 | 502.046 | 7629.46 | -409337 | 120.824 | 649047 | 1.1009 | 3.7563 | 0 | 549058 | 549.058 | 9212.71 | -451813 | 121.963 | 675717 | 1.2056 | 4.1136 | 0 | 522388 | 522.388 | 8412.45 | -429596 | -151.9799 | -151.0309 | -149.8919
[20 empty] | 2268 | 2020-04-05 11:00 | 2268 | 4 | 5 | 12 | 288765.828 | 288.7658 | 144.248 | 670861 | 1.9197 | 6.5501 | 0 | 544202 | 544.202 | 14669.4 | -431500 | 145.267 | 700501 | 2.1157 | 7.2187 | 0 | 611377 | 611.377 | 17697.1 | -492851 | 146.508 | 738036 | 2.3159 | 7.902 | 0 | 573842 | 573.842 | 16166.8 | -461183 | -144.5178 | -143.4988 | -142.2578
[20 empty] | 2269 | 2020-04-05 12:00 | 2269 | 4 | 5 | 13 | 216692.728 | 216.6927 | 94.6964 | 615338 | 0.99789 | 3.4048 | 0 | 519489 | 519.489 | 7625.27 | -428135 | 95.7533 | 644199 | 1.1003 | 3.7542 | 0 | 583327 | 583.327 | 9207.61 | -486300 | 96.9818 | 679176 | 1.205 | 4.1113 | 0 | 548350 | 548.35 | 8407.83 | -456290 | -121.9963 | -120.9394 | -119.7109
[20 empty] | 2270 | 2020-04-05 13:00 | 2270 | 4 | 5 | 14 | 216633.86 | 216.6339 | 89.8229 | 563511 | 0.99807 | 3.4054 | 0 | 504761 | 504.761 | 7626.68 | -411209 | 90.9373 | 587385 | 1.1005 | 3.7549 | 0 | 558894 | 558.894 | 9209.27 | -460091 | 92.1646 | 617644 | 1.2052 | 4.1121 | 0 | 528635 | 528.635 | 8409.34 | -434663 | -126.811 | -125.6966 | -124.4693
[20 empty] | 2271 | 2020-04-05 14:00 | 2271 | 4 | 5 | 15 | 64753.599 | 64.7536 | 76.1434 | 448085 | 1.183 | 4.0363 | 0 | 390215 | 390.215 | 9039.49 | -330462 | 77.2764 | 456224 | 1.2852 | 4.3852 | 0 | 409044 | 409.044 | 10619.7 | -346623 | 78.5402 | 466914 | 1.3898 | 4.7419 | 0 | 398354 | 398.354 | 9821.03 | -337693 | 11.3898 | 12.5228 | 13.7866
[20 empty] | 2272 | 2020-04-05 15:00 | 2272 | 4 | 5 | 16 | 56661.528 | 56.6615 | 73.9238 | 413086 | 1.1845 | 4.0414 | 0 | 380142 | 380.142 | 9050.96 | -304428 | 75.0729 | 415643 | 1.2869 | 4.3908 | 0 | 389209 | 389.209 | 10633.2 | -312059 | 76.3381 | 422153 | 1.3915 | 4.7479 | 0 | 382698 | 382.698 | 9833.46 | -307412 | 17.2623 | 18.4114 | 19.6766
[20 empty] | 2273 | 2020-04-05 16:00 | 2273 | 4 | 5 | 17 | 39905.357 | 39.9054 | 14.6733 | 32944.3 | 0 | 0 | 0 | 0 | 0 | 0 | 0 | 14.6733 | 32944.3 | 0 | 0 | 0 | 0 | 0 | 0 | 0 | 14.6733 | 32944.3 | 0 | 0 | 0 | 0 | 0 | 0 | 0 | -25.2321 | -25.2321 | -25.2321
[20 empty] | 2274 | 2020-04-05 17:00 | 2274 | 4 | 5 | 18 | 0 | 0 | 13.7561 | 33164.4 | 0 | 0 | 0 | 0 | 0 | 0 | 0 | 13.7561 | 33164.4 | 0 | 0 | 0 | 0 | 0 | 0 | 0 | 13.7561 | 33164.4 | 0 | 0 | 0 | 0 | 0 | 0 | 0 | 13.7561 | 13.7561 | 13.7561
[20 empty] | 2275 | 2020-04-05 18:00 | 2275 | 4 | 5 | 19 | 0 | 0 | 10.3718 | 33237.7 | 0 | 0 | 0 | 0 | 0 | 0 | 0 | 10.3718 | 33237.7 | 0 | 0 | 0 | 0 | 0 | 0 | 0 | 10.3718 | 33237.7 | 0 | 0 | 0 | 0 | 0 | 0 | 0 | 10.3718 | 10.3718 | 10.3718
[20 empty] | 2276 | 2020-04-05 19:00 | 2276 | 4 | 5 | 20 | 0 | 0 | 8.8603 | 10875.6 | 0 | 0 | 0 | 0 | 0 | 0 | 0 | 8.8603 | 10875.6 | 0 | 0 | 0 | 0 | 0 | 0 | 0 | 8.8603 | 10875.6 | 0 | 0 | 0 | 0 | 0 | 0 | 0 | 8.8603 | 8.8603 | 8.8603
[20 empty] | 2277 | 2020-04-05 20:00 | 2277 | 4 | 5 | 21 | 0 | 0 | 7.3488 | 10948.9 | 0 | 0 | 0 | 0 | 0 | 0 | 0 | 7.3488 | 10948.9 | 0 | 0 | 0 | 0 | 0 | 0 | 0 | 7.3488 | 10948.9 | 0 | 0 | 0 | 0 | 0 | 0 | 0 | 7.3488 | 7.3488 | 7.3488
[20 empty] | 2278 | 2020-04-05 21:00 | 2278 | 4 | 5 | 22 | 0 | 0 | 7.3488 | 11022.3 | 0 | 0 | 0 | 0 | 0 | 0 | 0 | 7.3488 | 11022.3 | 0 | 0 | 0 | 0 | 0 | 0 | 0 | 7.3488 | 11022.3 | 0 | 0 | 0 | 0 | 0 | 0 | 0 | 7.3488 | 7.3488 | 7.3488
[20 empty] | 2279 | 2020-04-05 22:00 | 2279 | 4 | 5 | 23 | 0 | 0 | 7.3488 | 11022.3 | 0 | 0 | 0 | 0 | 0 | 0 | 0 | 7.3488 | 11022.3 | 0 | 0 | 0 | 0 | 0 | 0 | 0 | 7.3488 | 11022.3 | 0 | 0 | 0 | 0 | 0 | 0 | 0 | 7.3488 | 7.3488 | 7.3488
[20 empty] | 2280 | 2020-04-05 23:00 | 2280 | 4 | 5 | 24 | 0 | 0 | 7.3488 | 11095.6 | 0 | 0 | 0 | 0 | 0 | 0 | 0 | 7.3488 | 11095.6 | 0 | 0 | 0 | 0 | 0 | 0 | 0 | 7.3488 | 11095.6 | 0 | 0 | 0 | 0 | 0 | 0 | 0 | 7.3488 | 7.3488 | 7.3488
[20 empty] | 2281 | 2020-04-06 | 2281 | 4 | 6 | 1 | 0 | 0 | 7.3488 | 11168.9 | 0 | 0 | 0 | 0 | 0 | 0 | 0 | 7.3488 | 11168.9 | 0 | 0 | 0 | 0 | 0 | 0 | 0 | 7.3488 | 11168.9 | 0 | 0 | 0 | 0 | 0 | 0 | 0 | 7.3488 | 7.3488 | 7.3488
[20 empty] | 2282 | 2020-04-06 01:00 | 2282 | 4 | 6 | 2 | 0 | 0 | 7.3488 | 11168.9 | 0 | 0 | 0 | 0 | 0 | 0 | 0 | 7.3488 | 11168.9 | 0 | 0 | 0 | 0 | 0 | 0 | 0 | 7.3488 | 11168.9 | 0 | 0 | 0 | 0 | 0 | 0 | 0 | 7.3488 | 7.3488 | 7.3488
[20 empty] | 2283 | 2020-04-06 02:00 | 2283 | 4 | 6 | 3 | 0 | 0 | 7.3488 | 11095.6 | 0 | 0 | 0 | 0 | 0 | 0 | 0 | 7.3488 | 11095.6 | 0 | 0 | 0 | 0 | 0 | 0 | 0 | 7.3488 | 11095.6 | 0 | 0 | 0 | 0 | 0 | 0 | 0 | 7.3488 | 7.3488 | 7.3488
[20 empty] | 2284 | 2020-04-06 03:00 | 2284 | 4 | 6 | 4 | 0 | 0 | 9.5917 | 207633 | 0.60057 | 2.0492 | 0 | 196611 | 196.611 | 4589.23 | -41404.7 | 9.5608 | 202399 | 0.60057 | 2.0491 | 0 | 198405 | 198.405 | 4589.19 | -41404.2 | 9.6191 | 209427 | 0.60057 | 2.0491 | 0 | 191376 | 191.376 | 4589.18 | -41404.8 | 9.5917 | 9.5608 | 9.6191
[20 empty] | 2285 | 2020-04-06 04:00 | 2285 | 4 | 6 | 5 | 0 | 0 | 22.0358 | 272970 | 7.8277 | 26.7082 | 0 | 261948 | 261.948 | 59814.9 | -220657 | 17.1242 | 188254 | 4.6175 | 15.7549 | 0 | 179072 | 179.072 | 39289.7 | -150318 | 17.9628 | 190095 | 5.1417 | 17.5434 | 0 | 177232 | 177.232 | 35284.3 | -148079 | 22.0358 | 17.1242 | 17.9628
[20 empty] | 2286 | 2020-04-06 05:00 | 2286 | 4 | 6 | 6 | 0 | 0 | 12.3433 | 267770 | 0 | 0 | 0 | 234386 | 234.386 | 0 | -178852 | 18.5848 | 296203 | 4.1462 | 14.1468 | 0 | 168305 | 168.305 | 0 | -121851 | 12.3085 | 201689 | 0 | 0 | 0 | 262818 | 262.818 | 31682.8 | -204212 | 12.3433 | 18.5848 | 12.3085
[20 empty] | 2287 | 2020-04-06 06:00 | 2287 | 4 | 6 | 7 | 21996.269 | 21.9963 | 96.6682 | 577818 | 0.79709 | 2.7197 | 0 | 494797 | 494.797 | 6090.86 | -404041 | 97.5081 | 613540 | 0.89827 | 3.0649 | 0 | 579278 | 579.278 | 7582.03 | -481427 | 98.4502 | 662299 | 0.99223 | 3.3855 | 0 | 530519 | 530.519 | 6864.08 | -438392 | 74.6719 | 75.5118 | 76.4539
[20 empty] | 2288 | 2020-04-06 07:00 | 2288 | 4 | 6 | 8 | 92382.601 | 92.3826 | 131.494 | 648938 | 0.99843 | 3.4067 | 0 | 565918 | 565.918 | 7629.44 | -467254 | 132.371 | 676576 | 1.1009 | 3.7563 | 0 | 629161 | 629.161 | 9212.65 | -525791 | 133.498 | 712182 | 1.2056 | 4.1136 | 0 | 593555 | 593.555 | 8412.4 | -495153 | 39.1114 | 39.9884 | 41.1154
[20 empty] | 2289 | 2020-04-06 08:00 | 2289 | 4 | 6 | 9 | 164004.258 | 164.0043 | 139.027 | 509414 | 1.1581 | 3.9514 | 0 | 451545 | 451.545 | 8849.47 | -370378 | 139.944 | 528047 | 1.2606 | 4.3011 | 0 | 493574 | 493.574 | 10433 | -407584 | 141.084 | 551444 | 1.3653 | 4.6585 | 0 | 470177 | 470.177 | 9632.58 | -388146 | -24.9773 | -24.0603 | -22.9203
[20 empty] | 2290 | 2020-04-06 09:00 | 2290 | 4 | 6 | 10 | 202270.714 | 202.2707 | 138.56 | 459587 | 0.98054 | 3.3456 | 0 | 401790 | 401.79 | 7492.73 | -323024 | 139.479 | 474607 | 1.0636 | 3.6289 | 0 | 435535 | 435.535 | 9067.15 | -351697 | 140.846 | 493332 | 1.1866 | 4.0486 | 0 | 416811 | 416.811 | 8127.19 | -336610 | -63.7107 | -62.7917 | -61.4247
[20 empty] | 2291 | 2020-04-06 10:00 | 2291 | 4 | 6 | 11 | 262198.203 | 262.1982 | 118.84 | 520033 | 0.92968 | 3.1721 | 0 | 393374 | 393.374 | 7104.03 | -314364 | 120.126 | 532796 | 1.0638 | 3.6296 | 0 | 422574 | 422.574 | 8919.78 | -339141 | 121.438 | 549232 | 1.1673 | 3.9828 | 0 | 406137 | 406.137 | 8128.7 | -326084 | -143.3582 | -142.0722 | -140.7602
[20 empty] | 2292 | 2020-04-06 11:00 | 2292 | 4 | 6 | 12 | 281966.277 | 281.9663 | 141.832 | 427696 | 0.87799 | 2.9957 | 0 | 301038 | 301.038 | 6709.1 | -239980 | 142.911 | 433775 | 0.97779 | 3.3362 | 0 | 316312 | 316.312 | 8252.54 | -253092 | 144.199 | 442971 | 1.08 | 3.6849 | 0 | 307117 | 307.117 | 7471.69 | -245940 | -140.1343 | -139.0553 | -137.7673
[20 empty] | 2293 | 2020-04-06 12:00 | 2293 | 4 | 6 | 13 | 282646.523 | 282.6465 | 93.5308 | 393846 | 0.86081 | 2.9371 | 0 | 300786 | 300.786 | 6577.81 | -235173 | 94.5967 | 398144 | 0.95927 | 3.273 | 0 | 312844 | 312.844 | 8095.1 | -245362 | 95.8386 | 405904 | 1.0594 | 3.6146 | 0 | 305084 | 305.084 | 7330.16 | -239679 | -189.1157 | -188.0498 | -186.8079
[20 empty] | 2294 | 2020-04-06 13:00 | 2294 | 4 | 6 | 14 | 267072.658 | 267.0727 | 88.5272 | 330987 | 0.86065 | 2.9365 | 0 | 273411 | 273.411 | 6576.56 | -211750 | 89.5955 | 332340 | 0.95909 | 3.2724 | 0 | 279714 | 279.714 | 8093.58 | -216984 | 90.8485 | 337290 | 1.0592 | 3.6139 | 0 | 274764 | 274.764 | 7328.78 | -213777 | -178.5455 | -177.4772 | -176.2242
[20 empty] | 2295 | 2020-04-06 14:00 | 2295 | 4 | 6 | 15 | 226424.039 | 226.424 | 73.676 | 347026 | 0.86081 | 2.9371 | 0 | 289523 | 289.523 | 6577.82 | -225387 | 74.7935 | 346888 | 0.95927 | 3.273 | 0 | 292723 | 292.723 | 8095.11 | -227977 | 76.0368 | 350226 | 1.0594 | 3.6146 | 0 | 289385 | 289.385 | 7330.19 | -226099 | -152.748 | -151.6305 | -150.3872
[20 empty] | 2296 | 2020-04-06 15:00 | 2296 | 4 | 6 | 16 | 170821.024 | 170.821 | 71.5789 | 288525 | 0.86197 | 2.9411 | 0 | 256020 | 256.02 | 6586.68 | -196752 | 72.6857 | 283195 | 0.96043 | 3.277 | 0 | 248715 | 248.715 | 8103.99 | -190171 | 73.9021 | 281219 | 1.0605 | 3.6186 | 0 | 250691 | 250.691 | 7339.03 | -192891 | -99.2421 | -98.1353 | -96.9189
[20 empty] | 2297 | 2020-04-06 16:00 | 2297 | 4 | 6 | 17 | 98144.632 | 98.1446 | 14.6733 | 32504.3 | 0 | 0 | 0 | 0 | 0 | 0 | 0 | 14.6733 | 32504.3 | 0 | 0 | 0 | 0 | 0 | 0 | 0 | 14.6733 | 32504.3 | 0 | 0 | 0 | 0 | 0 | 0 | 0 | -83.4713 | -83.4713 | -83.4713
[20 empty] | 2298 | 2020-04-06 17:00 | 2298 | 4 | 6 | 18 | 25257.095 | 25.2571 | 13.7561 | 32651 | 0 | 0 | 0 | 0 | 0 | 0 | 0 | 13.7561 | 32651 | 0 | 0 | 0 | 0 | 0 | 0 | 0 | 13.7561 | 32651 | 0 | 0 | 0 | 0 | 0 | 0 | 0 | -11.501 | -11.501 | -11.501
[20 empty] | 2299 | 2020-04-06 18:00 | 2299 | 4 | 6 | 19 | 0 | 0 | 10.3718 | 32651 | 0 | 0 | 0 | 0 | 0 | 0 | 0 | 10.3718 | 32651 | 0 | 0 | 0 | 0 | 0 | 0 | 0 | 10.3718 | 32651 | 0 | 0 | 0 | 0 | 0 | 0 | 0 | 10.3718 | 10.3718 | 10.3718
[20 empty] | 2300 | 2020-04-06 19:00 | 2300 | 4 | 6 | 20 | 0 | 0 | 8.8603 | 10289 | 0 | 0 | 0 | 0 | 0 | 0 | 0 | 8.8603 | 10289 | 0 | 0 | 0 | 0 | 0 | 0 | 0 | 8.8603 | 10289 | 0 | 0 | 0 | 0 | 0 | 0 | 0 | 8.8603 | 8.8603 | 8.8603
[20 empty] | 2301 | 2020-04-06 20:00 | 2301 | 4 | 6 | 21 | 0 | 0 | 7.3488 | 10582.3 | 0 | 0 | 0 | 0 | 0 | 0 | 0 | 7.3488 | 10582.3 | 0 | 0 | 0 | 0 | 0 | 0 | 0 | 7.3488 | 10582.3 | 0 | 0 | 0 | 0 | 0 | 0 | 0 | 7.3488 | 7.3488 | 7.3488
[20 empty] | 2302 | 2020-04-06 21:00 | 2302 | 4 | 6 | 22 | 0 | 0 | 7.3488 | 10728.9 | 0 | 0 | 0 | 0 | 0 | 0 | 0 | 7.3488 | 10728.9 | 0 | 0 | 0 | 0 | 0 | 0 | 0 | 7.3488 | 10728.9 | 0 | 0 | 0 | 0 | 0 | 0 | 0 | 7.3488 | 7.3488 | 7.3488
[20 empty] | 2303 | 2020-04-06 22:00 | 2303 | 4 | 6 | 23 | 0 | 0 | 7.3488 | 10728.9 | 0 | 0 | 0 | 0 | 0 | 0 | 0 | 7.3488 | 10728.9 | 0 | 0 | 0 | 0 | 0 | 0 | 0 | 7.3488 | 10728.9 | 0 | 0 | 0 | 0 | 0 | 0 | 0 | 7.3488 | 7.3488 | 7.3488
[20 empty] | 2304 | 2020-04-06 23:00 | 2304 | 4 | 6 | 24 | 0 | 0 | 7.3488 | 11022.3 | 0 | 0 | 0 | 0 | 0 | 0 | 0 | 7.3488 | 11022.3 | 0 | 0 | 0 | 0 | 0 | 0 | 0 | 7.3488 | 11022.3 | 0 | 0 | 0 | 0 | 0 | 0 | 0 | 7.3488 | 7.3488 | 7.3488
[20 empty] | 2305 | 2020-04-07 | 2305 | 4 | 7 | 1 | 0 | 0 | 7.3488 | 10875.6 | 0 | 0 | 0 | 0 | 0 | 0 | 0 | 7.3488 | 10875.6 | 0 | 0 | 0 | 0 | 0 | 0 | 0 | 7.3488 | 10875.6 | 0 | 0 | 0 | 0 | 0 | 0 | 0 | 7.3488 | 7.3488 | 7.3488
[20 empty] | 2306 | 2020-04-07 01:00 | 2306 | 4 | 7 | 2 | 0 | 0 | 7.3488 | 10875.6 | 0 | 0 | 0 | 0 | 0 | 0 | 0 | 7.3488 | 10875.6 | 0 | 0 | 0 | 0 | 0 | 0 | 0 | 7.3488 | 10875.6 | 0 | 0 | 0 | 0 | 0 | 0 | 0 | 7.3488 | 7.3488 | 7.3488
[20 empty] | 2307 | 2020-04-07 02:00 | 2307 | 4 | 7 | 3 | 0 | 0 | 7.3488 | 10802.3 | 0 | 0 | 0 | 0 | 0 | 0 | 0 | 7.3488 | 10802.3 | 0 | 0 | 0 | 0 | 0 | 0 | 0 | 7.3488 | 10802.3 | 0 | 0 | 0 | 0 | 0 | 0 | 0 | 7.3488 | 7.3488 | 7.3488
[20 empty] | 2308 | 2020-04-07 03:00 | 2308 | 4 | 7 | 4 | 0 | 0 | 9.6744 | 198557 | 0.6832 | 2.3311 | 0 | 187755 | 187.755 | 5220.66 | -33000.4 | 9.6435 | 193240 | 0.6832 | 2.3311 | 0 | 189304 | 189.304 | 5220.64 | -32999.7 | 9.7017 | 200106 | 0.6832 | 2.3311 | 0 | 182438 | 182.438 | 5220.63 | -33000 | 9.6744 | 9.6435 | 9.7017
[20 empty] | 2309 | 2020-04-07 04:00 | 2309 | 4 | 7 | 5 | 0 | 0 | 10.1313 | 69622.2 | 0 | 0 | 0 | 58819.9 | 58.8199 | 0 | -26687.8 | 10.1004 | 68648.1 | 0 | 0 | 0 | 58948.8 | 58.9488 | 0 | -26688 | 10.1587 | 69751.1 | 0 | 0 | 0 | 57845.9 | 57.8459 | 0 | -26688.2 | 10.1313 | 10.1004 | 10.1587
[20 empty] | 2310 | 2020-04-07 05:00 | 2310 | 4 | 7 | 6 | 0 | 0 | 12.2796 | 91411.8 | 0 | 0 | 0 | 58174.1 | 58.1741 | 0 | -25336.8 | 12.2487 | 90379.2 | 0 | 0 | 0 | 58354.8 | 58.3548 | 0 | -25336.8 | 12.3069 | 91592.5 | 0 | 0 | 0 | 57141.5 | 57.1415 | 0 | -25337 | 12.2796 | 12.2487 | 12.3069
[20 empty] | 2311 | 2020-04-07 06:00 | 2311 | 4 | 7 | 7 | 0 | 0 | 96.9887 | 451880 | 0.78431 | 2.6761 | 0 | 369226 | 369.226 | 5993.24 | -323592 | 97.8087 | 474136 | 0.88067 | 3.0048 | 0 | 417182 | 417.182 | 7485.01 | -365529 | 98.7147 | 499836 | 0.97953 | 3.3422 | 0 | 391482 | 391.482 | 6729.51 | -342737 | 96.9887 | 97.8087 | 98.7147
[20 empty] | 2312 | 2020-04-07 07:00 | 2312 | 4 | 7 | 8 | 12309.133 | 12.3091 | 131.37 | 522458 | 0.98077 | 3.3464 | 0 | 439805 | 439.805 | 7494.44 | -353267 | 132.286 | 541934 | 1.101 | 3.7564 | 0 | 482548 | 482.548 | 9212.98 | -390652 | 133.328 | 565202 | 1.2057 | 4.1137 | 0 | 459281 | 459.281 | 8412.77 | -371601 | 119.0609 | 119.9769 | 121.0189
[20 empty] | 2313 | 2020-04-07 08:00 | 2313 | 4 | 7 | 9 | 51231.842 | 51.2318 | 136.471 | 406389 | 0.88896 | 3.0331 | 0 | 348813 | 348.813 | 6792.91 | -280804 | 137.439 | 419889 | 0.9889 | 3.3741 | 0 | 378300 | 378.3 | 8338.38 | -305801 | 138.67 | 435876 | 1.0912 | 3.7232 | 0 | 362313 | 362.313 | 7556.55 | -292974 | 85.2392 | 86.2072 | 87.4382
[20 empty] | 2314 | 2020-04-07 09:00 | 2314 | 4 | 7 | 10 | 55459.999 | 55.46 | 137.611 | 371521 | 0.86032 | 2.9354 | 0 | 313945 | 313.945 | 6574.04 | -246241 | 138.632 | 382206 | 0.9588 | 3.2714 | 0 | 338171 | 338.171 | 8091.72 | -266848 | 139.868 | 395747 | 1.0589 | 3.6131 | 0 | 324630 | 324.63 | 7326.56 | -256206 | 82.151 | 83.172 | 84.408
[20 empty] | 2315 | 2020-04-07 10:00 | 2315 | 4 | 7 | 11 | 31029.367 | 31.0294 | 118.747 | 440896 | 0.85985 | 2.9338 | 0 | 314237 | 314.237 | 6570.46 | -246684 | 119.675 | 452268 | 0.95828 | 3.2697 | 0 | 339823 | 339.823 | 8087.35 | -268430 | 120.79 | 466482 | 1.0584 | 3.6111 | 0 | 325609 | 325.609 | 7322.6 | -257248 | 87.7176 | 88.6456 | 89.7606
[20 empty] | 2316 | 2020-04-07 11:00 | 2316 | 4 | 7 | 12 | 60058.774 | 60.0588 | 142.082 | 410653 | 0.84693 | 2.8897 | 0 | 283994 | 283.994 | 6471.69 | -217226 | 142.978 | 423526 | 0.94319 | 3.2182 | 0 | 312985 | 312.985 | 7911.39 | -241857 | 144.061 | 439644 | 1.0353 | 3.5325 | 0 | 296868 | 296.868 | 7207.29 | -229211 | 82.0232 | 82.9192 | 84.0022
[20 empty] | 2317 | 2020-04-07 12:00 | 2317 | 4 | 7 | 13 | 58953.459 | 58.9535 | 93.6459 | 342963 | 0.84335 | 2.8775 | 0 | 250113 | 250.113 | 6444.39 | -194910 | 94.5622 | 351391 | 0.93286 | 3.1829 | 0 | 269476 | 269.476 | 7862.73 | -211360 | 95.6814 | 362326 | 1.029 | 3.5108 | 0 | 258540 | 258.54 | 7128.38 | -202821 | 34.6924 | 35.6087 | 36.7279
[20 empty] | 2318 | 2020-04-07 13:00 | 2318 | 4 | 7 | 14 | 69867.452 | 69.8675 | 88.4755 | 297615 | 0.83954 | 2.8645 | 0 | 240112 | 240.112 | 6415.25 | -183026 | 89.4692 | 304890 | 0.92791 | 3.166 | 0 | 257637 | 257.637 | 7845.7 | -197858 | 90.6448 | 315140 | 1.0267 | 3.5032 | 0 | 247387 | 247.387 | 7090.5 | -190079 | 18.608 | 19.6017 | 20.7773
[20 empty] | 2319 | 2020-04-07 14:00 | 2319 | 4 | 7 | 15 | 57352.871 | 57.3529 | 73.5545 | 302311 | 0.84479 | 2.8824 | 0 | 244955 | 244.955 | 6455.41 | -187214 | 74.634 | 304582 | 0.93721 | 3.1978 | 0 | 252445 | 252.445 | 7887.33 | -193478 | 75.8277 | 309801 | 1.0322 | 3.5218 | 0 | 247226 | 247.226 | 7161.58 | -189991 | 16.2016 | 17.2811 | 18.4748
[20 empty] | 2320 | 2020-04-07 15:00 | 2320 | 4 | 7 | 16 | 52787.505 | 52.7875 | 71.3825 | 242196 | 0.84626 | 2.8874 | 0 | 209912 | 209.912 | 6466.62 | -156990 | 72.494 | 239160 | 0.94356 | 3.2194 | 0 | 206780 | 206.78 | 7958.57 | -154274 | 73.7041 | 239065 | 1.0415 | 3.5536 | 0 | 206876 | 206.876 | 7210.11 | -155280 | 18.595 | 19.7065 | 20.9166
[20 empty] | 2321 | 2020-04-07 16:00 | 2321 | 4 | 7 | 17 | 6661.256 | 6.6613 | 14.6733 | 32284.3 | 0 | 0 | 0 | 0 | 0 | 0 | 0 | 14.6733 | 32284.3 | 0 | 0 | 0 | 0 | 0 | 0 | 0 | 14.6733 | 32284.3 | 0 | 0 | 0 | 0 | 0 | 0 | 0 | 8.012 | 8.012 | 8.012
[20 empty] | 2322 | 2020-04-07 17:00 | 2322 | 4 | 7 | 18 | 11685.477 | 11.6855 | 13.7561 | 32504.3 | 0 | 0 | 0 | 0 | 0 | 0 | 0 | 13.7561 | 32504.3 | 0 | 0 | 0 | 0 | 0 | 0 | 0 | 13.7561 | 32504.3 | 0 | 0 | 0 | 0 | 0 | 0 | 0 | 2.0706 | 2.0706 | 2.0706
[20 empty] | 2323 | 2020-04-07 18:00 | 2323 | 4 | 7 | 19 | 0 | 0 | 10.3718 | 32504.3 | 0 | 0 | 0 | 0 | 0 | 0 | 0 | 10.3718 | 32504.3 | 0 | 0 | 0 | 0 | 0 | 0 | 0 | 10.3718 | 32504.3 | 0 | 0 | 0 | 0 | 0 | 0 | 0 | 10.3718 | 10.3718 | 10.3718
[20 empty] | 2324 | 2020-04-07 19:00 | 2324 | 4 | 7 | 20 | 0 | 0 | 8.8603 | 10142.3 | 0 | 0 | 0 | 0 | 0 | 0 | 0 | 8.8603 | 10142.3 | 0 | 0 | 0 | 0 | 0 | 0 | 0 | 8.8603 | 10142.3 | 0 | 0 | 0 | 0 | 0 | 0 | 0 | 8.8603 | 8.8603 | 8.8603
[20 empty] | 2325 | 2020-04-07 20:00 | 2325 | 4 | 7 | 21 | 0 | 0 | 7.3488 | 10289 | 0 | 0 | 0 | 0 | 0 | 0 | 0 | 7.3488 | 10289 | 0 | 0 | 0 | 0 | 0 | 0 | 0 | 7.3488 | 10289 | 0 | 0 | 0 | 0 | 0 | 0 | 0 | 7.3488 | 7.3488 | 7.3488
[20 empty] | 2326 | 2020-04-07 21:00 | 2326 | 4 | 7 | 22 | 0 | 0 | 7.3488 | 10289 | 0 | 0 | 0 | 0 | 0 | 0 | 0 | 7.3488 | 10289 | 0 | 0 | 0 | 0 | 0 | 0 | 0 | 7.3488 | 10289 | 0 | 0 | 0 | 0 | 0 | 0 | 0 | 7.3488 | 7.3488 | 7.3488
[20 empty] | 2327 | 2020-04-07 22:00 | 2327 | 4 | 7 | 23 | 0 | 0 | 7.3488 | 10069 | 0 | 0 | 0 | 0 | 0 | 0 | 0 | 7.3488 | 10069 | 0 | 0 | 0 | 0 | 0 | 0 | 0 | 7.3488 | 10069 | 0 | 0 | 0 | 0 | 0 | 0 | 0 | 7.3488 | 7.3488 | 7.3488
[20 empty] | 2328 | 2020-04-07 23:00 | 2328 | 4 | 7 | 24 | 0 | 0 | 7.3488 | 10142.3 | 0 | 0 | 0 | 0 | 0 | 0 | 0 | 7.3488 | 10142.3 | 0 | 0 | 0 | 0 | 0 | 0 | 0 | 7.3488 | 10142.3 | 0 | 0 | 0 | 0 | 0 | 0 | 0 | 7.3488 | 7.3488 | 7.3488
[20 empty] | 2329 | 2020-04-08 | 2329 | 4 | 8 | 1 | 0 | 0 | 7.3488 | 10142.3 | 0 | 0 | 0 | 0 | 0 | 0 | 0 | 7.3488 | 10142.3 | 0 | 0 | 0 | 0 | 0 | 0 | 0 | 7.3488 | 10142.3 | 0 | 0 | 0 | 0 | 0 | 0 | 0 | 7.3488 | 7.3488 | 7.3488
[20 empty] | 2330 | 2020-04-08 01:00 | 2330 | 4 | 8 | 2 | 0 | 0 | 7.3488 | 10142.3 | 0 | 0 | 0 | 0 | 0 | 0 | 0 | 7.3488 | 10142.3 | 0 | 0 | 0 | 0 | 0 | 0 | 0 | 7.3488 | 10142.3 | 0 | 0 | 0 | 0 | 0 | 0 | 0 | 7.3488 | 7.3488 | 7.3488
[20 empty] | 2331 | 2020-04-08 02:00 | 2331 | 4 | 8 | 3 | 0 | 0 | 7.3488 | 10215.6 | 0 | 0 | 0 | 0 | 0 | 0 | 0 | 7.3488 | 10215.6 | 0 | 0 | 0 | 0 | 0 | 0 | 0 | 7.3488 | 10215.6 | 0 | 0 | 0 | 0 | 0 | 0 | 0 | 7.3488 | 7.3488 | 7.3488
[20 empty] | 2332 | 2020-04-08 03:00 | 2332 | 4 | 8 | 4 | 0 | 0 | 9.7101 | 177380 | 0.71894 | 2.453 | 0 | 167384 | 167.384 | 5493.71 | -27034.2 | 9.6792 | 172504 | 0.71893 | 2.453 | 0 | 168772 | 168.772 | 5493.68 | -27034 | 9.7375 | 178768 | 0.71893 | 2.453 | 0 | 162508 | 162.508 | 5493.67 | -27034.2 | 9.7101 | 9.6792 | 9.7375
[20 empty] | 2333 | 2020-04-08 04:00 | 2333 | 4 | 8 | 5 | 0 | 0 | 10.1313 | 62222.6 | 0 | 0 | 0 | 52226.9 | 52.2269 | 0 | -21186.8 | 10.1004 | 61248.6 | 0 | 0 | 0 | 52356 | 52.356 | 0 | -21187.1 | 10.1587 | 62351.7 | 0 | 0 | 0 | 51252.9 | 51.2529 | 0 | -21187.2 | 10.1313 | 10.1004 | 10.1587
[20 empty] | 2334 | 2020-04-08 05:00 | 2334 | 4 | 8 | 6 | 0 | 0 | 12.2796 | 82374.5 | 0 | 0 | 0 | 49796.8 | 49.7968 | 0 | -20390.1 | 12.2487 | 81400.3 | 0 | 0 | 0 | 49925.7 | 49.9257 | 0 | -20390.3 | 12.3069 | 82503.3 | 0 | 0 | 0 | 48822.7 | 48.8227 | 0 | -20390.4 | 12.2796 | 12.2487 | 12.3069
[20 empty] | 2335 | 2020-04-08 06:00 | 2335 | 4 | 8 | 7 | 430.282 | 0.43028 | 97.7987 | 364385 | 0.71335 | 2.4339 | 0 | 282098 | 282.098 | 5450.97 | -240900 | 98.9686 | 381840 | 0.80754 | 2.7553 | 0 | 317655 | 317.655 | 6909.94 | -271857 | 100.248 | 399942 | 0.90428 | 3.0854 | 0 | 299553 | 299.553 | 6170.77 | -256076 | 97.3684 | 98.5383 | 99.8177
[20 empty] | 2336 | 2020-04-08 07:00 | 2336 | 4 | 8 | 8 | 22404.954 | 22.405 | 133.303 | 418121 | 0.87174 | 2.9744 | 0 | 335834 | 335.834 | 6661.35 | -264292 | 134.278 | 435786 | 0.95915 | 3.2726 | 0 | 373802 | 373.802 | 8235.94 | -296625 | 135.567 | 456089 | 1.0778 | 3.6775 | 0 | 353499 | 353.499 | 7329.21 | -280249 | 110.898 | 111.873 | 113.162
[20 empty] | 2337 | 2020-04-08 08:00 | 2337 | 4 | 8 | 9 | 29903.079 | 29.9031 | 136.653 | 375853 | 0.84523 | 2.8839 | 0 | 317983 | 317.983 | 6458.77 | -242857 | 137.468 | 398433 | 0.94131 | 3.2117 | 0 | 366550 | 366.55 | 8064.9 | -284158 | 138.606 | 424420 | 1.0554 | 3.6011 | 0 | 340563 | 340.563 | 7192.92 | -263189 | 106.7499 | 107.5649 | 108.7029
[20 empty] | 2338 | 2020-04-08 09:00 | 2338 | 4 | 8 | 10 | 65610.272 | 65.6103 | 138.447 | 380903 | 0.84515 | 2.8837 | 0 | 322813 | 322.813 | 6458.14 | -248854 | 139.267 | 407596 | 0.95074 | 3.2439 | 0 | 379378 | 379.378 | 8014.04 | -296972 | 140.268 | 437468 | 1.0488 | 3.5784 | 0 | 349506 | 349.506 | 7265.02 | -272631 | 72.8367 | 73.6567 | 74.6577
[20 empty] | 2339 | 2020-04-08 10:00 | 2339 | 4 | 8 | 11 | 31598.287 | 31.5983 | 119.156 | 452826 | 0.84577 | 2.8858 | 0 | 326167 | 326.167 | 6462.84 | -256614 | 120.038 | 480289 | 0.95626 | 3.2627 | 0 | 383632 | 383.632 | 8019.89 | -305678 | 121.033 | 510290 | 1.0495 | 3.581 | 0 | 353630 | 353.63 | 7307.14 | -280969 | 87.5577 | 88.4397 | 89.4347
[20 empty] | 2340 | 2020-04-08 11:00 | 2340 | 4 | 8 | 12 | 63205.676 | 63.2057 | 141.946 | 435639 | 0.84354 | 2.8782 | 0 | 308980 | 308.98 | 6445.84 | -234898 | 142.952 | 464927 | 0.94809 | 3.2349 | 0 | 371131 | 371.131 | 7993.26 | -287801 | 144.077 | 497790 | 1.046 | 3.5691 | 0 | 338268 | 338.268 | 7244.73 | -260959 | 78.7403 | 79.7463 | 80.8713
[20 empty] | 2341 | 2020-04-08 12:00 | 2341 | 4 | 8 | 13 | 76845.584 | 76.8456 | 93.8258 | 411175 | 0.8443 | 2.8808 | 0 | 316257 | 316.257 | 6451.66 | -248151 | 94.8104 | 441294 | 0.94895 | 3.2378 | 0 | 379149 | 379.149 | 7962.96 | -301872 | 95.9087 | 474067 | 1.0421 | 3.5556 | 0 | 346375 | 346.375 | 7251.28 | -274784 | 16.9802 | 17.9648 | 19.0631
[20 empty] | 2342 | 2020-04-08 13:00 | 2342 | 4 | 8 | 14 | 55841.49 | 55.8415 | 88.972 | 404072 | 0.85784 | 2.9269 | 0 | 345688 | 345.688 | 6555.09 | -273623 | 89.9128 | 434337 | 0.95624 | 3.2627 | 0 | 408797 | 408.797 | 8019.73 | -327554 | 91.0244 | 467180 | 1.0495 | 3.5809 | 0 | 375954 | 375.954 | 7307 | -300366 | 33.1305 | 34.0713 | 35.1829
[20 empty] | 2343 | 2020-04-08 14:00 | 2343 | 4 | 8 | 15 | 44459.513 | 44.4595 | 75.0935 | 449316 | 1.0187 | 3.4756 | 0 | 390932 | 390.932 | 7783.95 | -312605 | 76.1551 | 479992 | 1.1171 | 3.8116 | 0 | 454927 | 454.927 | 9449.78 | -367285 | 77.5201 | 513310 | 1.2367 | 4.2194 | 0 | 421609 | 421.609 | 8536.27 | -339718 | 30.634 | 31.6956 | 33.0606
[20 empty] | 2344 | 2020-04-08 15:00 | 2344 | 4 | 8 | 16 | 9072.209 | 9.0722 | 73.0245 | 434364 | 1.0349 | 3.5311 | 0 | 400833 | 400.833 | 7908.17 | -320455 | 74.1299 | 464187 | 1.1346 | 3.8714 | 0 | 462949 | 462.949 | 9450.59 | -373576 | 75.3906 | 496480 | 1.2368 | 4.2198 | 0 | 430656 | 430.656 | 8670.26 | -346780 | 63.9523 | 65.0577 | 66.3184
[20 empty] | 2345 | 2020-04-08 16:00 | 2345 | 4 | 8 | 17 | 1626.518 | 1.6265 | 14.6733 | 33531.1 | 0 | 0 | 0 | 0 | 0 | 0 | 0 | 14.6733 | 33531.1 | 0 | 0 | 0 | 0 | 0 | 0 | 0 | 14.6733 | 33531.1 | 0 | 0 | 0 | 0 | 0 | 0 | 0 | 13.0468 | 13.0468 | 13.0468
[20 empty] | 2346 | 2020-04-08 17:00 | 2346 | 4 | 8 | 18 | 9058.614 | 9.0586 | 13.7561 | 33384.4 | 0 | 0 | 0 | 0 | 0 | 0 | 0 | 13.7561 | 33384.4 | 0 | 0 | 0 | 0 | 0 | 0 | 0 | 13.7561 | 33384.4 | 0 | 0 | 0 | 0 | 0 | 0 | 0 | 4.6975 | 4.6975 | 4.6975
[20 empty] | 2347 | 2020-04-08 18:00 | 2347 | 4 | 8 | 19 | 0 | 0 | 10.3718 | 33384.4 | 0 | 0 | 0 | 0 | 0 | 0 | 0 | 10.3718 | 33384.4 | 0 | 0 | 0 | 0 | 0 | 0 | 0 | 10.3718 | 33384.4 | 0 | 0 | 0 | 0 | 0 | 0 | 0 | 10.3718 | 10.3718 | 10.3718
[20 empty] | 2348 | 2020-04-08 19:00 | 2348 | 4 | 8 | 20 | 0 | 0 | 8.8603 | 11022.3 | 0 | 0 | 0 | 0 | 0 | 0 | 0 | 8.8603 | 11022.3 | 0 | 0 | 0 | 0 | 0 | 0 | 0 | 8.8603 | 11022.3 | 0 | 0 | 0 | 0 | 0 | 0 | 0 | 8.8603 | 8.8603 | 8.8603
[20 empty] | 2349 | 2020-04-08 20:00 | 2349 | 4 | 8 | 21 | 0 | 0 | 7.3488 | 11022.3 | 0 | 0 | 0 | 0 | 0 | 0 | 0 | 7.3488 | 11022.3 | 0 | 0 | 0 | 0 | 0 | 0 | 0 | 7.3488 | 11022.3 | 0 | 0 | 0 | 0 | 0 | 0 | 0 | 7.3488 | 7.3488 | 7.3488
[20 empty] | 2350 | 2020-04-08 21:00 | 2350 | 4 | 8 | 22 | 0 | 0 | 7.3488 | 11022.3 | 0 | 0 | 0 | 0 | 0 | 0 | 0 | 7.3488 | 11022.3 | 0 | 0 | 0 | 0 | 0 | 0 | 0 | 7.3488 | 11022.3 | 0 | 0 | 0 | 0 | 0 | 0 | 0 | 7.3488 | 7.3488 | 7.3488
[20 empty] | 2351 | 2020-04-08 22:00 | 2351 | 4 | 8 | 23 | 0 | 0 | 7.3488 | 11022.3 | 0 | 0 | 0 | 0 | 0 | 0 | 0 | 7.3488 | 11022.3 | 0 | 0 | 0 | 0 | 0 | 0 | 0 | 7.3488 | 11022.3 | 0 | 0 | 0 | 0 | 0 | 0 | 0 | 7.3488 | 7.3488 | 7.3488
[20 empty] | 2352 | 2020-04-08 23:00 | 2352 | 4 | 8 | 24 | 0 | 0 | 7.3488 | 11095.6 | 0 | 0 | 0 | 0 | 0 | 0 | 0 | 7.3488 | 11095.6 | 0 | 0 | 0 | 0 | 0 | 0 | 0 | 7.3488 | 11095.6 | 0 | 0 | 0 | 0 | 0 | 0 | 0 | 7.3488 | 7.3488 | 7.3488
[20 empty] | 2353 | 2020-04-09 | 2353 | 4 | 9 | 1 | 0 | 0 | 7.3488 | 11095.6 | 0 | 0 | 0 | 0 | 0 | 0 | 0 | 7.3488 | 11095.6 | 0 | 0 | 0 | 0 | 0 | 0 | 0 | 7.3488 | 11095.6 | 0 | 0 | 0 | 0 | 0 | 0 | 0 | 7.3488 | 7.3488 | 7.3488
[20 empty] | 2354 | 2020-04-09 01:00 | 2354 | 4 | 9 | 2 | 0 | 0 | 7.3488 | 11095.6 | 0 | 0 | 0 | 0 | 0 | 0 | 0 | 7.3488 | 11095.6 | 0 | 0 | 0 | 0 | 0 | 0 | 0 | 7.3488 | 11095.6 | 0 | 0 | 0 | 0 | 0 | 0 | 0 | 7.3488 | 7.3488 | 7.3488
[20 empty] | 2355 | 2020-04-09 02:00 | 2355 | 4 | 9 | 3 | 0 | 0 | 7.3488 | 11168.9 | 0 | 0 | 0 | 0 | 0 | 0 | 0 | 7.3488 | 11168.9 | 0 | 0 | 0 | 0 | 0 | 0 | 0 | 7.3488 | 11168.9 | 0 | 0 | 0 | 0 | 0 | 0 | 0 | 7.3488 | 7.3488 | 7.3488
[20 empty] | 2356 | 2020-04-09 03:00 | 2356 | 4 | 9 | 4 | 0 | 0 | 9.6508 | 194084 | 0.65961 | 2.2506 | 0 | 182842 | 182.842 | 5040.35 | -34411.7 | 9.6199 | 189186 | 0.6596 | 2.2506 | 0 | 184793 | 184.793 | 5040.33 | -34411 | 9.6781 | 196036 | 0.6596 | 2.2506 | 0 | 177944 | 177.944 | 5040.32 | -34411.3 | 9.6508 | 9.6199 | 9.6781
[20 empty] | 2357 | 2020-04-09 04:00 | 2357 | 4 | 9 | 5 | 0 | 0 | 16.2588 | 169450 | 4.0113 | 13.6865 | 0 | 158208 | 158.208 | 30651.7 | -135521 | 23.1205 | 274277 | 8.4783 | 28.9279 | 0 | 277735 | 277.735 | 71298.8 | -238864 | 24.531 | 288978 | 9.3306 | 31.836 | 0 | 263034 | 263.034 | 64785.9 | -225684 | 16.2588 | 23.1205 | 24.531
[20 empty] | 2358 | 2020-04-09 05:00 | 2358 | 4 | 9 | 6 | 0 | 0 | 17.7342 | 288905 | 3.5552 | 12.1304 | 0 | 255228 | 255.228 | 27166.8 | -194960 | 12.304 | 274554 | 0 | 0 | 0 | 252050 | 252.05 | 0 | -192120 | 12.3645 | 285727 | 0 | 0 | 0 | 240877 | 240.877 | 0 | -183638 | 17.7342 | 12.304 | 12.3645
[20 empty] | 2359 | 2020-04-09 06:00 | 2359 | 4 | 9 | 7 | 25656.785 | 25.6568 | 96.3891 | 608732 | 0.7781 | 2.6549 | 0 | 525344 | 525.344 | 5945.79 | -429581 | 97.2122 | 645629 | 0.87363 | 2.9808 | 0 | 610522 | 610.522 | 7424.64 | -507111 | 98.2126 | 693910 | 0.97163 | 3.3152 | 0 | 562241 | 562.241 | 6675.76 | -464938 | 70.7323 | 71.5554 | 72.5558
[20 empty] | 2360 | 2020-04-09 07:00 | 2360 | 4 | 9 | 8 | 17473.352 | 17.4734 | 131.317 | 684623 | 0.99842 | 3.4066 | 0 | 601235 | 601.235 | 7629.35 | -500211 | 132.193 | 721488 | 1.1009 | 3.7562 | 0 | 684907 | 684.907 | 9212.55 | -578354 | 133.373 | 768294 | 1.2056 | 4.1135 | 0 | 638100 | 638.1 | 8412.33 | -537035 | 113.8436 | 114.7196 | 115.8996
[20 empty] | 2361 | 2020-04-09 08:00 | 2361 | 4 | 9 | 9 | 23441.507 | 23.4415 | 138.162 | 499610 | 1.0839 | 3.6982 | 0 | 441520 | 441.52 | 8282.44 | -365120 | 139.105 | 526453 | 1.1849 | 4.0428 | 0 | 501427 | 501.427 | 9979.04 | -418343 | 140.395 | 559517 | 1.3059 | 4.4558 | 0 | 468363 | 468.363 | 9054.12 | -389887 | 114.7205 | 115.6635 | 116.9535
[20 empty] | 2362 | 2020-04-09 09:00 | 2362 | 4 | 9 | 10 | 37973.481 | 37.9735 | 138.24 | 439642 | 0.87667 | 2.9912 | 0 | 381772 | 381.772 | 6698.97 | -308919 | 139.155 | 460056 | 0.97645 | 3.3316 | 0 | 428155 | 428.155 | 8242.15 | -348620 | 140.292 | 486025 | 1.0786 | 3.6803 | 0 | 402186 | 402.186 | 7461.44 | -327135 | 100.2665 | 101.1815 | 102.3185
[20 empty] | 2363 | 2020-04-09 10:00 | 2363 | 4 | 9 | 11 | 91543.855 | 91.5439 | 118.568 | 504897 | 0.87667 | 2.9912 | 0 | 378238 | 378.238 | 6699 | -301314 | 119.592 | 522889 | 0.97645 | 3.3317 | 0 | 419775 | 419.775 | 8242.16 | -336702 | 120.853 | 546434 | 1.0786 | 3.6803 | 0 | 396230 | 396.23 | 7461.47 | -317537 | 27.0241 | 28.0481 | 29.3091
[20 empty] | 2364 | 2020-04-09 11:00 | 2364 | 4 | 9 | 12 | 24450.238 | 24.4502 | 141.755 | 397403 | 0.85568 | 2.9196 | 0 | 270744 | 270.744 | 6538.62 | -215548 | 142.818 | 406563 | 0.9541 | 3.2554 | 0 | 294013 | 294.013 | 8040.32 | -235283 | 144.018 | 420672 | 1.0522 | 3.5901 | 0 | 279904 | 279.904 | 7290.67 | -223996 | 117.3048 | 118.3678 | 119.5678
[20 empty] | 2365 | 2020-04-09 12:00 | 2365 | 4 | 9 | 13 | 95855.457 | 95.8555 | 93.3489 | 342282 | 0.83327 | 2.8431 | 0 | 249300 | 249.3 | 6367.35 | -190729 | 94.5169 | 344189 | 0.94477 | 3.2236 | 0 | 258453 | 258.453 | 7984.08 | -198411 | 95.719 | 351435 | 1.0449 | 3.565 | 0 | 251208 | 251.208 | 7219.38 | -193214 | -2.5066 | -1.3386 | -0.13646
[20 empty] | 2366 | 2020-04-09 13:00 | 2366 | 4 | 9 | 14 | 59879.732 | 59.8797 | 88.3981 | 292322 | 0.83312 | 2.8426 | 0 | 234893 | 234.893 | 6366.18 | -178568 | 89.5616 | 289511 | 0.9446 | 3.223 | 0 | 234457 | 234.457 | 7966.09 | -178006 | 90.7301 | 291886 | 1.0425 | 3.557 | 0 | 232082 | 232.082 | 7218.05 | -176946 | 28.5184 | 29.6819 | 30.8504
[20 empty] | 2367 | 2020-04-09 14:00 | 2367 | 4 | 9 | 15 | 49279.101 | 49.2791 | 73.4668 | 274126 | 0.83235 | 2.84 | 0 | 216990 | 216.99 | 6360.32 | -163120 | 74.6566 | 263608 | 0.94373 | 3.22 | 0 | 201098 | 201.098 | 7850.18 | -149522 | 75.7586 | 258234 | 1.0273 | 3.5052 | 0 | 206472 | 206.472 | 7211.41 | -155032 | 24.1877 | 25.3775 | 26.4795
[20 empty] | 2368 | 2020-04-09 15:00 | 2368 | 4 | 9 | 16 | 28080.143 | 28.0801 | 71.5177 | 280472 | 0.86233 | 2.9423 | 0 | 247748 | 247.748 | 6589.42 | -189876 | 72.5283 | 273833 | 0.9452 | 3.225 | 0 | 239519 | 239.519 | 7797.43 | -182596 | 73.585 | 272243 | 1.0204 | 3.4817 | 0 | 241109 | 241.109 | 7222.68 | -184974 | 43.4376 | 44.4482 | 45.5049
[20 empty] | 2369 | 2020-04-09 16:00 | 2369 | 4 | 9 | 17 | 12010.26 | 12.0103 | 14.6733 | 32724.3 | 0 | 0 | 0 | 0 | 0 | 0 | 0 | 14.6733 | 32724.3 | 0 | 0 | 0 | 0 | 0 | 0 | 0 | 14.6733 | 32724.3 | 0 | 0 | 0 | 0 | 0 | 0 | 0 | 2.663 | 2.663 | 2.663
[20 empty] | 2370 | 2020-04-09 17:00 | 2370 | 4 | 9 | 18 | 29150.755 | 29.1508 | 13.7561 | 32871 | 0 | 0 | 0 | 0 | 0 | 0 | 0 | 13.7561 | 32871 | 0 | 0 | 0 | 0 | 0 | 0 | 0 | 13.7561 | 32871 | 0 | 0 | 0 | 0 | 0 | 0 | 0 | -15.3947 | -15.3947 | -15.3947
[20 empty] | 2371 | 2020-04-09 18:00 | 2371 | 4 | 9 | 19 | 0 | 0 | 10.3718 | 33237.7 | 0 | 0 | 0 | 0 | 0 | 0 | 0 | 10.3718 | 33237.7 | 0 | 0 | 0 | 0 | 0 | 0 | 0 | 10.3718 | 33237.7 | 0 | 0 | 0 | 0 | 0 | 0 | 0 | 10.3718 | 10.3718 | 10.3718
[20 empty] | 2372 | 2020-04-09 19:00 | 2372 | 4 | 9 | 20 | 0 | 0 | 8.8603 | 10875.6 | 0 | 0 | 0 | 0 | 0 | 0 | 0 | 8.8603 | 10875.6 | 0 | 0 | 0 | 0 | 0 | 0 | 0 | 8.8603 | 10875.6 | 0 | 0 | 0 | 0 | 0 | 0 | 0 | 8.8603 | 8.8603 | 8.8603
[20 empty] | 2373 | 2020-04-09 20:00 | 2373 | 4 | 9 | 21 | 0 | 0 | 7.3488 | 10802.3 | 0 | 0 | 0 | 0 | 0 | 0 | 0 | 7.3488 | 10802.3 | 0 | 0 | 0 | 0 | 0 | 0 | 0 | 7.3488 | 10802.3 | 0 | 0 | 0 | 0 | 0 | 0 | 0 | 7.3488 | 7.3488 | 7.3488
[20 empty] | 2374 | 2020-04-09 21:00 | 2374 | 4 | 9 | 22 | 0 | 0 | 7.3488 | 10655.6 | 0 | 0 | 0 | 0 | 0 | 0 | 0 | 7.3488 | 10655.6 | 0 | 0 | 0 | 0 | 0 | 0 | 0 | 7.3488 | 10655.6 | 0 | 0 | 0 | 0 | 0 | 0 | 0 | 7.3488 | 7.3488 | 7.3488
[20 empty] | 2375 | 2020-04-09 22:00 | 2375 | 4 | 9 | 23 | 0 | 0 | 7.3488 | 10655.6 | 0 | 0 | 0 | 0 | 0 | 0 | 0 | 7.3488 | 10655.6 | 0 | 0 | 0 | 0 | 0 | 0 | 0 | 7.3488 | 10655.6 | 0 | 0 | 0 | 0 | 0 | 0 | 0 | 7.3488 | 7.3488 | 7.3488
[20 empty] | 2376 | 2020-04-09 23:00 | 2376 | 4 | 9 | 24 | 0 | 0 | 7.8094 | 10582.3 | 0 | 0 | 0 | 0 | 0 | 0 | 0 | 7.8094 | 10582.3 | 0 | 0 | 0 | 0 | 0 | 0 | 0 | 7.8094 | 10582.3 | 0 | 0 | 0 | 0 | 0 | 0 | 0 | 7.8094 | 7.8094 | 7.8094
[20 empty] | 2377 | 2020-04-10 | 2377 | 4 | 10 | 1 | 0 | 0 | 7.8094 | 10655.6 | 0 | 0 | 0 | 0 | 0 | 0 | 0 | 7.8094 | 10655.6 | 0 | 0 | 0 | 0 | 0 | 0 | 0 | 7.8094 | 10655.6 | 0 | 0 | 0 | 0 | 0 | 0 | 0 | 7.8094 | 7.8094 | 7.8094
[20 empty] | 2378 | 2020-04-10 01:00 | 2378 | 4 | 10 | 2 | 0 | 0 | 7.8094 | 10655.6 | 0 | 0 | 0 | 0 | 0 | 0 | 0 | 7.8094 | 10655.6 | 0 | 0 | 0 | 0 | 0 | 0 | 0 | 7.8094 | 10655.6 | 0 | 0 | 0 | 0 | 0 | 0 | 0 | 7.8094 | 7.8094 | 7.8094
[20 empty] | 2379 | 2020-04-10 02:00 | 2379 | 4 | 10 | 3 | 0 | 0 | 7.8094 | 10802.3 | 0 | 0 | 0 | 0 | 0 | 0 | 0 | 7.8094 | 10802.3 | 0 | 0 | 0 | 0 | 0 | 0 | 0 | 7.8094 | 10802.3 | 0 | 0 | 0 | 0 | 0 | 0 | 0 | 7.8094 | 7.8094 | 7.8094
[20 empty] | 2380 | 2020-04-10 03:00 | 2380 | 4 | 10 | 4 | 0 | 0 | 7.8094 | 10948.9 | 0 | 0 | 0 | 0 | 0 | 0 | 0 | 7.8094 | 10948.9 | 0 | 0 | 0 | 0 | 0 | 0 | 0 | 7.8094 | 10948.9 | 0 | 0 | 0 | 0 | 0 | 0 | 0 | 7.8094 | 7.8094 | 7.8094
[20 empty] | 2381 | 2020-04-10 04:00 | 2381 | 4 | 10 | 5 | 0 | 0 | 7.8094 | 10948.9 | 0 | 0 | 0 | 0 | 0 | 0 | 0 | 7.8094 | 10948.9 | 0 | 0 | 0 | 0 | 0 | 0 | 0 | 7.8094 | 10948.9 | 0 | 0 | 0 | 0 | 0 | 0 | 0 | 7.8094 | 7.8094 | 7.8094
[20 empty] | 2382 | 2020-04-10 05:00 | 2382 | 4 | 10 | 6 | 0 | 0 | 7.8094 | 10948.9 | 0 | 0 | 0 | 0 | 0 | 0 | 0 | 7.8094 | 10948.9 | 0 | 0 | 0 | 0 | 0 | 0 | 0 | 7.8094 | 10948.9 | 0 | 0 | 0 | 0 | 0 | 0 | 0 | 7.8094 | 7.8094 | 7.8094
[20 empty] | 2383 | 2020-04-10 06:00 | 2383 | 4 | 10 | 7 | 3372.115 | 3.3721 | 7.8028 | 10802.3 | 0 | 0 | 0 | 0 | 0 | 0 | 0 | 7.8018 | 10802.3 | 0 | 0 | 0 | 0 | 0 | 0 | 0 | 7.8011 | 10802.3 | 0 | 0 | 0 | 0 | 0 | 0 | 0 | 4.4307 | 4.4296 | 4.4289
[20 empty] | 2384 | 2020-04-10 07:00 | 2384 | 4 | 10 | 8 | 9770.062 | 9.7701 | 7.7994 | 10802.3 | 0 | 0 | 0 | 0 | 0 | 0 | 0 | 7.7993 | 10802.3 | 0 | 0 | 0 | 0 | 0 | 0 | 0 | 7.7993 | 10802.3 | 0 | 0 | 0 | 0 | 0 | 0 | 0 | -1.9707 | -1.9707 | -1.9707
[20 empty] | 2385 | 2020-04-10 08:00 | 2385 | 4 | 10 | 9 | 12944.99 | 12.945 | 7.7993 | 10289 | 0 | 0 | 0 | 0 | 0 | 0 | 0 | 7.7993 | 10289 | 0 | 0 | 0 | 0 | 0 | 0 | 0 | 7.7993 | 10289 | 0 | 0 | 0 | 0 | 0 | 0 | 0 | -5.1457 | -5.1457 | -5.1457
[20 empty] | 2386 | 2020-04-10 09:00 | 2386 | 4 | 10 | 10 | 37261.579 | 37.2616 | 7.7993 | 10215.6 | 0 | 0 | 0 | 0 | 0 | 0 | 0 | 7.7993 | 10215.6 | 0 | 0 | 0 | 0 | 0 | 0 | 0 | 7.7993 | 10215.6 | 0 | 0 | 0 | 0 | 0 | 0 | 0 | -29.4623 | -29.4623 | -29.4623
[20 empty] | 2387 | 2020-04-10 10:00 | 2387 | 4 | 10 | 11 | 63296.924 | 63.2969 | 7.7993 | 10215.6 | 0 | 0 | 0 | 0 | 0 | 0 | 0 | 7.7993 | 10215.6 | 0 | 0 | 0 | 0 | 0 | 0 | 0 | 7.7993 | 10215.6 | 0 | 0 | 0 | 0 | 0 | 0 | 0 | -55.4976 | -55.4976 | -55.4976
[20 empty] | 2388 | 2020-04-10 11:00 | 2388 | 4 | 10 | 12 | 70131.894 | 70.1319 | 7.7993 | 10069 | 0 | 0 | 0 | 0 | 0 | 0 | 0 | 7.7993 | 10069 | 0 | 0 | 0 | 0 | 0 | 0 | 0 | 7.7993 | 10069 | 0 | 0 | 0 | 0 | 0 | 0 | 0 | -62.3326 | -62.3326 | -62.3326
[20 empty] | 2389 | 2020-04-10 12:00 | 2389 | 4 | 10 | 13 | 5447.25 | 5.4473 | 7.7993 | 10069 | 0 | 0 | 0 | 0 | 0 | 0 | 0 | 7.7993 | 10069 | 0 | 0 | 0 | 0 | 0 | 0 | 0 | 7.7993 | 10069 | 0 | 0 | 0 | 0 | 0 | 0 | 0 | 2.3521 | 2.3521 | 2.3521
[20 empty] | 2390 | 2020-04-10 13:00 | 2390 | 4 | 10 | 14 | 110307.895 | 110.3079 | 7.7993 | 10069 | 0 | 0 | 0 | 0 | 0 | 0 | 0 | 7.7993 | 10069 | 0 | 0 | 0 | 0 | 0 | 0 | 0 | 7.7993 | 10069 | 0 | 0 | 0 | 0 | 0 | 0 | 0 | -102.5086 | -102.5086 | -102.5086
[20 empty] | 2391 | 2020-04-10 14:00 | 2391 | 4 | 10 | 15 | 102631.79 | 102.6318 | 7.7993 | 10142.3 | 0 | 0 | 0 | 0 | 0 | 0 | 0 | 7.7993 | 10142.3 | 0 | 0 | 0 | 0 | 0 | 0 | 0 | 7.7993 | 10142.3 | 0 | 0 | 0 | 0 | 0 | 0 | 0 | -94.8325 | -94.8325 | -94.8325
[20 empty] | 2392 | 2020-04-10 15:00 | 2392 | 4 | 10 | 16 | 47557.463 | 47.5575 | 7.7993 | 10289 | 0 | 0 | 0 | 0 | 0 | 0 | 0 | 7.7993 | 10289 | 0 | 0 | 0 | 0 | 0 | 0 | 0 | 7.7993 | 10289 | 0 | 0 | 0 | 0 | 0 | 0 | 0 | -39.7581 | -39.7581 | -39.7581
[20 empty] | 2393 | 2020-04-10 16:00 | 2393 | 4 | 10 | 17 | 79991.033 | 79.991 | 7.7993 | 10289 | 0 | 0 | 0 | 0 | 0 | 0 | 0 | 7.7993 | 10289 | 0 | 0 | 0 | 0 | 0 | 0 | 0 | 7.7993 | 10289 | 0 | 0 | 0 | 0 | 0 | 0 | 0 | -72.1917 | -72.1917 | -72.1917
[20 empty] | 2394 | 2020-04-10 17:00 | 2394 | 4 | 10 | 18 | 13238.937 | 13.2389 | 7.7993 | 10509 | 0 | 0 | 0 | 0 | 0 | 0 | 0 | 7.7993 | 10509 | 0 | 0 | 0 | 0 | 0 | 0 | 0 | 7.7993 | 10509 | 0 | 0 | 0 | 0 | 0 | 0 | 0 | -5.4396 | -5.4396 | -5.4396
[20 empty] | 2395 | 2020-04-10 18:00 | 2395 | 4 | 10 | 19 | 0 | 0 | 7.8094 | 10655.6 | 0 | 0 | 0 | 0 | 0 | 0 | 0 | 7.8094 | 10655.6 | 0 | 0 | 0 | 0 | 0 | 0 | 0 | 7.8094 | 10655.6 | 0 | 0 | 0 | 0 | 0 | 0 | 0 | 7.8094 | 7.8094 | 7.8094
[20 empty] | 2396 | 2020-04-10 19:00 | 2396 | 4 | 10 | 20 | 0 | 0 | 7.8094 | 10655.6 | 0 | 0 | 0 | 0 | 0 | 0 | 0 | 7.8094 | 10655.6 | 0 | 0 | 0 | 0 | 0 | 0 | 0 | 7.8094 | 10655.6 | 0 | 0 | 0 | 0 | 0 | 0 | 0 | 7.8094 | 7.8094 | 7.8094
[20 empty] | 2397 | 2020-04-10 20:00 | 2397 | 4 | 10 | 21 | 0 | 0 | 7.8094 | 10728.9 | 0 | 0 | 0 | 0 | 0 | 0 | 0 | 7.8094 | 10728.9 | 0 | 0 | 0 | 0 | 0 | 0 | 0 | 7.8094 | 10728.9 | 0 | 0 | 0 | 0 | 0 | 0 | 0 | 7.8094 | 7.8094 | 7.8094
[20 empty] | 2398 | 2020-04-10 21:00 | 2398 | 4 | 10 | 22 | 0 | 0 | 7.8094 | 10802.3 | 0 | 0 | 0 | 0 | 0 | 0 | 0 | 7.8094 | 10802.3 | 0 | 0 | 0 | 0 | 0 | 0 | 0 | 7.8094 | 10802.3 | 0 | 0 | 0 | 0 | 0 | 0 | 0 | 7.8094 | 7.8094 | 7.8094
[20 empty] | 2399 | 2020-04-10 22:00 | 2399 | 4 | 10 | 23 | 0 | 0 | 7.8094 | 10802.3 | 0 | 0 | 0 | 0 | 0 | 0 | 0 | 7.8094 | 10802.3 | 0 | 0 | 0 | 0 | 0 | 0 | 0 | 7.8094 | 10802.3 | 0 | 0 | 0 | 0 | 0 | 0 | 0 | 7.8094 | 7.8094 | 7.8094
[20 empty] | 2400 | 2020-04-10 23:00 | 2400 | 4 | 10 | 24 | 0 | 0 | 7.8094 | 10948.9 | 0 | 0 | 0 | 0 | 0 | 0 | 0 | 7.8094 | 10948.9 | 0 | 0 | 0 | 0 | 0 | 0 | 0 | 7.8094 | 10948.9 | 0 | 0 | 0 | 0 | 0 | 0 | 0 | 7.8094 | 7.8094 | 7.8094
[20 empty] | 2401 | 2020-04-11 | 2401 | 4 | 11 | 1 | 0 | 0 | 7.8094 | 10948.9 | 0 | 0 | 0 | 0 | 0 | 0 | 0 | 7.8094 | 10948.9 | 0 | 0 | 0 | 0 | 0 | 0 | 0 | 7.8094 | 10948.9 | 0 | 0 | 0 | 0 | 0 | 0 | 0 | 7.8094 | 7.8094 | 7.8094
[20 empty] | 2402 | 2020-04-11 01:00 | 2402 | 4 | 11 | 2 | 0 | 0 | 7.8094 | 10948.9 | 0 | 0 | 0 | 0 | 0 | 0 | 0 | 7.8094 | 10948.9 | 0 | 0 | 0 | 0 | 0 | 0 | 0 | 7.8094 | 10948.9 | 0 | 0 | 0 | 0 | 0 | 0 | 0 | 7.8094 | 7.8094 | 7.8094
[20 empty] | 2403 | 2020-04-11 02:00 | 2403 | 4 | 11 | 3 | 0 | 0 | 7.8094 | 11022.3 | 0 | 0 | 0 | 0 | 0 | 0 | 0 | 7.8094 | 11022.3 | 0 | 0 | 0 | 0 | 0 | 0 | 0 | 7.8094 | 11022.3 | 0 | 0 | 0 | 0 | 0 | 0 | 0 | 7.8094 | 7.8094 | 7.8094
[20 empty] | 2404 | 2020-04-11 03:00 | 2404 | 4 | 11 | 4 | 0 | 0 | 7.8094 | 11022.3 | 0 | 0 | 0 | 0 | 0 | 0 | 0 | 7.8094 | 11022.3 | 0 | 0 | 0 | 0 | 0 | 0 | 0 | 7.8094 | 11022.3 | 0 | 0 | 0 | 0 | 0 | 0 | 0 | 7.8094 | 7.8094 | 7.8094
[20 empty] | 2405 | 2020-04-11 04:00 | 2405 | 4 | 11 | 5 | 0 | 0 | 7.8094 | 11022.3 | 0 | 0 | 0 | 0 | 0 | 0 | 0 | 7.8094 | 11022.3 | 0 | 0 | 0 | 0 | 0 | 0 | 0 | 7.8094 | 11022.3 | 0 | 0 | 0 | 0 | 0 | 0 | 0 | 7.8094 | 7.8094 | 7.8094
[20 empty] | 2406 | 2020-04-11 05:00 | 2406 | 4 | 11 | 6 | 0 | 0 | 7.8094 | 10948.9 | 0 | 0 | 0 | 0 | 0 | 0 | 0 | 7.8094 | 10948.9 | 0 | 0 | 0 | 0 | 0 | 0 | 0 | 7.8094 | 10948.9 | 0 | 0 | 0 | 0 | 0 | 0 | 0 | 7.8094 | 7.8094 | 7.8094
[20 empty] | 2407 | 2020-04-11 06:00 | 2407 | 4 | 11 | 7 | 39576.211 | 39.5762 | 7.8027 | 10655.6 | 0 | 0 | 0 | 0 | 0 | 0 | 0 | 7.8017 | 10655.6 | 0 | 0 | 0 | 0 | 0 | 0 | 0 | 7.801 | 10655.6 | 0 | 0 | 0 | 0 | 0 | 0 | 0 | -31.7735 | -31.7745 | -31.7752
[20 empty] | 2408 | 2020-04-11 07:00 | 2408 | 4 | 11 | 8 | 115827.035 | 115.827 | 7.7997 | 10655.6 | 0 | 0 | 0 | 0 | 0 | 0 | 0 | 7.7993 | 10655.6 | 0 | 0 | 0 | 0 | 0 | 0 | 0 | 7.7993 | 10655.6 | 0 | 0 | 0 | 0 | 0 | 0 | 0 | -108.0273 | -108.0277 | -108.0277
[20 empty] | 2409 | 2020-04-11 08:00 | 2409 | 4 | 11 | 9 | 189954.77 | 189.9548 | 7.7993 | 10142.3 | 0 | 0 | 0 | 0 | 0 | 0 | 0 | 7.7993 | 10142.3 | 0 | 0 | 0 | 0 | 0 | 0 | 0 | 7.7993 | 10142.3 | 0 | 0 | 0 | 0 | 0 | 0 | 0 | -182.1555 | -182.1555 | -182.1555
[20 empty] | 2410 | 2020-04-11 09:00 | 2410 | 4 | 11 | 10 | 248320.733 | 248.3207 | 7.7993 | 9922.34 | 0 | 0 | 0 | 0 | 0 | 0 | 0 | 7.7993 | 9922.34 | 0 | 0 | 0 | 0 | 0 | 0 | 0 | 7.7993 | 9922.34 | 0 | 0 | 0 | 0 | 0 | 0 | 0 | -240.5214 | -240.5214 | -240.5214
[20 empty] | 2411 | 2020-04-11 10:00 | 2411 | 4 | 11 | 11 | 284997.162 | 284.9972 | 7.7993 | 9922.34 | 0 | 0 | 0 | 0 | 0 | 0 | 0 | 7.7993 | 9922.34 | 0 | 0 | 0 | 0 | 0 | 0 | 0 | 7.7993 | 9922.34 | 0 | 0 | 0 | 0 | 0 | 0 | 0 | -277.1978 | -277.1978 | -277.1978
[20 empty] | 2412 | 2020-04-11 11:00 | 2412 | 4 | 11 | 12 | 301956.681 | 301.9567 | 7.7993 | 9849.01 | 0 | 0 | 0 | 0 | 0 | 0 | 0 | 7.7993 | 9849.01 | 0 | 0 | 0 | 0 | 0 | 0 | 0 | 7.7993 | 9849.01 | 0 | 0 | 0 | 0 | 0 | 0 | 0 | -294.1574 | -294.1574 | -294.1574
[20 empty] | 2413 | 2020-04-11 12:00 | 2413 | 4 | 11 | 13 | 298948.453 | 298.9485 | 7.7993 | 9775.69 | 0 | 0 | 0 | 0 | 0 | 0 | 0 | 7.7993 | 9775.69 | 0 | 0 | 0 | 0 | 0 | 0 | 0 | 7.7993 | 9775.69 | 0 | 0 | 0 | 0 | 0 | 0 | 0 | -291.1491 | -291.1491 | -291.1491
[20 empty] | 2414 | 2020-04-11 13:00 | 2414 | 4 | 11 | 14 | 275622.59 | 275.6226 | 7.7993 | 9775.69 | 0 | 0 | 0 | 0 | 0 | 0 | 0 | 7.7993 | 9775.69 | 0 | 0 | 0 | 0 | 0 | 0 | 0 | 7.7993 | 9775.69 | 0 | 0 | 0 | 0 | 0 | 0 | 0 | -267.8233 | -267.8233 | -267.8233
[20 empty] | 2415 | 2020-04-11 14:00 | 2415 | 4 | 11 | 15 | 236217.219 | 236.2172 | 7.7993 | 9922.34 | 0 | 0 | 0 | 0 | 0 | 0 | 0 | 7.7993 | 9922.34 | 0 | 0 | 0 | 0 | 0 | 0 | 0 | 7.7993 | 9922.34 | 0 | 0 | 0 | 0 | 0 | 0 | 0 | -228.4179 | -228.4179 | -228.4179
[20 empty] | 2416 | 2020-04-11 15:00 | 2416 | 4 | 11 | 16 | 179894.754 | 179.8948 | 7.7993 | 9995.67 | 0 | 0 | 0 | 0 | 0 | 0 | 0 | 7.7993 | 9995.67 | 0 | 0 | 0 | 0 | 0 | 0 | 0 | 7.7993 | 9995.67 | 0 | 0 | 0 | 0 | 0 | 0 | 0 | -172.0954 | -172.0954 | -172.0954
[20 empty] | 2417 | 2020-04-11 16:00 | 2417 | 4 | 11 | 17 | 107372.169 | 107.3722 | 7.7993 | 9995.67 | 0 | 0 | 0 | 0 | 0 | 0 | 0 | 7.7993 | 9995.67 | 0 | 0 | 0 | 0 | 0 | 0 | 0 | 7.7993 | 9995.67 | 0 | 0 | 0 | 0 | 0 | 0 | 0 | -99.5728 | -99.5728 | -99.5728
[20 empty] | 2418 | 2020-04-11 17:00 | 2418 | 4 | 11 | 18 | 32314.582 | 32.3146 | 7.7993 | 10215.6 | 0 | 0 | 0 | 0 | 0 | 0 | 0 | 7.7993 | 10215.6 | 0 | 0 | 0 | 0 | 0 | 0 | 0 | 7.7993 | 10215.6 | 0 | 0 | 0 | 0 | 0 | 0 | 0 | -24.5153 | -24.5153 | -24.5153
[20 empty] | 2419 | 2020-04-11 18:00 | 2419 | 4 | 11 | 19 | 0 | 0 | 7.8094 | 10362.3 | 0 | 0 | 0 | 0 | 0 | 0 | 0 | 7.8094 | 10362.3 | 0 | 0 | 0 | 0 | 0 | 0 | 0 | 7.8094 | 10362.3 | 0 | 0 | 0 | 0 | 0 | 0 | 0 | 7.8094 | 7.8094 | 7.8094
[20 empty] | 2420 | 2020-04-11 19:00 | 2420 | 4 | 11 | 20 | 0 | 0 | 7.8094 | 10362.3 | 0 | 0 | 0 | 0 | 0 | 0 | 0 | 7.8094 | 10362.3 | 0 | 0 | 0 | 0 | 0 | 0 | 0 | 7.8094 | 10362.3 | 0 | 0 | 0 | 0 | 0 | 0 | 0 | 7.8094 | 7.8094 | 7.8094
[20 empty] | 2421 | 2020-04-11 20:00 | 2421 | 4 | 11 | 21 | 0 | 0 | 7.8094 | 10362.3 | 0 | 0 | 0 | 0 | 0 | 0 | 0 | 7.8094 | 10362.3 | 0 | 0 | 0 | 0 | 0 | 0 | 0 | 7.8094 | 10362.3 | 0 | 0 | 0 | 0 | 0 | 0 | 0 | 7.8094 | 7.8094 | 7.8094
[20 empty] | 2422 | 2020-04-11 21:00 | 2422 | 4 | 11 | 22 | 0 | 0 | 7.8094 | 10509 | 0 | 0 | 0 | 0 | 0 | 0 | 0 | 7.8094 | 10509 | 0 | 0 | 0 | 0 | 0 | 0 | 0 | 7.8094 | 10509 | 0 | 0 | 0 | 0 | 0 | 0 | 0 | 7.8094 | 7.8094 | 7.8094
[20 empty] | 2423 | 2020-04-11 22:00 | 2423 | 4 | 11 | 23 | 0 | 0 | 7.8094 | 10509 | 0 | 0 | 0 | 0 | 0 | 0 | 0 | 7.8094 | 10509 | 0 | 0 | 0 | 0 | 0 | 0 | 0 | 7.8094 | 10509 | 0 | 0 | 0 | 0 | 0 | 0 | 0 | 7.8094 | 7.8094 | 7.8094
[20 empty] | 2424 | 2020-04-11 23:00 | 2424 | 4 | 11 | 24 | 0 | 0 | 7.3488 | 10655.6 | 0 | 0 | 0 | 0 | 0 | 0 | 0 | 7.3488 | 10655.6 | 0 | 0 | 0 | 0 | 0 | 0 | 0 | 7.3488 | 10655.6 | 0 | 0 | 0 | 0 | 0 | 0 | 0 | 7.3488 | 7.3488 | 7.3488
[20 empty] | 2425 | 2020-04-12 | 2425 | 4 | 12 | 1 | 0 | 0 | 7.3488 | 10728.9 | 0 | 0 | 0 | 0 | 0 | 0 | 0 | 7.3488 | 10728.9 | 0 | 0 | 0 | 0 | 0 | 0 | 0 | 7.3488 | 10728.9 | 0 | 0 | 0 | 0 | 0 | 0 | 0 | 7.3488 | 7.3488 | 7.3488
[20 empty] | 2426 | 2020-04-12 01:00 | 2426 | 4 | 12 | 2 | 0 | 0 | 7.3488 | 10728.9 | 0 | 0 | 0 | 0 | 0 | 0 | 0 | 7.3488 | 10728.9 | 0 | 0 | 0 | 0 | 0 | 0 | 0 | 7.3488 | 10728.9 | 0 | 0 | 0 | 0 | 0 | 0 | 0 | 7.3488 | 7.3488 | 7.3488
[20 empty] | 2427 | 2020-04-12 02:00 | 2427 | 4 | 12 | 3 | 0 | 0 | 7.3488 | 10728.9 | 0 | 0 | 0 | 0 | 0 | 0 | 0 | 7.3488 | 10728.9 | 0 | 0 | 0 | 0 | 0 | 0 | 0 | 7.3488 | 10728.9 | 0 | 0 | 0 | 0 | 0 | 0 | 0 | 7.3488 | 7.3488 | 7.3488
[20 empty] | 2428 | 2020-04-12 03:00 | 2428 | 4 | 12 | 4 | 0 | 0 | 23.5831 | 421748 | 9.6838 | 33.0412 | 0 | 410946 | 410.946 | 73998.1 | -241668 | 16.6274 | 321431 | 5.2255 | 17.8295 | 0 | 202283 | 202.283 | 4153.3 | -48211.3 | 9.562 | 213085 | 0.54352 | 1.8545 | 0 | 310629 | 310.629 | 39930.4 | -159645 | 23.5831 | 16.6274 | 9.562
[20 empty] | 2429 | 2020-04-12 04:00 | 2429 | 4 | 12 | 5 | 0 | 0 | 24.6918 | 375284 | 9.4048 | 32.0893 | 0 | 364482 | 364.482 | 71866.1 | -290001 | 19.5583 | 282388 | 6.1457 | 20.9692 | 0 | 191840 | 191.84 | 45586 | -155581 | 19.1901 | 202642 | 5.9657 | 20.3548 | 0 | 271586 | 271.586 | 46961.9 | -211270 | 24.6918 | 19.5583 | 19.1901
[20 empty] | 2430 | 2020-04-12 05:00 | 2430 | 4 | 12 | 6 | 0 | 0 | 27.2627 | 456247 | 9.7208 | 33.1674 | 0 | 423156 | 423.156 | 74280.6 | -342161 | 21.8743 | 282343 | 6.3091 | 21.5267 | 0 | 171075 | 171.075 | 5541.51 | -126174 | 13.4318 | 204166 | 0.72519 | 2.4744 | 0 | 249252 | 249.252 | 48210.5 | -193729 | 27.2627 | 21.8743 | 13.4318
[20 empty] | 2431 | 2020-04-12 06:00 | 2431 | 4 | 12 | 7 | 43345.846 | 43.3458 | 96.9051 | 529759 | 0.86622 | 2.9555 | 0 | 447252 | 447.252 | 6619.14 | -367469 | 97.6621 | 557231 | 0.96317 | 3.2863 | 0 | 488323 | 488.323 | 7932.58 | -405396 | 98.412 | 570831 | 1.0381 | 3.542 | 0 | 474723 | 474.723 | 7360 | -393900 | 53.5593 | 54.3163 | 55.0662
[20 empty] | 2432 | 2020-04-12 07:00 | 2432 | 4 | 12 | 8 | 122545.814 | 122.5458 | 131.755 | 604717 | 1.0634 | 3.6284 | 0 | 522210 | 522.21 | 8126.12 | -427474 | 132.647 | 605511 | 1.1609 | 3.9609 | 0 | 523537 | 523.537 | 9546.74 | -428496 | 133.666 | 606044 | 1.2493 | 4.2627 | 0 | 523004 | 523.004 | 8870.79 | -430253 | 9.2092 | 10.1012 | 11.1202
[20 empty] | 2433 | 2020-04-12 08:00 | 2433 | 4 | 12 | 9 | 188850.685 | 188.8507 | 137.399 | 450642 | 1.0232 | 3.4911 | 0 | 393286 | 393.286 | 7818.47 | -316038 | 138.317 | 442576 | 1.1118 | 3.7934 | 0 | 376012 | 376.012 | 9051.02 | -300828 | 139.32 | 433368 | 1.1845 | 4.0414 | 0 | 385220 | 385.22 | 8495.6 | -309641 | -51.4517 | -50.5337 | -49.5307
[20 empty] | 2434 | 2020-04-12 09:00 | 2434 | 4 | 12 | 10 | 235588.579 | 235.5886 | 138.559 | 383829 | 0.99904 | 3.4087 | 0 | 326619 | 326.619 | 7634.03 | -257314 | 139.494 | 370108 | 1.0827 | 3.6942 | 0 | 299389 | 299.389 | 8917.07 | -233955 | 140.576 | 356598 | 1.1669 | 3.9816 | 0 | 312899 | 312.899 | 8273.39 | -246421 | -97.0296 | -96.0946 | -95.0126
[20 empty] | 2435 | 2020-04-12 10:00 | 2435 | 4 | 12 | 11 | 270047.234 | 270.0472 | 119.251 | 436333 | 0.99848 | 3.4068 | 0 | 309674 | 309.674 | 7629.81 | -242870 | 119.718 | 421262 | 1.0139 | 3.4593 | 0 | 280185 | 280.185 | 8463.4 | -217515 | 120.921 | 406844 | 1.1076 | 3.779 | 0 | 294603 | 294.603 | 7747.36 | -230804 | -150.7962 | -150.3292 | -149.1262
[20 empty] | 2436 | 2020-04-12 11:00 | 2436 | 4 | 12 | 12 | 288500.145 | 288.5001 | 142.138 | 337910 | 1.0967 | 3.7418 | 0 | 211251 | 211.251 | 8380.11 | -158904 | 142.608 | 320050 | 1.1108 | 3.7899 | 0 | 180030 | 180.03 | 8367.35 | -131747 | 143.027 | 306689 | 1.095 | 3.7361 | 0 | 193391 | 193.391 | 8487.78 | -144522 | -146.3621 | -145.8921 | -145.4731
[20 empty] | 2437 | 2020-04-12 12:00 | 2437 | 4 | 12 | 13 | 288705.806 | 288.7058 | 93.2045 | 286982 | 0.9998 | 3.4113 | 0 | 195620 | 195.62 | 7639.85 | -145071 | 93.6357 | 267270 | 1.0086 | 3.4414 | 0 | 160638 | 160.638 | 6146.37 | -114562 | 93.0604 | 252000 | 0.80435 | 2.7444 | 0 | 175908 | 175.908 | 7707.3 | -128619 | -195.5013 | -195.0701 | -195.6454
[20 empty] | 2438 | 2020-04-12 13:00 | 2438 | 4 | 12 | 14 | 269496.708 | 269.4967 | 88.0855 | 236854 | 0.97805 | 3.3371 | 0 | 179865 | 179.865 | 7473.68 | -131347 | 88.3797 | 216033 | 0.96783 | 3.3022 | 0 | 145959 | 145.959 | 5205.43 | -102140 | 87.2314 | 202948 | 0.68121 | 2.3243 | 0 | 159043 | 159.043 | 7395.56 | -114378 | -181.4112 | -181.117 | -182.2653
[20 empty] | 2439 | 2020-04-12 14:00 | 2439 | 4 | 12 | 15 | 233612.185 | 233.6122 | 73.0221 | 269582 | 0.77869 | 2.6569 | 0 | 212446 | 212.446 | 5950.28 | -159442 | 73.5327 | 248364 | 0.79314 | 2.7062 | 0 | 173326 | 173.326 | 3680.8 | -126048 | 72.2313 | 230462 | 0.48169 | 1.6435 | 0 | 191228 | 191.228 | 6060.73 | -142179 | -160.5901 | -160.0795 | -161.3809
[20 empty] | 2440 | 2020-04-12 15:00 | 2440 | 4 | 12 | 16 | 181013.916 | 181.0139 | 71.2485 | 242593 | 0.8295 | 2.8303 | 0 | 210235 | 210.235 | 6338.55 | -157481 | 71.7219 | 222329 | 0.83665 | 2.8547 | 0 | 174000 | 174 | 6103.66 | -126446 | 71.9836 | 206358 | 0.79876 | 2.7254 | 0 | 189971 | 189.971 | 6393.18 | -141022 | -109.7654 | -109.292 | -109.0303
[20 empty] | 2441 | 2020-04-12 16:00 | 2441 | 4 | 12 | 17 | 109352.721 | 109.3527 | 14.6733 | 32357.6 | 0 | 0 | 0 | 0 | 0 | 0 | 0 | 14.6733 | 32357.6 | 0 | 0 | 0 | 0 | 0 | 0 | 0 | 14.6733 | 32357.6 | 0 | 0 | 0 | 0 | 0 | 0 | 0 | -94.6794 | -94.6794 | -94.6794
[20 empty] | 2442 | 2020-04-12 17:00 | 2442 | 4 | 12 | 18 | 33062.125 | 33.0621 | 13.7561 | 32577.6 | 0 | 0 | 0 | 0 | 0 | 0 | 0 | 13.7561 | 32577.6 | 0 | 0 | 0 | 0 | 0 | 0 | 0 | 13.7561 | 32577.6 | 0 | 0 | 0 | 0 | 0 | 0 | 0 | -19.306 | -19.306 | -19.306
[20 empty] | 2443 | 2020-04-12 18:00 | 2443 | 4 | 12 | 19 | 0 | 0 | 10.3718 | 32577.6 | 0 | 0 | 0 | 0 | 0 | 0 | 0 | 10.3718 | 32577.6 | 0 | 0 | 0 | 0 | 0 | 0 | 0 | 10.3718 | 32577.6 | 0 | 0 | 0 | 0 | 0 | 0 | 0 | 10.3718 | 10.3718 | 10.3718
[20 empty] | 2444 | 2020-04-12 19:00 | 2444 | 4 | 12 | 20 | 0 | 0 | 8.8603 | 10215.6 | 0 | 0 | 0 | 0 | 0 | 0 | 0 | 8.8603 | 10215.6 | 0 | 0 | 0 | 0 | 0 | 0 | 0 | 8.8603 | 10215.6 | 0 | 0 | 0 | 0 | 0 | 0 | 0 | 8.8603 | 8.8603 | 8.8603
[20 empty] | 2445 | 2020-04-12 20:00 | 2445 | 4 | 12 | 21 | 0 | 0 | 7.3488 | 10289 | 0 | 0 | 0 | 0 | 0 | 0 | 0 | 7.3488 | 10289 | 0 | 0 | 0 | 0 | 0 | 0 | 0 | 7.3488 | 10289 | 0 | 0 | 0 | 0 | 0 | 0 | 0 | 7.3488 | 7.3488 | 7.3488
[20 empty] | 2446 | 2020-04-12 21:00 | 2446 | 4 | 12 | 22 | 0 | 0 | 7.3488 | 10289 | 0 | 0 | 0 | 0 | 0 | 0 | 0 | 7.3488 | 10289 | 0 | 0 | 0 | 0 | 0 | 0 | 0 | 7.3488 | 10289 | 0 | 0 | 0 | 0 | 0 | 0 | 0 | 7.3488 | 7.3488 | 7.3488
[20 empty] | 2447 | 2020-04-12 22:00 | 2447 | 4 | 12 | 23 | 0 | 0 | 7.3488 | 10289 | 0 | 0 | 0 | 0 | 0 | 0 | 0 | 7.3488 | 10289 | 0 | 0 | 0 | 0 | 0 | 0 | 0 | 7.3488 | 10289 | 0 | 0 | 0 | 0 | 0 | 0 | 0 | 7.3488 | 7.3488 | 7.3488
[20 empty] | 2448 | 2020-04-12 23:00 | 2448 | 4 | 12 | 24 | 0 | 0 | 7.3488 | 10289 | 0 | 0 | 0 | 0 | 0 | 0 | 0 | 7.3488 | 10289 | 0 | 0 | 0 | 0 | 0 | 0 | 0 | 7.3488 | 10289 | 0 | 0 | 0 | 0 | 0 | 0 | 0 | 7.3488 | 7.3488 | 7.3488
[20 empty] | 2449 | 2020-04-13 | 2449 | 4 | 13 | 1 | 0 | 0 | 7.3488 | 10289 | 0 | 0 | 0 | 0 | 0 | 0 | 0 | 7.3488 | 10289 | 0 | 0 | 0 | 0 | 0 | 0 | 0 | 7.3488 | 10289 | 0 | 0 | 0 | 0 | 0 | 0 | 0 | 7.3488 | 7.3488 | 7.3488
[20 empty] | 2450 | 2020-04-13 01:00 | 2450 | 4 | 13 | 2 | 0 | 0 | 7.3488 | 10289 | 0 | 0 | 0 | 0 | 0 | 0 | 0 | 7.3488 | 10289 | 0 | 0 | 0 | 0 | 0 | 0 | 0 | 7.3488 | 10289 | 0 | 0 | 0 | 0 | 0 | 0 | 0 | 7.3488 | 7.3488 | 7.3488
[20 empty] | 2451 | 2020-04-13 02:00 | 2451 | 4 | 13 | 3 | 0 | 0 | 7.3488 | 10362.3 | 0 | 0 | 0 | 0 | 0 | 0 | 0 | 7.3488 | 10362.3 | 0 | 0 | 0 | 0 | 0 | 0 | 0 | 7.3488 | 10362.3 | 0 | 0 | 0 | 0 | 0 | 0 | 0 | 7.3488 | 7.3488 | 7.3488
[20 empty] | 2452 | 2020-04-13 03:00 | 2452 | 4 | 13 | 4 | 0 | 0 | 9.6431 | 183614 | 0.65192 | 2.2244 | 0 | 173252 | 173.252 | 4981.62 | -33364.1 | 9.6122 | 178539 | 0.65192 | 2.2244 | 0 | 174291 | 174.291 | 4981.62 | -33362.9 | 9.6705 | 184653 | 0.65192 | 2.2244 | 0 | 168177 | 168.177 | 4981.62 | -33363.1 | 9.6431 | 9.6122 | 9.6705
[20 empty] | 2453 | 2020-04-13 04:00 | 2453 | 4 | 13 | 5 | 0 | 0 | 10.1313 | 69580.6 | 0 | 0 | 0 | 59218.3 | 59.2183 | 0 | -27020.9 | 10.1004 | 68606.6 | 0 | 0 | 0 | 59348.2 | 59.3482 | 0 | -27020.6 | 10.1587 | 69710.5 | 0 | 0 | 0 | 58244.3 | 58.2443 | 0 | -27020.7 | 10.1313 | 10.1004 | 10.1587
[20 empty] | 2454 | 2020-04-13 05:00 | 2454 | 4 | 13 | 6 | 0 | 0 | 12.2796 | 88148.6 | 0 | 0 | 0 | 55644.3 | 55.6443 | 0 | -25086 | 12.2487 | 87173.9 | 0 | 0 | 0 | 55772.7 | 55.7727 | 0 | -25085.7 | 12.3069 | 88277 | 0 | 0 | 0 | 54669.6 | 54.6696 | 0 | -25085.8 | 12.2796 | 12.2487 | 12.3069
[20 empty] | 2455 | 2020-04-13 06:00 | 2455 | 4 | 13 | 7 | 26682.955 | 26.683 | 97.313 | 369530 | 0.7824 | 2.6695 | 0 | 287390 | 287.39 | 5978.64 | -243950 | 98.2103 | 373786 | 0.87822 | 2.9965 | 0 | 296140 | 296.14 | 7160.48 | -251760 | 98.9458 | 378280 | 0.93706 | 3.1973 | 0 | 291645 | 291.645 | 6710.81 | -247759 | 70.63 | 71.5273 | 72.2628
[20 empty] | 2456 | 2020-04-13 07:00 | 2456 | 4 | 13 | 8 | 93525.907 | 93.5259 | 131.337 | 404798 | 0.96265 | 3.2845 | 0 | 322658 | 322.658 | 7355.96 | -253086 | 132.114 | 402800 | 1.0638 | 3.6298 | 0 | 321179 | 321.179 | 8624.58 | -251986 | 132.92 | 403320 | 1.1287 | 3.851 | 0 | 320660 | 320.66 | 8129.25 | -252343 | 37.8111 | 38.5881 | 39.3941
[20 empty] | 2457 | 2020-04-13 08:00 | 2457 | 4 | 13 | 9 | 111337.436 | 111.3374 | 136.306 | 269011 | 1.0502 | 3.5832 | 0 | 212021 | 212.021 | 8024.96 | -159206 | 136.935 | 260091 | 1.0989 | 3.7494 | 0 | 196946 | 196.946 | 8939.15 | -145777 | 137.931 | 253936 | 1.1698 | 3.9915 | 0 | 203102 | 203.102 | 8396.98 | -152263 | 24.9686 | 25.5976 | 26.5936
[20 empty] | 2458 | 2020-04-13 09:00 | 2458 | 4 | 13 | 10 | 177038.024 | 177.038 | 142.478 | 221154 | 6.6106 | 22.5553 | 0 | 164384 | 164.384 | 50514.1 | -117869 | 142.808 | 210775 | 6.7979 | 23.1944 | 0 | 147470 | 147.47 | 54789.5 | -103177 | 143.914 | 204239 | 7.1701 | 24.4643 | 0 | 154005 | 154.005 | 51945.4 | -109689 | -34.56 | -34.23 | -33.124
[20 empty] | 2459 | 2020-04-13 10:00 | 2459 | 4 | 13 | 11 | 226724.845 | 226.7248 | 122.329 | 280822 | 6.3587 | 21.696 | 0 | 154163 | 154.163 | 48589.6 | -109209 | 123.184 | 268364 | 6.7015 | 22.8655 | 0 | 137031 | 137.031 | 53030.9 | -92169 | 123.917 | 263690 | 6.9399 | 23.6791 | 0 | 141705 | 141.705 | 51208.9 | -99573.8 | -104.3958 | -103.5408 | -102.8078
[20 empty] | 2460 | 2020-04-13 11:00 | 2460 | 4 | 13 | 12 | 288128.321 | 288.1283 | 151.059 | 243929 | 12.6402 | 43.1284 | 0 | 117270 | 117.27 | 96588.5 | -70549.2 | 151.661 | 234108 | 13.0484 | 44.5211 | 0 | 101288 | 101.288 | 103678 | -54976.7 | 152.656 | 227947 | 13.5679 | 46.2937 | 0 | 107449 | 107.449 | 99708.1 | -61367.1 | -137.0693 | -136.4673 | -135.4723
[20 empty] | 2461 | 2020-04-13 12:00 | 2461 | 4 | 13 | 13 | 287361.92 | 287.3619 | 105.965 | 188911 | 16.1791 | 55.2031 | 0 | 98970.3 | 98.9703 | 123631 | -59777.7 | 106.582 | 176422 | 16.6713 | 56.8825 | 0 | 79898 | 79.898 | 130763 | -43148.3 | 107.239 | 169839 | 17.1125 | 58.3879 | 0 | 86480.7 | 86.4807 | 127392 | -49751.7 | -181.3969 | -180.7799 | -180.1229
[20 empty] | 2462 | 2020-04-13 13:00 | 2462 | 4 | 13 | 14 | 267099.57 | 267.0996 | 100.56 | 143089 | 15.9165 | 54.3071 | 0 | 86686.5 | 86.6865 | 121624 | -49412.3 | 100.676 | 131422 | 16.1398 | 55.069 | 0 | 68981.4 | 68.9814 | 127176 | -34697.8 | 101.446 | 125384 | 16.6431 | 56.7863 | 0 | 75019 | 75.019 | 123331 | -40608 | -166.5396 | -166.4236 | -165.6536
[20 empty] | 2463 | 2020-04-13 14:00 | 2463 | 4 | 13 | 15 | 227594.429 | 227.5944 | 99.729 | 136160 | 30.2798 | 103.3147 | 0 | 80344.5 | 80.3445 | 219827 | -45681.5 | 100.259 | 125226 | 30.9217 | 105.5048 | 0 | 63622.4 | 63.6224 | 236825 | -31441.6 | 102.517 | 119438 | 32.6211 | 111.3032 | 0 | 69409.9 | 69.4099 | 224487 | -37300.6 | -127.8654 | -127.3354 | -125.0774
[20 empty] | 2464 | 2020-04-13 15:00 | 2464 | 4 | 13 | 16 | 154996.127 | 154.9961 | 90.8353 | 107958 | 23.4395 | 79.9756 | 0 | 76774.1 | 76.7741 | 176822 | -42871.2 | 91.3192 | 97415.4 | 23.9921 | 81.861 | 0 | 60607.6 | 60.6076 | 189929 | -29104.2 | 92.9687 | 91791.7 | 25.177 | 85.9039 | 0 | 66231.3 | 66.2313 | 180991 | -34794 | -64.1608 | -63.6769 | -62.0274
[20 empty] | 2465 | 2020-04-13 16:00 | 2465 | 4 | 13 | 17 | 100730.787 | 100.7308 | 14.6733 | 31184.1 | 0 | 0 | 0 | 0 | 0 | 0 | 0 | 14.6733 | 31184.1 | 0 | 0 | 0 | 0 | 0 | 0 | 0 | 14.6733 | 31184.1 | 0 | 0 | 0 | 0 | 0 | 0 | 0 | -86.0575 | -86.0575 | -86.0575
[20 empty] | 2466 | 2020-04-13 17:00 | 2466 | 4 | 13 | 18 | 32018.398 | 32.0184 | 13.7561 | 31330.8 | 0 | 0 | 0 | 0 | 0 | 0 | 0 | 13.7561 | 31330.8 | 0 | 0 | 0 | 0 | 0 | 0 | 0 | 13.7561 | 31330.8 | 0 | 0 | 0 | 0 | 0 | 0 | 0 | -18.2623 | -18.2623 | -18.2623
[20 empty] | 2467 | 2020-04-13 18:00 | 2467 | 4 | 13 | 19 | 0 | 0 | 10.3718 | 31477.5 | 0 | 0 | 0 | 0 | 0 | 0 | 0 | 10.3718 | 31477.5 | 0 | 0 | 0 | 0 | 0 | 0 | 0 | 10.3718 | 31477.5 | 0 | 0 | 0 | 0 | 0 | 0 | 0 | 10.3718 | 10.3718 | 10.3718
[20 empty] | 2468 | 2020-04-13 19:00 | 2468 | 4 | 13 | 20 | 0 | 0 | 8.8603 | 9115.75 | 0 | 0 | 0 | 0 | 0 | 0 | 0 | 8.8603 | 9115.75 | 0 | 0 | 0 | 0 | 0 | 0 | 0 | 8.8603 | 9115.75 | 0 | 0 | 0 | 0 | 0 | 0 | 0 | 8.8603 | 8.8603 | 8.8603
[20 empty] | 2469 | 2020-04-13 20:00 | 2469 | 4 | 13 | 21 | 0 | 0 | 7.3488 | 9409.05 | 0 | 0 | 0 | 0 | 0 | 0 | 0 | 7.3488 | 9409.05 | 0 | 0 | 0 | 0 | 0 | 0 | 0 | 7.3488 | 9409.05 | 0 | 0 | 0 | 0 | 0 | 0 | 0 | 7.3488 | 7.3488 | 7.3488
[20 empty] | 2470 | 2020-04-13 21:00 | 2470 | 4 | 13 | 22 | 0 | 0 | 7.3488 | 9922.34 | 0 | 0 | 0 | 0 | 0 | 0 | 0 | 7.3488 | 9922.34 | 0 | 0 | 0 | 0 | 0 | 0 | 0 | 7.3488 | 9922.34 | 0 | 0 | 0 | 0 | 0 | 0 | 0 | 7.3488 | 7.3488 | 7.3488
[20 empty] | 2471 | 2020-04-13 22:00 | 2471 | 4 | 13 | 23 | 0 | 0 | 7.3488 | 9922.34 | 0 | 0 | 0 | 0 | 0 | 0 | 0 | 7.3488 | 9922.34 | 0 | 0 | 0 | 0 | 0 | 0 | 0 | 7.3488 | 9922.34 | 0 | 0 | 0 | 0 | 0 | 0 | 0 | 7.3488 | 7.3488 | 7.3488
[20 empty] | 2472 | 2020-04-13 23:00 | 2472 | 4 | 13 | 24 | 0 | 0 | 7.3488 | 10142.3 | 0 | 0 | 0 | 0 | 0 | 0 | 0 | 7.3488 | 10142.3 | 0 | 0 | 0 | 0 | 0 | 0 | 0 | 7.3488 | 10142.3 | 0 | 0 | 0 | 0 | 0 | 0 | 0 | 7.3488 | 7.3488 | 7.3488
[20 empty] | 2473 | 2020-04-14 | 2473 | 4 | 14 | 1 | 0 | 0 | 7.3488 | 9995.67 | 0 | 0 | 0 | 0 | 0 | 0 | 0 | 7.3488 | 9995.67 | 0 | 0 | 0 | 0 | 0 | 0 | 0 | 7.3488 | 9995.67 | 0 | 0 | 0 | 0 | 0 | 0 | 0 | 7.3488 | 7.3488 | 7.3488
[20 empty] | 2474 | 2020-04-14 01:00 | 2474 | 4 | 14 | 2 | 0 | 0 | 7.3488 | 9995.67 | 0 | 0 | 0 | 0 | 0 | 0 | 0 | 7.3488 | 9995.67 | 0 | 0 | 0 | 0 | 0 | 0 | 0 | 7.3488 | 9995.67 | 0 | 0 | 0 | 0 | 0 | 0 | 0 | 7.3488 | 7.3488 | 7.3488
[20 empty] | 2475 | 2020-04-14 02:00 | 2475 | 4 | 14 | 3 | 0 | 0 | 7.3488 | 10289 | 0 | 0 | 0 | 0 | 0 | 0 | 0 | 7.3488 | 10289 | 0 | 0 | 0 | 0 | 0 | 0 | 0 | 7.3488 | 10289 | 0 | 0 | 0 | 0 | 0 | 0 | 0 | 7.3488 | 7.3488 | 7.3488
[20 empty] | 2476 | 2020-04-14 03:00 | 2476 | 4 | 14 | 4 | 0 | 0 | 9.7399 | 153417 | 0.74878 | 2.5548 | 0 | 143128 | 143.128 | 5721.75 | -19067.3 | 9.709 | 146903 | 0.74878 | 2.5548 | 0 | 139864 | 139.864 | 5721.75 | -19066.7 | 9.7673 | 150153 | 0.74878 | 2.5548 | 0 | 136614 | 136.614 | 5721.74 | -19066.9 | 9.7399 | 9.709 | 9.7673
[20 empty] | 2477 | 2020-04-14 04:00 | 2477 | 4 | 14 | 5 | 0 | 0 | 10.1313 | 54397.2 | 0 | 0 | 0 | 44108.2 | 44.1082 | 0 | -14622 | 10.1004 | 53422.6 | 0 | 0 | 0 | 44236.7 | 44.2367 | 0 | -14621.8 | 10.1587 | 54525.7 | 0 | 0 | 0 | 43133.6 | 43.1336 | 0 | -14622 | 10.1313 | 10.1004 | 10.1587
[20 empty] | 2478 | 2020-04-14 05:00 | 2478 | 4 | 14 | 6 | 0 | 0 | 12.2796 | 75168.4 | 0 | 0 | 0 | 42444.1 | 42.4441 | 0 | -14225.3 | 12.2487 | 74193.8 | 0 | 0 | 0 | 42572.5 | 42.5725 | 0 | -14225.1 | 12.3069 | 75296.9 | 0 | 0 | 0 | 41469.5 | 41.4695 | 0 | -14225.2 | 12.2796 | 12.2487 | 12.3069
[20 empty] | 2479 | 2020-04-14 06:00 | 2479 | 4 | 14 | 7 | 0 | 0 | 94.3083 | 190408 | 0.56172 | 1.9166 | 0 | 108268 | 108.268 | 4292.35 | -89376.2 | 94.644 | 185936 | 0.60048 | 2.0488 | 0 | 102756 | 102.756 | 4950.92 | -82951.2 | 95.2072 | 184897 | 0.64791 | 2.2107 | 0 | 103796 | 103.796 | 4588.51 | -85392.5 | 94.3083 | 94.644 | 95.2072
[20 empty] | 2480 | 2020-04-14 07:00 | 2480 | 4 | 14 | 8 | 19175.282 | 19.1753 | 128.633 | 221873 | 0.66069 | 2.2543 | 0 | 139732 | 139.732 | 5048.6 | -99881 | 128.904 | 216302 | 0.67822 | 2.3141 | 0 | 132179 | 132.179 | 4661.67 | -93293.5 | 129.039 | 214319 | 0.61006 | 2.0815 | 0 | 134162 | 134.162 | 5182.56 | -95987.7 | 109.4577 | 109.7287 | 109.8637
[20 empty] | 2481 | 2020-04-14 08:00 | 2481 | 4 | 14 | 9 | 16222.713 | 16.2227 | 133.227 | 168755 | 0.3951 | 1.3481 | 0 | 111619 | 111.619 | 3019.15 | -64297.2 | 133.367 | 163614 | 0.40632 | 1.3864 | 0 | 104746 | 104.746 | 3337.63 | -58538.1 | 133.94 | 161882 | 0.43678 | 1.4903 | 0 | 106478 | 106.478 | 3104.9 | -60860.5 | 117.0043 | 117.1443 | 117.7173
[20 empty] | 2482 | 2020-04-14 09:00 | 2482 | 4 | 14 | 10 | 46188.613 | 46.1886 | 134.197 | 149006 | 0.37621 | 1.2836 | 0 | 91869.8 | 91.8698 | 2874.79 | -53794.7 | 134.671 | 143752 | 0.40684 | 1.3881 | 0 | 84719.7 | 84.7197 | 3266.44 | -47441.9 | 135.274 | 141856 | 0.42747 | 1.4585 | 0 | 86616.3 | 86.6163 | 3108.85 | -50077.2 | 88.0084 | 88.4824 | 89.0854
[20 empty] | 2483 | 2020-04-14 10:00 | 2483 | 4 | 14 | 11 | 114287.352 | 114.2874 | 115.209 | 216894 | 0.37608 | 1.2832 | 0 | 90234.9 | 90.2349 | 2873.76 | -55474.7 | 115.633 | 211900 | 0.4067 | 1.3876 | 0 | 83458.5 | 83.4585 | 3265.28 | -49748.8 | 116.189 | 210117 | 0.42732 | 1.458 | 0 | 85241.1 | 85.2411 | 3107.73 | -52148.4 | 0.92165 | 1.3456 | 1.9016
[20 empty] | 2484 | 2020-04-14 11:00 | 2484 | 4 | 14 | 12 | 80341.166 | 80.3412 | 138.584 | 206923 | 0.37663 | 1.2851 | 0 | 80263.7 | 80.2637 | 2877.98 | -43544.2 | 139.02 | 202711 | 0.40729 | 1.3897 | 0 | 75061.1 | 75.0611 | 3270.07 | -39399.8 | 139.601 | 201720 | 0.42794 | 1.4601 | 0 | 76052.4 | 76.0524 | 3112.28 | -40977.1 | 58.2428 | 58.6788 | 59.2598
[20 empty] | 2485 | 2020-04-14 12:00 | 2485 | 4 | 14 | 13 | 122272.715 | 122.2727 | 90.1541 | 169402 | 0.37643 | 1.2844 | 0 | 77532.4 | 77.5324 | 2876.42 | -44456.5 | 90.6803 | 165303 | 0.40708 | 1.3889 | 0 | 72523.7 | 72.5237 | 3268.31 | -39999.8 | 91.2927 | 164394 | 0.42771 | 1.4593 | 0 | 73432.9 | 73.4329 | 3110.63 | -41761.2 | -32.1186 | -31.5924 | -30.98
[20 empty] | 2486 | 2020-04-14 13:00 | 2486 | 4 | 14 | 14 | 89575.598 | 89.5756 | 85.6346 | 140045 | 0.37608 | 1.2832 | 0 | 82762.3 | 82.7623 | 2873.81 | -50109 | 85.9945 | 136689 | 0.4067 | 1.3877 | 0 | 79077.2 | 79.0772 | 3340.76 | -47266.6 | 86.5957 | 136360 | 0.43719 | 1.4917 | 0 | 79406.3 | 79.4063 | 3107.79 | -48304.6 | -3.941 | -3.5811 | -2.9799
[20 empty] | 2487 | 2020-04-14 14:00 | 2487 | 4 | 14 | 15 | 24559.587 | 24.5596 | 70.7144 | 149552 | 0.4189 | 1.4293 | 0 | 92416.3 | 92.4163 | 3201.01 | -59204.4 | 71.2817 | 146466 | 0.45334 | 1.5468 | 0 | 89091.2 | 89.0912 | 3726.42 | -56227.6 | 72.0284 | 146227 | 0.48766 | 1.6639 | 0 | 89330.2 | 89.3302 | 3464.19 | -57406.9 | 46.1548 | 46.7221 | 47.4688
[20 empty] | 2488 | 2020-04-14 15:00 | 2488 | 4 | 14 | 16 | 51374.862 | 51.3749 | 69.0294 | 136502 | 0.42944 | 1.4653 | 0 | 104071 | 104.071 | 3281.54 | -69418.2 | 69.6892 | 135766 | 0.51353 | 1.7522 | 0 | 105675 | 105.675 | 4258.06 | -72104.4 | 70.4614 | 138106 | 0.55724 | 1.9013 | 0 | 103335 | 103.335 | 3924.13 | -70296.8 | 17.6545 | 18.3143 | 19.0865
[20 empty] | 2489 | 2020-04-14 16:00 | 2489 | 4 | 14 | 17 | 25833.426 | 25.8334 | 14.6733 | 32430.9 | 0 | 0 | 0 | 0 | 0 | 0 | 0 | 14.6733 | 32430.9 | 0 | 0 | 0 | 0 | 0 | 0 | 0 | 14.6733 | 32430.9 | 0 | 0 | 0 | 0 | 0 | 0 | 0 | -11.1601 | -11.1601 | -11.1601
[20 empty] | 2490 | 2020-04-14 17:00 | 2490 | 4 | 14 | 18 | 15039.534 | 15.0395 | 13.7561 | 32577.6 | 0 | 0 | 0 | 0 | 0 | 0 | 0 | 13.7561 | 32577.6 | 0 | 0 | 0 | 0 | 0 | 0 | 0 | 13.7561 | 32577.6 | 0 | 0 | 0 | 0 | 0 | 0 | 0 | -1.2834 | -1.2834 | -1.2834
[20 empty] | 2491 | 2020-04-14 18:00 | 2491 | 4 | 14 | 19 | 0 | 0 | 10.3718 | 32577.6 | 0 | 0 | 0 | 0 | 0 | 0 | 0 | 10.3718 | 32577.6 | 0 | 0 | 0 | 0 | 0 | 0 | 0 | 10.3718 | 32577.6 | 0 | 0 | 0 | 0 | 0 | 0 | 0 | 10.3718 | 10.3718 | 10.3718
[20 empty] | 2492 | 2020-04-14 19:00 | 2492 | 4 | 14 | 20 | 0 | 0 | 8.8603 | 10215.6 | 0 | 0 | 0 | 0 | 0 | 0 | 0 | 8.8603 | 10215.6 | 0 | 0 | 0 | 0 | 0 | 0 | 0 | 8.8603 | 10215.6 | 0 | 0 | 0 | 0 | 0 | 0 | 0 | 8.8603 | 8.8603 | 8.8603
[20 empty] | 2493 | 2020-04-14 20:00 | 2493 | 4 | 14 | 21 | 0 | 0 | 7.3488 | 10069 | 0 | 0 | 0 | 0 | 0 | 0 | 0 | 7.3488 | 10069 | 0 | 0 | 0 | 0 | 0 | 0 | 0 | 7.3488 | 10069 | 0 | 0 | 0 | 0 | 0 | 0 | 0 | 7.3488 | 7.3488 | 7.3488
[20 empty] | 2494 | 2020-04-14 21:00 | 2494 | 4 | 14 | 22 | 0 | 0 | 7.3488 | 10069 | 0 | 0 | 0 | 0 | 0 | 0 | 0 | 7.3488 | 10069 | 0 | 0 | 0 | 0 | 0 | 0 | 0 | 7.3488 | 10069 | 0 | 0 | 0 | 0 | 0 | 0 | 0 | 7.3488 | 7.3488 | 7.3488
[20 empty] | 2495 | 2020-04-14 22:00 | 2495 | 4 | 14 | 23 | 0 | 0 | 7.3488 | 10289 | 0 | 0 | 0 | 0 | 0 | 0 | 0 | 7.3488 | 10289 | 0 | 0 | 0 | 0 | 0 | 0 | 0 | 7.3488 | 10289 | 0 | 0 | 0 | 0 | 0 | 0 | 0 | 7.3488 | 7.3488 | 7.3488
[20 empty] | 2496 | 2020-04-14 23:00 | 2496 | 4 | 14 | 24 | 0 | 0 | 7.3488 | 10362.3 | 0 | 0 | 0 | 0 | 0 | 0 | 0 | 7.3488 | 10362.3 | 0 | 0 | 0 | 0 | 0 | 0 | 0 | 7.3488 | 10362.3 | 0 | 0 | 0 | 0 | 0 | 0 | 0 | 7.3488 | 7.3488 | 7.3488
[20 empty] | 2497 | 2020-04-15 | 2497 | 4 | 15 | 1 | 0 | 0 | 7.3488 | 10362.3 | 0 | 0 | 0 | 0 | 0 | 0 | 0 | 7.3488 | 10362.3 | 0 | 0 | 0 | 0 | 0 | 0 | 0 | 7.3488 | 10362.3 | 0 | 0 | 0 | 0 | 0 | 0 | 0 | 7.3488 | 7.3488 | 7.3488
[20 empty] | 2498 | 2020-04-15 01:00 | 2498 | 4 | 15 | 2 | 0 | 0 | 7.3488 | 10362.3 | 0 | 0 | 0 | 0 | 0 | 0 | 0 | 7.3488 | 10362.3 | 0 | 0 | 0 | 0 | 0 | 0 | 0 | 7.3488 | 10362.3 | 0 | 0 | 0 | 0 | 0 | 0 | 0 | 7.3488 | 7.3488 | 7.3488
[20 empty] | 2499 | 2020-04-15 02:00 | 2499 | 4 | 15 | 3 | 0 | 0 | 7.3488 | 10362.3 | 0 | 0 | 0 | 0 | 0 | 0 | 0 | 7.3488 | 10362.3 | 0 | 0 | 0 | 0 | 0 | 0 | 0 | 7.3488 | 10362.3 | 0 | 0 | 0 | 0 | 0 | 0 | 0 | 7.3488 | 7.3488 | 7.3488
[20 empty] | 2500 | 2020-04-15 03:00 | 2500 | 4 | 15 | 4 | 0 | 0 | 9.7308 | 165643 | 0.73964 | 2.5236 | 0 | 155207 | 155.207 | 5651.9 | -21132.3 | 9.6999 | 161723 | 0.73964 | 2.5236 | 0 | 156868 | 156.868 | 5651.87 | -21132.2 | 9.7582 | 167303 | 0.73964 | 2.5236 | 0 | 151287 | 151.287 | 5651.89 | -21132 | 9.7308 | 9.6999 | 9.7582
[20 empty] | 2501 | 2020-04-15 04:00 | 2501 | 4 | 15 | 5 | 0 | 0 | 10.1313 | 56801.6 | 0 | 0 | 0 | 46366 | 46.366 | 0 | -16498.4 | 10.1004 | 55827.2 | 0 | 0 | 0 | 46495.1 | 46.4951 | 0 | -16498.8 | 10.1587 | 56930.7 | 0 | 0 | 0 | 45391.6 | 45.3916 | 0 | -16498.6 | 10.1313 | 10.1004 | 10.1587
[20 empty] | 2502 | 2020-04-15 05:00 | 2502 | 4 | 15 | 6 | 65.546 | 0.065546 | 12.2796 | 79865.4 | 0 | 0 | 0 | 46994.4 | 46.9944 | 0 | -16033.5 | 12.2487 | 78832.6 | 0 | 0 | 0 | 47175.4 | 47.1754 | 0 | -16033.7 | 12.3069 | 80046.4 | 0 | 0 | 0 | 45961.6 | 45.9616 | 0 | -16033.5 | 12.2141 | 12.1832 | 12.2414
[20 empty] | 2503 | 2020-04-15 06:00 | 2503 | 4 | 15 | 7 | 30741.457 | 30.7415 | 95.6981 | 311768 | 1.4822 | 5.0571 | 0 | 229188 | 229.188 | 11325.7 | -196921 | 96.5333 | 335018 | 1.6913 | 5.7707 | 0 | 275977 | 275.977 | 14676.6 | -237559 | 97.5828 | 358558 | 1.9207 | 6.5533 | 0 | 252438 | 252.438 | 12923.8 | -217070 | 64.9566 | 65.7918 | 66.8413
[20 empty] | 2504 | 2020-04-15 07:00 | 2504 | 4 | 15 | 8 | 91731.079 | 91.7311 | 129.8 | 327418 | 0.82107 | 2.8015 | 0 | 244984 | 244.984 | 6274.14 | -190290 | 130.696 | 342473 | 0.91738 | 3.1301 | 0 | 277579 | 277.579 | 7811.76 | -217928 | 131.873 | 360012 | 1.0223 | 3.4881 | 0 | 260039 | 260.039 | 7010.04 | -203850 | 38.0689 | 38.9649 | 40.1419
[20 empty] | 2505 | 2020-04-15 08:00 | 2505 | 4 | 15 | 9 | 201215.036 | 201.215 | 135.569 | 211021 | 1.1347 | 3.8715 | 0 | 153738 | 153.738 | 8670.47 | -108566 | 136.543 | 216961 | 1.2596 | 4.2977 | 0 | 168346 | 168.346 | 10707.2 | -120990 | 137.747 | 225629 | 1.4012 | 4.7809 | 0 | 159678 | 159.678 | 9624.85 | -114533 | -65.646 | -64.672 | -63.468
[20 empty] | 2506 | 2020-04-15 09:00 | 2506 | 4 | 15 | 10 | 253605.648 | 253.6056 | 137.335 | 172586 | 3.1072 | 10.6016 | 0 | 115670 | 115.67 | 23743.1 | -68634.6 | 138.405 | 170926 | 3.3449 | 11.4128 | 0 | 117287 | 117.287 | 27226.9 | -69609.6 | 139.507 | 174203 | 3.5631 | 12.1572 | 0 | 114010 | 114.01 | 25559.7 | -68676.2 | -116.2706 | -115.2006 | -114.0986
[20 empty] | 2507 | 2020-04-15 10:00 | 2507 | 4 | 15 | 11 | 250452.97 | 250.453 | 126.865 | 224895 | 12.1024 | 41.2934 | 0 | 98236.3 | 98.2363 | 92479.5 | -59587.1 | 128.795 | 221598 | 13.1469 | 44.8572 | 0 | 94847.5 | 94.8475 | 108033 | -55249.1 | 130.83 | 221506 | 14.1379 | 48.2385 | 0 | 94939.5 | 94.9395 | 100461 | -56926.2 | -123.588 | -121.658 | -119.623
[20 empty] | 2508 | 2020-04-15 11:00 | 2508 | 4 | 15 | 12 | 301441.851 | 301.4419 | 170.593 | 195036 | 33.2628 | 113.4927 | 0 | 68376.9 | 68.3769 | 250927 | -28609.7 | 171.912 | 190513 | 34.4558 | 117.5632 | 0 | 62372.8 | 62.3728 | 274703 | -23082.6 | 174.489 | 189032 | 36.4146 | 124.2466 | 0 | 63854.6 | 63.8546 | 259926 | -25462.9 | -130.8489 | -129.5299 | -126.9529
[20 empty] | 2509 | 2020-04-15 12:00 | 2509 | 4 | 15 | 13 | 297422.764 | 297.4228 | 130.608 | 140431 | 41.8345 | 142.7393 | 0 | 51640.5 | 51.6405 | 303847 | -19986.9 | 131.988 | 135378 | 43.1651 | 147.2793 | 0 | 44393.9 | 44.3939 | 329671 | -13446 | 134.722 | 133184 | 45.39 | 154.8707 | 0 | 46587.9 | 46.5879 | 313511 | -16400.6 | -166.8148 | -165.4348 | -162.7008
[20 empty] | 2510 | 2020-04-15 13:00 | 2510 | 4 | 15 | 14 | 274333.515 | 274.3335 | 123.98 | 98007.1 | 40.5291 | 138.2853 | 0 | 42191.4 | 42.1914 | 294748 | -12127.3 | 126.12 | 93140.4 | 42.4078 | 144.6954 | 0 | 36918.5 | 36.9185 | 306087 | -8177.87 | 125.402 | 92734.1 | 42.0883 | 143.6053 | 0 | 37324.7 | 37.3247 | 308411 | -8901.16 | -150.3535 | -148.2135 | -148.9315
[20 empty] | 2511 | 2020-04-15 14:00 | 2511 | 4 | 15 | 15 | 213741.719 | 213.7417 | 111.699 | 94116.9 | 43.2575 | 147.5946 | 0 | 38668 | 38.668 | 296399 | -10763.4 | 114.477 | 89127 | 45.6133 | 155.6326 | 0 | 33416.4 | 33.4164 | 307818 | -5964.12 | 113.334 | 88865.3 | 44.9239 | 153.2803 | 0 | 33678.2 | 33.6782 | 312541 | -7275.71 | -102.0427 | -99.2647 | -100.4077
[20 empty] | 2512 | 2020-04-15 15:00 | 2512 | 4 | 15 | 16 | 181575.875 | 181.5759 | 107.342 | 64505.2 | 41.0298 | 139.9937 | 0 | 33981.1 | 33.9811 | 277257 | -5882.16 | 105.768 | 62016.6 | 40.1989 | 137.1586 | 0 | 32502 | 32.502 | 287076 | -5668.99 | 108.566 | 63026.1 | 42.4829 | 144.9517 | 0 | 31492.5 | 31.4925 | 271642 | -5333.15 | -74.2339 | -75.8079 | -73.0099
[20 empty] | 2513 | 2020-04-15 16:00 | 2513 | 4 | 15 | 17 | 110699.269 | 110.6993 | 14.6733 | 30524.1 | 0 | 0 | 0 | 0 | 0 | 0 | 0 | 14.6733 | 30524.1 | 0 | 0 | 0 | 0 | 0 | 0 | 0 | 14.6733 | 30524.1 | 0 | 0 | 0 | 0 | 0 | 0 | 0 | -96.026 | -96.026 | -96.026
[20 empty] | 2514 | 2020-04-15 17:00 | 2514 | 4 | 15 | 18 | 33398.279 | 33.3983 | 13.7561 | 30744.1 | 0 | 0 | 0 | 0 | 0 | 0 | 0 | 13.7561 | 30744.1 | 0 | 0 | 0 | 0 | 0 | 0 | 0 | 13.7561 | 30744.1 | 0 | 0 | 0 | 0 | 0 | 0 | 0 | -19.6422 | -19.6422 | -19.6422
[20 empty] | 2515 | 2020-04-15 18:00 | 2515 | 4 | 15 | 19 | 0 | 0 | 10.3718 | 30890.8 | 0 | 0 | 0 | 0 | 0 | 0 | 0 | 10.3718 | 30890.8 | 0 | 0 | 0 | 0 | 0 | 0 | 0 | 10.3718 | 30890.8 | 0 | 0 | 0 | 0 | 0 | 0 | 0 | 10.3718 | 10.3718 | 10.3718
[20 empty] | 2516 | 2020-04-15 19:00 | 2516 | 4 | 15 | 20 | 0 | 0 | 8.8603 | 8529.14 | 0 | 0 | 0 | 0 | 0 | 0 | 0 | 8.8603 | 8529.14 | 0 | 0 | 0 | 0 | 0 | 0 | 0 | 8.8603 | 8529.14 | 0 | 0 | 0 | 0 | 0 | 0 | 0 | 8.8603 | 8.8603 | 8.8603
[20 empty] | 2517 | 2020-04-15 20:00 | 2517 | 4 | 15 | 21 | 0 | 0 | 7.3488 | 8969.09 | 0 | 0 | 0 | 0 | 0 | 0 | 0 | 7.3488 | 8969.09 | 0 | 0 | 0 | 0 | 0 | 0 | 0 | 7.3488 | 8969.09 | 0 | 0 | 0 | 0 | 0 | 0 | 0 | 7.3488 | 7.3488 | 7.3488
[20 empty] | 2518 | 2020-04-15 21:00 | 2518 | 4 | 15 | 22 | 0 | 0 | 7.3488 | 9189.07 | 0 | 0 | 0 | 0 | 0 | 0 | 0 | 7.3488 | 9189.07 | 0 | 0 | 0 | 0 | 0 | 0 | 0 | 7.3488 | 9189.07 | 0 | 0 | 0 | 0 | 0 | 0 | 0 | 7.3488 | 7.3488 | 7.3488
[20 empty] | 2519 | 2020-04-15 22:00 | 2519 | 4 | 15 | 23 | 0 | 0 | 7.3488 | 9189.07 | 0 | 0 | 0 | 0 | 0 | 0 | 0 | 7.3488 | 9189.07 | 0 | 0 | 0 | 0 | 0 | 0 | 0 | 7.3488 | 9189.07 | 0 | 0 | 0 | 0 | 0 | 0 | 0 | 7.3488 | 7.3488 | 7.3488
[20 empty] | 2520 | 2020-04-15 23:00 | 2520 | 4 | 15 | 24 | 0 | 0 | 10.2954 | 9555.71 | 0 | 0 | 0 | 0 | 0 | 0 | 0 | 10.2954 | 9555.71 | 0 | 0 | 0 | 0 | 0 | 0 | 0 | 10.2954 | 9555.71 | 0 | 0 | 0 | 0 | 0 | 0 | 0 | 10.2954 | 10.2954 | 10.2954
[20 empty] | 2521 | 2020-04-16 | 2521 | 4 | 16 | 1 | 0 | 0 | 10.2954 | 9849.01 | 0 | 0 | 0 | 0 | 0 | 0 | 0 | 10.2954 | 9849.01 | 0 | 0 | 0 | 0 | 0 | 0 | 0 | 10.2954 | 9849.01 | 0 | 0 | 0 | 0 | 0 | 0 | 0 | 10.2954 | 10.2954 | 10.2954
[20 empty] | 2522 | 2020-04-16 01:00 | 2522 | 4 | 16 | 2 | 0 | 0 | 10.2954 | 9849.01 | 0 | 0 | 0 | 0 | 0 | 0 | 0 | 10.2954 | 9849.01 | 0 | 0 | 0 | 0 | 0 | 0 | 0 | 10.2954 | 9849.01 | 0 | 0 | 0 | 0 | 0 | 0 | 0 | 10.2954 | 10.2954 | 10.2954
[20 empty] | 2523 | 2020-04-16 02:00 | 2523 | 4 | 16 | 3 | 0 | 0 | 10.2954 | 10069 | 0 | 0 | 0 | 0 | 0 | 0 | 0 | 10.2954 | 10069 | 0 | 0 | 0 | 0 | 0 | 0 | 0 | 10.2954 | 10069 | 0 | 0 | 0 | 0 | 0 | 0 | 0 | 10.2954 | 10.2954 | 10.2954
[20 empty] | 2524 | 2020-04-16 03:00 | 2524 | 4 | 16 | 4 | 0 | 0 | 10.2954 | 10215.6 | 0 | 0 | 0 | 0 | 0 | 0 | 0 | 10.2954 | 10215.6 | 0 | 0 | 0 | 0 | 0 | 0 | 0 | 10.2954 | 10215.6 | 0 | 0 | 0 | 0 | 0 | 0 | 0 | 10.2954 | 10.2954 | 10.2954
[20 empty] | 2525 | 2020-04-16 04:00 | 2525 | 4 | 16 | 5 | 0 | 0 | 10.2954 | 10215.6 | 0 | 0 | 0 | 0 | 0 | 0 | 0 | 10.2954 | 10215.6 | 0 | 0 | 0 | 0 | 0 | 0 | 0 | 10.2954 | 10215.6 | 0 | 0 | 0 | 0 | 0 | 0 | 0 | 10.2954 | 10.2954 | 10.2954
[20 empty] | 2526 | 2020-04-16 05:00 | 2526 | 4 | 16 | 6 | 0 | 0 | 10.2954 | 32577.6 | 0 | 0 | 0 | 0 | 0 | 0 | 0 | 10.2954 | 32577.6 | 0 | 0 | 0 | 0 | 0 | 0 | 0 | 10.2954 | 32577.6 | 0 | 0 | 0 | 0 | 0 | 0 | 0 | 10.2954 | 10.2954 | 10.2954
[20 empty] | 2527 | 2020-04-16 06:00 | 2527 | 4 | 16 | 7 | 29831.565 | 29.8316 | 10.1456 | 82140.3 | 0 | 0 | 0 | 0 | 0 | 0 | 0 | 10.1197 | 82140.3 | 0 | 0 | 0 | 0 | 0 | 0 | 0 | 10.0985 | 82140.3 | 0 | 0 | 0 | 0 | 0 | 0 | 0 | -19.686 | -19.7119 | -19.7331
[20 empty] | 2528 | 2020-04-16 07:00 | 2528 | 4 | 16 | 8 | 118924.788 | 118.9248 | 15.6851 | 82140.3 | 0 | 0 | 0 | 0 | 0 | 0 | 0 | 15.6697 | 82140.3 | 0 | 0 | 0 | 0 | 0 | 0 | 0 | 15.6578 | 82140.3 | 0 | 0 | 0 | 0 | 0 | 0 | 0 | -103.2397 | -103.2551 | -103.267
[20 empty] | 2529 | 2020-04-16 08:00 | 2529 | 4 | 16 | 9 | 197983.81 | 197.9838 | 12.8896 | 57062.7 | 0 | 0 | 0 | 0 | 0 | 0 | 0 | 12.8751 | 57062.7 | 0 | 0 | 0 | 0 | 0 | 0 | 0 | 12.8646 | 57062.7 | 0 | 0 | 0 | 0 | 0 | 0 | 0 | -185.0942 | -185.1087 | -185.1192
[20 empty] | 2530 | 2020-04-16 09:00 | 2530 | 4 | 16 | 10 | 224619.599 | 224.6196 | 12.8837 | 56916 | 0 | 0 | 0 | 0 | 0 | 0 | 0 | 12.868 | 56916 | 0 | 0 | 0 | 0 | 0 | 0 | 0 | 12.8611 | 56916 | 0 | 0 | 0 | 0 | 0 | 0 | 0 | -211.7359 | -211.7516 | -211.7585
[20 empty] | 2531 | 2020-04-16 10:00 | 2531 | 4 | 16 | 11 | 242864.772 | 242.8648 | 14.2608 | 126659 | 0 | 0 | 0 | 0 | 0 | 0 | 0 | 14.2515 | 126659 | 0 | 0 | 0 | 0 | 0 | 0 | 0 | 14.2495 | 126659 | 0 | 0 | 0 | 0 | 0 | 0 | 0 | -228.604 | -228.6133 | -228.6153
[20 empty] | 2532 | 2020-04-16 11:00 | 2532 | 4 | 16 | 12 | 296122.688 | 296.1227 | 14.2594 | 126659 | 0 | 0 | 0 | 0 | 0 | 0 | 0 | 14.2523 | 126659 | 0 | 0 | 0 | 0 | 0 | 0 | 0 | 14.249 | 126659 | 0 | 0 | 0 | 0 | 0 | 0 | 0 | -281.8633 | -281.8704 | -281.8737
[20 empty] | 2533 | 2020-04-16 12:00 | 2533 | 4 | 16 | 13 | 294117.41 | 294.1174 | 12.866 | 90436.3 | 0 | 0 | 0 | 0 | 0 | 0 | 0 | 12.8602 | 90436.3 | 0 | 0 | 0 | 0 | 0 | 0 | 0 | 12.8553 | 90436.3 | 0 | 0 | 0 | 0 | 0 | 0 | 0 | -281.2514 | -281.2572 | -281.2621
[20 empty] | 2534 | 2020-04-16 13:00 | 2534 | 4 | 16 | 14 | 275344.03 | 275.344 | 12.8683 | 56549.2 | 0 | 0 | 0 | 0 | 0 | 0 | 0 | 12.8621 | 56549.2 | 0 | 0 | 0 | 0 | 0 | 0 | 0 | 12.8562 | 56549.2 | 0 | 0 | 0 | 0 | 0 | 0 | 0 | -262.4757 | -262.4819 | -262.4878
[20 empty] | 2535 | 2020-04-16 14:00 | 2535 | 4 | 16 | 15 | 218122.813 | 218.1228 | 15.6611 | 56402.5 | 0 | 0 | 0 | 0 | 0 | 0 | 0 | 15.6535 | 56402.5 | 0 | 0 | 0 | 0 | 0 | 0 | 0 | 15.6476 | 56402.5 | 0 | 0 | 0 | 0 | 0 | 0 | 0 | -202.4617 | -202.4693 | -202.4752
[20 empty] | 2536 | 2020-04-16 15:00 | 2536 | 4 | 16 | 16 | 183216.397 | 183.2164 | 15.6569 | 31550.8 | 0 | 0 | 0 | 0 | 0 | 0 | 0 | 15.6507 | 31550.8 | 0 | 0 | 0 | 0 | 0 | 0 | 0 | 15.645 | 31550.8 | 0 | 0 | 0 | 0 | 0 | 0 | 0 | -167.5595 | -167.5657 | -167.5714
[20 empty] | 2537 | 2020-04-16 16:00 | 2537 | 4 | 16 | 17 | 112209.613 | 112.2096 | 12.8639 | 31550.8 | 0 | 0 | 0 | 0 | 0 | 0 | 0 | 12.8586 | 31550.8 | 0 | 0 | 0 | 0 | 0 | 0 | 0 | 12.8537 | 31550.8 | 0 | 0 | 0 | 0 | 0 | 0 | 0 | -99.3457 | -99.351 | -99.3559
[20 empty] | 2538 | 2020-04-16 17:00 | 2538 | 4 | 16 | 18 | 31511.81 | 31.5118 | 12.8676 | 31770.9 | 0 | 0 | 0 | 0 | 0 | 0 | 0 | 12.8612 | 31770.9 | 0 | 0 | 0 | 0 | 0 | 0 | 0 | 12.8553 | 31770.9 | 0 | 0 | 0 | 0 | 0 | 0 | 0 | -18.6442 | -18.6506 | -18.6565
[20 empty] | 2539 | 2020-04-16 18:00 | 2539 | 4 | 16 | 19 | 0 | 0 | 10.2954 | 31917.6 | 0 | 0 | 0 | 0 | 0 | 0 | 0 | 10.2954 | 31917.6 | 0 | 0 | 0 | 0 | 0 | 0 | 0 | 10.2954 | 31917.6 | 0 | 0 | 0 | 0 | 0 | 0 | 0 | 10.2954 | 10.2954 | 10.2954
[20 empty] | 2540 | 2020-04-16 19:00 | 2540 | 4 | 16 | 20 | 0 | 0 | 10.2954 | 9555.71 | 0 | 0 | 0 | 0 | 0 | 0 | 0 | 10.2954 | 9555.71 | 0 | 0 | 0 | 0 | 0 | 0 | 0 | 10.2954 | 9555.71 | 0 | 0 | 0 | 0 | 0 | 0 | 0 | 10.2954 | 10.2954 | 10.2954
[20 empty] | 2541 | 2020-04-16 20:00 | 2541 | 4 | 16 | 21 | 0 | 0 | 10.2954 | 9849.01 | 0 | 0 | 0 | 0 | 0 | 0 | 0 | 10.2954 | 9849.01 | 0 | 0 | 0 | 0 | 0 | 0 | 0 | 10.2954 | 9849.01 | 0 | 0 | 0 | 0 | 0 | 0 | 0 | 10.2954 | 10.2954 | 10.2954
[20 empty] | 2542 | 2020-04-16 21:00 | 2542 | 4 | 16 | 22 | 0 | 0 | 10.2954 | 9995.67 | 0 | 0 | 0 | 0 | 0 | 0 | 0 | 10.2954 | 9995.67 | 0 | 0 | 0 | 0 | 0 | 0 | 0 | 10.2954 | 9995.67 | 0 | 0 | 0 | 0 | 0 | 0 | 0 | 10.2954 | 10.2954 | 10.2954
[20 empty] | 2543 | 2020-04-16 22:00 | 2543 | 4 | 16 | 23 | 0 | 0 | 10.2954 | 9995.67 | 0 | 0 | 0 | 0 | 0 | 0 | 0 | 10.2954 | 9995.67 | 0 | 0 | 0 | 0 | 0 | 0 | 0 | 10.2954 | 9995.67 | 0 | 0 | 0 | 0 | 0 | 0 | 0 | 10.2954 | 10.2954 | 10.2954
[20 empty] | 2544 | 2020-04-16 23:00 | 2544 | 4 | 16 | 24 | 0 | 0 | 10.2954 | 10215.6 | 0 | 0 | 0 | 0 | 0 | 0 | 0 | 10.2954 | 10215.6 | 0 | 0 | 0 | 0 | 0 | 0 | 0 | 10.2954 | 10215.6 | 0 | 0 | 0 | 0 | 0 | 0 | 0 | 10.2954 | 10.2954 | 10.2954
[20 empty] | 2545 | 2020-04-17 | 2545 | 4 | 17 | 1 | 0 | 0 | 10.2954 | 10289 | 0 | 0 | 0 | 0 | 0 | 0 | 0 | 10.2954 | 10289 | 0 | 0 | 0 | 0 | 0 | 0 | 0 | 10.2954 | 10289 | 0 | 0 | 0 | 0 | 0 | 0 | 0 | 10.2954 | 10.2954 | 10.2954
[20 empty] | 2546 | 2020-04-17 01:00 | 2546 | 4 | 17 | 2 | 0 | 0 | 10.2954 | 10289 | 0 | 0 | 0 | 0 | 0 | 0 | 0 | 10.2954 | 10289 | 0 | 0 | 0 | 0 | 0 | 0 | 0 | 10.2954 | 10289 | 0 | 0 | 0 | 0 | 0 | 0 | 0 | 10.2954 | 10.2954 | 10.2954
[20 empty] | 2547 | 2020-04-17 02:00 | 2547 | 4 | 17 | 3 | 0 | 0 | 10.2954 | 10509 | 0 | 0 | 0 | 0 | 0 | 0 | 0 | 10.2954 | 10509 | 0 | 0 | 0 | 0 | 0 | 0 | 0 | 10.2954 | 10509 | 0 | 0 | 0 | 0 | 0 | 0 | 0 | 10.2954 | 10.2954 | 10.2954
[20 empty] | 2548 | 2020-04-17 03:00 | 2548 | 4 | 17 | 4 | 0 | 0 | 10.2954 | 10582.3 | 0 | 0 | 0 | 0 | 0 | 0 | 0 | 10.2954 | 10582.3 | 0 | 0 | 0 | 0 | 0 | 0 | 0 | 10.2954 | 10582.3 | 0 | 0 | 0 | 0 | 0 | 0 | 0 | 10.2954 | 10.2954 | 10.2954
[20 empty] | 2549 | 2020-04-17 04:00 | 2549 | 4 | 17 | 5 | 0 | 0 | 10.2954 | 10582.3 | 0 | 0 | 0 | 0 | 0 | 0 | 0 | 10.2954 | 10582.3 | 0 | 0 | 0 | 0 | 0 | 0 | 0 | 10.2954 | 10582.3 | 0 | 0 | 0 | 0 | 0 | 0 | 0 | 10.2954 | 10.2954 | 10.2954
[20 empty] | 2550 | 2020-04-17 05:00 | 2550 | 4 | 17 | 6 | 0 | 0 | 10.2876 | 10655.6 | 0 | 0 | 0 | 0 | 0 | 0 | 0 | 10.2854 | 10655.6 | 0 | 0 | 0 | 0 | 0 | 0 | 0 | 10.2831 | 10655.6 | 0 | 0 | 0 | 0 | 0 | 0 | 0 | 10.2876 | 10.2854 | 10.2831
[20 empty] | 2551 | 2020-04-17 06:00 | 2551 | 4 | 17 | 7 | 4157.613 | 4.1576 | 10.1386 | 10362.3 | 0 | 0 | 0 | 0 | 0 | 0 | 0 | 10.1124 | 10362.3 | 0 | 0 | 0 | 0 | 0 | 0 | 0 | 10.0914 | 10362.3 | 0 | 0 | 0 | 0 | 0 | 0 | 0 | 5.981 | 5.9548 | 5.9338
[20 empty] | 2552 | 2020-04-17 07:00 | 2552 | 4 | 17 | 8 | 30161.892 | 30.1619 | 10.1008 | 10362.3 | 0 | 0 | 0 | 0 | 0 | 0 | 0 | 10.0854 | 10362.3 | 0 | 0 | 0 | 0 | 0 | 0 | 0 | 10.0752 | 10362.3 | 0 | 0 | 0 | 0 | 0 | 0 | 0 | -20.0611 | -20.0765 | -20.0867
[20 empty] | 2553 | 2020-04-17 08:00 | 2553 | 4 | 17 | 9 | 28730.581 | 28.7306 | 10.088 | 10069 | 0 | 0 | 0 | 0 | 0 | 0 | 0 | 10.0762 | 10069 | 0 | 0 | 0 | 0 | 0 | 0 | 0 | 10.0702 | 10069 | 0 | 0 | 0 | 0 | 0 | 0 | 0 | -18.6426 | -18.6544 | -18.6604
[20 empty] | 2554 | 2020-04-17 09:00 | 2554 | 4 | 17 | 10 | 68973.489 | 68.9735 | 10.0803 | 9922.34 | 0 | 0 | 0 | 0 | 0 | 0 | 0 | 10.0715 | 9922.34 | 0 | 0 | 0 | 0 | 0 | 0 | 0 | 10.0669 | 9922.34 | 0 | 0 | 0 | 0 | 0 | 0 | 0 | -58.8932 | -58.902 | -58.9066
[20 empty] | 2555 | 2020-04-17 10:00 | 2555 | 4 | 17 | 11 | 51337.661 | 51.3377 | 10.072 | 9922.34 | 0 | 0 | 0 | 0 | 0 | 0 | 0 | 10.0643 | 9922.34 | 0 | 0 | 0 | 0 | 0 | 0 | 0 | 10.064 | 9922.34 | 0 | 0 | 0 | 0 | 0 | 0 | 0 | -41.2657 | -41.2734 | -41.2737
[20 empty] | 2556 | 2020-04-17 11:00 | 2556 | 4 | 17 | 12 | 40195.442 | 40.1954 | 10.0715 | 9702.36 | 0 | 0 | 0 | 0 | 0 | 0 | 0 | 10.0654 | 9702.36 | 0 | 0 | 0 | 0 | 0 | 0 | 0 | 10.0638 | 9702.36 | 0 | 0 | 0 | 0 | 0 | 0 | 0 | -30.1239 | -30.13 | -30.1316
[20 empty] | 2557 | 2020-04-17 12:00 | 2557 | 4 | 17 | 13 | 94561.46 | 94.5615 | 10.0795 | 9482.38 | 0 | 0 | 0 | 0 | 0 | 0 | 0 | 10.0732 | 9482.38 | 0 | 0 | 0 | 0 | 0 | 0 | 0 | 10.0673 | 9482.38 | 0 | 0 | 0 | 0 | 0 | 0 | 0 | -84.482 | -84.4883 | -84.4942
[20 empty] | 2558 | 2020-04-17 13:00 | 2558 | 4 | 17 | 14 | 205748.323 | 205.7483 | 10.0842 | 9482.38 | 0 | 0 | 0 | 0 | 0 | 0 | 0 | 10.077 | 9482.38 | 0 | 0 | 0 | 0 | 0 | 0 | 0 | 10.0717 | 9482.38 | 0 | 0 | 0 | 0 | 0 | 0 | 0 | -195.6641 | -195.6713 | -195.6766
[20 empty] | 2559 | 2020-04-17 14:00 | 2559 | 4 | 17 | 15 | 210312.691 | 210.3127 | 10.0838 | 9482.38 | 0 | 0 | 0 | 0 | 0 | 0 | 0 | 10.0751 | 9482.38 | 0 | 0 | 0 | 0 | 0 | 0 | 0 | 10.0697 | 9482.38 | 0 | 0 | 0 | 0 | 0 | 0 | 0 | -200.2289 | -200.2376 | -200.243
[20 empty] | 2560 | 2020-04-17 15:00 | 2560 | 4 | 17 | 16 | 159217.199 | 159.2172 | 10.0779 | 9555.71 | 0 | 0 | 0 | 0 | 0 | 0 | 0 | 10.0715 | 9555.71 | 0 | 0 | 0 | 0 | 0 | 0 | 0 | 10.0656 | 9555.71 | 0 | 0 | 0 | 0 | 0 | 0 | 0 | -149.1393 | -149.1457 | -149.1516
[20 empty] | 2561 | 2020-04-17 16:00 | 2561 | 4 | 17 | 17 | 96113.256 | 96.1133 | 10.0752 | 9555.71 | 0 | 0 | 0 | 0 | 0 | 0 | 0 | 10.0697 | 9555.71 | 0 | 0 | 0 | 0 | 0 | 0 | 0 | 10.0646 | 9555.71 | 0 | 0 | 0 | 0 | 0 | 0 | 0 | -86.0381 | -86.0436 | -86.0487
[20 empty] | 2562 | 2020-04-17 17:00 | 2562 | 4 | 17 | 18 | 32953.083 | 32.9531 | 10.0783 | 9702.36 | 0 | 0 | 0 | 0 | 0 | 0 | 0 | 10.0718 | 9702.36 | 0 | 0 | 0 | 0 | 0 | 0 | 0 | 10.0663 | 9702.36 | 0 | 0 | 0 | 0 | 0 | 0 | 0 | -22.8748 | -22.8813 | -22.8868
[20 empty] | 2563 | 2020-04-17 18:00 | 2563 | 4 | 17 | 19 | 0 | 0 | 10.2098 | 9849.01 | 0 | 0 | 0 | 0 | 0 | 0 | 0 | 10.1987 | 9849.01 | 0 | 0 | 0 | 0 | 0 | 0 | 0 | 10.1908 | 9849.01 | 0 | 0 | 0 | 0 | 0 | 0 | 0 | 10.2098 | 10.1987 | 10.1908
[20 empty] | 2564 | 2020-04-17 19:00 | 2564 | 4 | 17 | 20 | 0 | 0 | 10.2954 | 9849.01 | 0 | 0 | 0 | 0 | 0 | 0 | 0 | 10.2954 | 9849.01 | 0 | 0 | 0 | 0 | 0 | 0 | 0 | 10.2954 | 9849.01 | 0 | 0 | 0 | 0 | 0 | 0 | 0 | 10.2954 | 10.2954 | 10.2954
[20 empty] | 2565 | 2020-04-17 20:00 | 2565 | 4 | 17 | 21 | 0 | 0 | 10.2954 | 10069 | 0 | 0 | 0 | 0 | 0 | 0 | 0 | 10.2954 | 10069 | 0 | 0 | 0 | 0 | 0 | 0 | 0 | 10.2954 | 10069 | 0 | 0 | 0 | 0 | 0 | 0 | 0 | 10.2954 | 10.2954 | 10.2954
[20 empty] | 2566 | 2020-04-17 21:00 | 2566 | 4 | 17 | 22 | 0 | 0 | 10.2954 | 10215.6 | 0 | 0 | 0 | 0 | 0 | 0 | 0 | 10.2954 | 10215.6 | 0 | 0 | 0 | 0 | 0 | 0 | 0 | 10.2954 | 10215.6 | 0 | 0 | 0 | 0 | 0 | 0 | 0 | 10.2954 | 10.2954 | 10.2954
[20 empty] | 2567 | 2020-04-17 22:00 | 2567 | 4 | 17 | 23 | 0 | 0 | 10.2954 | 10215.6 | 0 | 0 | 0 | 0 | 0 | 0 | 0 | 10.2954 | 10215.6 | 0 | 0 | 0 | 0 | 0 | 0 | 0 | 10.2954 | 10215.6 | 0 | 0 | 0 | 0 | 0 | 0 | 0 | 10.2954 | 10.2954 | 10.2954
[20 empty] | 2568 | 2020-04-17 23:00 | 2568 | 4 | 17 | 24 | 0 | 0 | 10.2954 | 10362.3 | 0 | 0 | 0 | 0 | 0 | 0 | 0 | 10.2954 | 10362.3 | 0 | 0 | 0 | 0 | 0 | 0 | 0 | 10.2954 | 10362.3 | 0 | 0 | 0 | 0 | 0 | 0 | 0 | 10.2954 | 10.2954 | 10.2954
[20 empty] | 2569 | 2020-04-18 | 2569 | 4 | 18 | 1 | 0 | 0 | 10.2954 | 10435.6 | 0 | 0 | 0 | 0 | 0 | 0 | 0 | 10.2954 | 10435.6 | 0 | 0 | 0 | 0 | 0 | 0 | 0 | 10.2954 | 10435.6 | 0 | 0 | 0 | 0 | 0 | 0 | 0 | 10.2954 | 10.2954 | 10.2954
[20 empty] | 2570 | 2020-04-18 01:00 | 2570 | 4 | 18 | 2 | 0 | 0 | 10.2954 | 10435.6 | 0 | 0 | 0 | 0 | 0 | 0 | 0 | 10.2954 | 10435.6 | 0 | 0 | 0 | 0 | 0 | 0 | 0 | 10.2954 | 10435.6 | 0 | 0 | 0 | 0 | 0 | 0 | 0 | 10.2954 | 10.2954 | 10.2954
[20 empty] | 2571 | 2020-04-18 02:00 | 2571 | 4 | 18 | 3 | 0 | 0 | 10.2954 | 10509 | 0 | 0 | 0 | 0 | 0 | 0 | 0 | 10.2954 | 10509 | 0 | 0 | 0 | 0 | 0 | 0 | 0 | 10.2954 | 10509 | 0 | 0 | 0 | 0 | 0 | 0 | 0 | 10.2954 | 10.2954 | 10.2954
[20 empty] | 2572 | 2020-04-18 03:00 | 2572 | 4 | 18 | 4 | 0 | 0 | 10.2954 | 10582.3 | 0 | 0 | 0 | 0 | 0 | 0 | 0 | 10.2954 | 10582.3 | 0 | 0 | 0 | 0 | 0 | 0 | 0 | 10.2954 | 10582.3 | 0 | 0 | 0 | 0 | 0 | 0 | 0 | 10.2954 | 10.2954 | 10.2954
[20 empty] | 2573 | 2020-04-18 04:00 | 2573 | 4 | 18 | 5 | 0 | 0 | 10.2954 | 10582.3 | 0 | 0 | 0 | 0 | 0 | 0 | 0 | 10.2954 | 10582.3 | 0 | 0 | 0 | 0 | 0 | 0 | 0 | 10.2954 | 10582.3 | 0 | 0 | 0 | 0 | 0 | 0 | 0 | 10.2954 | 10.2954 | 10.2954
[20 empty] | 2574 | 2020-04-18 05:00 | 2574 | 4 | 18 | 6 | 780.784 | 0.78078 | 10.2717 | 10509 | 0 | 0 | 0 | 0 | 0 | 0 | 0 | 10.2659 | 10509 | 0 | 0 | 0 | 0 | 0 | 0 | 0 | 10.2598 | 10509 | 0 | 0 | 0 | 0 | 0 | 0 | 0 | 9.4909 | 9.4851 | 9.479
[20 empty] | 2575 | 2020-04-18 06:00 | 2575 | 4 | 18 | 7 | 47992.46 | 47.9925 | 10.1484 | 10289 | 0 | 0 | 0 | 0 | 0 | 0 | 0 | 10.1238 | 10289 | 0 | 0 | 0 | 0 | 0 | 0 | 0 | 10.1058 | 10289 | 0 | 0 | 0 | 0 | 0 | 0 | 0 | -37.8441 | -37.8687 | -37.8867
[20 empty] | 2576 | 2020-04-18 07:00 | 2576 | 4 | 18 | 8 | 121788.068 | 121.7881 | 10.124 | 10289 | 0 | 0 | 0 | 0 | 0 | 0 | 0 | 10.1068 | 10289 | 0 | 0 | 0 | 0 | 0 | 0 | 0 | 10.0941 | 10289 | 0 | 0 | 0 | 0 | 0 | 0 | 0 | -111.6641 | -111.6813 | -111.694
[20 empty] | 2577 | 2020-04-18 08:00 | 2577 | 4 | 18 | 9 | 185529.43 | 185.5294 | 10.0884 | 9995.67 | 0 | 0 | 0 | 0 | 0 | 0 | 0 | 10.0764 | 9995.67 | 0 | 0 | 0 | 0 | 0 | 0 | 0 | 10.0703 | 9995.67 | 0 | 0 | 0 | 0 | 0 | 0 | 0 | -175.441 | -175.453 | -175.4591
[20 empty] | 2578 | 2020-04-18 09:00 | 2578 | 4 | 18 | 10 | 234093.794 | 234.0938 | 10.0828 | 9775.69 | 0 | 0 | 0 | 0 | 0 | 0 | 0 | 10.0725 | 9775.69 | 0 | 0 | 0 | 0 | 0 | 0 | 0 | 10.0677 | 9775.69 | 0 | 0 | 0 | 0 | 0 | 0 | 0 | -224.011 | -224.0213 | -224.0261
[20 empty] | 2579 | 2020-04-18 10:00 | 2579 | 4 | 18 | 11 | 265961.72 | 265.9617 | 10.0844 | 9775.69 | 0 | 0 | 0 | 0 | 0 | 0 | 0 | 10.0726 | 9775.69 | 0 | 0 | 0 | 0 | 0 | 0 | 0 | 10.066 | 9775.69 | 0 | 0 | 0 | 0 | 0 | 0 | 0 | -255.8773 | -255.8891 | -255.8957
[20 empty] | 2580 | 2020-04-18 11:00 | 2580 | 4 | 18 | 12 | 248656.192 | 248.6562 | 10.0945 | 9409.05 | 0 | 0 | 0 | 0 | 0 | 0 | 0 | 10.0786 | 9409.05 | 0 | 0 | 0 | 0 | 0 | 0 | 0 | 10.0722 | 9409.05 | 0 | 0 | 0 | 0 | 0 | 0 | 0 | -238.5617 | -238.5776 | -238.584
[20 empty] | 2581 | 2020-04-18 12:00 | 2581 | 4 | 18 | 13 | 249147.05 | 249.147 | 10.0872 | 9189.07 | 0 | 0 | 0 | 0 | 0 | 0 | 0 | 10.079 | 9189.07 | 0 | 0 | 0 | 0 | 0 | 0 | 0 | 10.0737 | 9189.07 | 0 | 0 | 0 | 0 | 0 | 0 | 0 | -239.0598 | -239.068 | -239.0733
[20 empty] | 2582 | 2020-04-18 13:00 | 2582 | 4 | 18 | 14 | 242887.293 | 242.8873 | 10.0868 | 9189.07 | 0 | 0 | 0 | 0 | 0 | 0 | 0 | 10.0798 | 9189.07 | 0 | 0 | 0 | 0 | 0 | 0 | 0 | 10.0741 | 9189.07 | 0 | 0 | 0 | 0 | 0 | 0 | 0 | -232.8005 | -232.8075 | -232.8132
[20 empty] | 2583 | 2020-04-18 14:00 | 2583 | 4 | 18 | 15 | 225082.843 | 225.0828 | 10.0865 | 8969.09 | 0 | 0 | 0 | 0 | 0 | 0 | 0 | 10.0778 | 8969.09 | 0 | 0 | 0 | 0 | 0 | 0 | 0 | 10.0718 | 8969.09 | 0 | 0 | 0 | 0 | 0 | 0 | 0 | -214.9963 | -215.005 | -215.011
[20 empty] | 2584 | 2020-04-18 15:00 | 2584 | 4 | 18 | 16 | 173875.079 | 173.8751 | 10.0798 | 8895.77 | 0 | 0 | 0 | 0 | 0 | 0 | 0 | 10.0731 | 8895.77 | 0 | 0 | 0 | 0 | 0 | 0 | 0 | 10.0679 | 8895.77 | 0 | 0 | 0 | 0 | 0 | 0 | 0 | -163.7953 | -163.802 | -163.8072
[20 empty] | 2585 | 2020-04-18 16:00 | 2585 | 4 | 18 | 17 | 106565.597 | 106.5656 | 10.0767 | 8895.77 | 0 | 0 | 0 | 0 | 0 | 0 | 0 | 10.071 | 8895.77 | 0 | 0 | 0 | 0 | 0 | 0 | 0 | 10.0656 | 8895.77 | 0 | 0 | 0 | 0 | 0 | 0 | 0 | -96.4889 | -96.4946 | -96.5
[20 empty] | 2586 | 2020-04-18 17:00 | 2586 | 4 | 18 | 18 | 35461.428 | 35.4614 | 10.0782 | 8969.09 | 0 | 0 | 0 | 0 | 0 | 0 | 0 | 10.0719 | 8969.09 | 0 | 0 | 0 | 0 | 0 | 0 | 0 | 10.0665 | 8969.09 | 0 | 0 | 0 | 0 | 0 | 0 | 0 | -25.3832 | -25.3895 | -25.3949
[20 empty] | 2587 | 2020-04-18 18:00 | 2587 | 4 | 18 | 19 | 0 | 0 | 10.2046 | 9042.42 | 0 | 0 | 0 | 0 | 0 | 0 | 0 | 10.1932 | 9042.42 | 0 | 0 | 0 | 0 | 0 | 0 | 0 | 10.1861 | 9042.42 | 0 | 0 | 0 | 0 | 0 | 0 | 0 | 10.2046 | 10.1932 | 10.1861
[20 empty] | 2588 | 2020-04-18 19:00 | 2588 | 4 | 18 | 20 | 0 | 0 | 10.2954 | 9042.42 | 0 | 0 | 0 | 0 | 0 | 0 | 0 | 10.2954 | 9042.42 | 0 | 0 | 0 | 0 | 0 | 0 | 0 | 10.2954 | 9042.42 | 0 | 0 | 0 | 0 | 0 | 0 | 0 | 10.2954 | 10.2954 | 10.2954
[20 empty] | 2589 | 2020-04-18 20:00 | 2589 | 4 | 18 | 21 | 0 | 0 | 10.2954 | 9482.38 | 0 | 0 | 0 | 0 | 0 | 0 | 0 | 10.2954 | 9482.38 | 0 | 0 | 0 | 0 | 0 | 0 | 0 | 10.2954 | 9482.38 | 0 | 0 | 0 | 0 | 0 | 0 | 0 | 10.2954 | 10.2954 | 10.2954
[20 empty] | 2590 | 2020-04-18 21:00 | 2590 | 4 | 18 | 22 | 0 | 0 | 10.2954 | 10142.3 | 0 | 0 | 0 | 0 | 0 | 0 | 0 | 10.2954 | 10142.3 | 0 | 0 | 0 | 0 | 0 | 0 | 0 | 10.2954 | 10142.3 | 0 | 0 | 0 | 0 | 0 | 0 | 0 | 10.2954 | 10.2954 | 10.2954
[20 empty] | 2591 | 2020-04-18 22:00 | 2591 | 4 | 18 | 23 | 0 | 0 | 10.2954 | 10069 | 0 | 0 | 0 | 0 | 0 | 0 | 0 | 10.2954 | 10069 | 0 | 0 | 0 | 0 | 0 | 0 | 0 | 10.2954 | 10069 | 0 | 0 | 0 | 0 | 0 | 0 | 0 | 10.2954 | 10.2954 | 10.2954
[20 empty] | 2592 | 2020-04-18 23:00 | 2592 | 4 | 18 | 24 | 0 | 0 | 10.2954 | 10435.6 | 0 | 0 | 0 | 0 | 0 | 0 | 0 | 10.2954 | 10435.6 | 0 | 0 | 0 | 0 | 0 | 0 | 0 | 10.2954 | 10435.6 | 0 | 0 | 0 | 0 | 0 | 0 | 0 | 10.2954 | 10.2954 | 10.2954
[20 empty] | 2593 | 2020-04-19 | 2593 | 4 | 19 | 1 | 0 | 0 | 10.2954 | 10509 | 0 | 0 | 0 | 0 | 0 | 0 | 0 | 10.2954 | 10509 | 0 | 0 | 0 | 0 | 0 | 0 | 0 | 10.2954 | 10509 | 0 | 0 | 0 | 0 | 0 | 0 | 0 | 10.2954 | 10.2954 | 10.2954
[20 empty] | 2594 | 2020-04-19 01:00 | 2594 | 4 | 19 | 2 | 0 | 0 | 10.2954 | 10509 | 0 | 0 | 0 | 0 | 0 | 0 | 0 | 10.2954 | 10509 | 0 | 0 | 0 | 0 | 0 | 0 | 0 | 10.2954 | 10509 | 0 | 0 | 0 | 0 | 0 | 0 | 0 | 10.2954 | 10.2954 | 10.2954
[20 empty] | 2595 | 2020-04-19 02:00 | 2595 | 4 | 19 | 3 | 0 | 0 | 10.2954 | 10435.6 | 0 | 0 | 0 | 0 | 0 | 0 | 0 | 10.2954 | 10435.6 | 0 | 0 | 0 | 0 | 0 | 0 | 0 | 10.2954 | 10435.6 | 0 | 0 | 0 | 0 | 0 | 0 | 0 | 10.2954 | 10.2954 | 10.2954
[20 empty] | 2596 | 2020-04-19 03:00 | 2596 | 4 | 19 | 4 | 0 | 0 | 10.2954 | 10655.6 | 0 | 0 | 0 | 0 | 0 | 0 | 0 | 10.2954 | 10655.6 | 0 | 0 | 0 | 0 | 0 | 0 | 0 | 10.2954 | 10655.6 | 0 | 0 | 0 | 0 | 0 | 0 | 0 | 10.2954 | 10.2954 | 10.2954
[20 empty] | 2597 | 2020-04-19 04:00 | 2597 | 4 | 19 | 5 | 0 | 0 | 10.2954 | 10655.6 | 0 | 0 | 0 | 0 | 0 | 0 | 0 | 10.2954 | 10655.6 | 0 | 0 | 0 | 0 | 0 | 0 | 0 | 10.2954 | 10655.6 | 0 | 0 | 0 | 0 | 0 | 0 | 0 | 10.2954 | 10.2954 | 10.2954
[20 empty] | 2598 | 2020-04-19 05:00 | 2598 | 4 | 19 | 6 | 1169.588 | 1.1696 | 10.2668 | 32724.3 | 0 | 0 | 0 | 0 | 0 | 0 | 0 | 10.2604 | 32724.3 | 0 | 0 | 0 | 0 | 0 | 0 | 0 | 10.2534 | 32724.3 | 0 | 0 | 0 | 0 | 0 | 0 | 0 | 9.0972 | 9.0908 | 9.0838
[20 empty] | 2599 | 2020-04-19 06:00 | 2599 | 4 | 19 | 7 | 39628.901 | 39.6289 | 10.1492 | 81993.5 | 0 | 0 | 0 | 0 | 0 | 0 | 0 | 10.1259 | 81993.5 | 0 | 0 | 0 | 0 | 0 | 0 | 0 | 10.1105 | 81993.5 | 0 | 0 | 0 | 0 | 0 | 0 | 0 | -29.4797 | -29.503 | -29.5184
[20 empty] | 2600 | 2020-04-19 07:00 | 2600 | 4 | 19 | 8 | 132102.46 | 132.1025 | 15.6932 | 81993.5 | 0 | 0 | 0 | 0 | 0 | 0 | 0 | 15.6776 | 81993.5 | 0 | 0 | 0 | 0 | 0 | 0 | 0 | 15.6642 | 81993.5 | 0 | 0 | 0 | 0 | 0 | 0 | 0 | -116.4093 | -116.4249 | -116.4383
[20 empty] | 2601 | 2020-04-19 08:00 | 2601 | 4 | 19 | 9 | 160225.38 | 160.2254 | 12.9105 | 56769.3 | 0 | 0 | 0 | 0 | 0 | 0 | 0 | 12.894 | 56769.3 | 0 | 0 | 0 | 0 | 0 | 0 | 0 | 12.883 | 56769.3 | 0 | 0 | 0 | 0 | 0 | 0 | 0 | -147.3149 | -147.3314 | -147.3424
[20 empty] | 2602 | 2020-04-19 09:00 | 2602 | 4 | 19 | 10 | 216947.615 | 216.9476 | 12.8783 | 56696 | 0 | 0 | 0 | 0 | 0 | 0 | 0 | 12.8645 | 56696 | 0 | 0 | 0 | 0 | 0 | 0 | 0 | 12.859 | 56696 | 0 | 0 | 0 | 0 | 0 | 0 | 0 | -204.0693 | -204.0831 | -204.0886
[20 empty] | 2603 | 2020-04-19 10:00 | 2603 | 4 | 19 | 11 | 245078.19 | 245.0782 | 14.2613 | 126659 | 0 | 0 | 0 | 0 | 0 | 0 | 0 | 14.2519 | 126659 | 0 | 0 | 0 | 0 | 0 | 0 | 0 | 14.2495 | 126659 | 0 | 0 | 0 | 0 | 0 | 0 | 0 | -230.8169 | -230.8263 | -230.8287
[20 empty] | 2604 | 2020-04-19 11:00 | 2604 | 4 | 19 | 12 | 296001.118 | 296.0011 | 14.259 | 126659 | 0 | 0 | 0 | 0 | 0 | 0 | 0 | 14.2518 | 126659 | 0 | 0 | 0 | 0 | 0 | 0 | 0 | 14.2489 | 126659 | 0 | 0 | 0 | 0 | 0 | 0 | 0 | -281.7421 | -281.7493 | -281.7522
[20 empty] | 2605 | 2020-04-19 12:00 | 2605 | 4 | 19 | 13 | 268084.912 | 268.0849 | 12.8641 | 89513.7 | 0 | 0 | 0 | 0 | 0 | 0 | 0 | 12.8581 | 89513.7 | 0 | 0 | 0 | 0 | 0 | 0 | 0 | 12.8538 | 89513.7 | 0 | 0 | 0 | 0 | 0 | 0 | 0 | -255.2208 | -255.2268 | -255.2311
[20 empty] | 2606 | 2020-04-19 13:00 | 2606 | 4 | 19 | 14 | 273175.579 | 273.1756 | 12.8655 | 56255.8 | 0 | 0 | 0 | 0 | 0 | 0 | 0 | 12.8601 | 56255.8 | 0 | 0 | 0 | 0 | 0 | 0 | 0 | 12.8545 | 56255.8 | 0 | 0 | 0 | 0 | 0 | 0 | 0 | -260.3101 | -260.3155 | -260.3211
[20 empty] | 2607 | 2020-04-19 14:00 | 2607 | 4 | 19 | 15 | 224860.132 | 224.8601 | 15.6602 | 55962.4 | 0 | 0 | 0 | 0 | 0 | 0 | 0 | 15.653 | 55962.4 | 0 | 0 | 0 | 0 | 0 | 0 | 0 | 15.6468 | 55962.4 | 0 | 0 | 0 | 0 | 0 | 0 | 0 | -209.1999 | -209.2071 | -209.2133
[20 empty] | 2608 | 2020-04-19 15:00 | 2608 | 4 | 19 | 16 | 167447.842 | 167.4478 | 15.6579 | 31110.8 | 0 | 0 | 0 | 0 | 0 | 0 | 0 | 15.6515 | 31110.8 | 0 | 0 | 0 | 0 | 0 | 0 | 0 | 15.6456 | 31110.8 | 0 | 0 | 0 | 0 | 0 | 0 | 0 | -151.7899 | -151.7963 | -151.8022
[20 empty] | 2609 | 2020-04-19 16:00 | 2609 | 4 | 19 | 17 | 96129.718 | 96.1297 | 12.8663 | 31110.8 | 0 | 0 | 0 | 0 | 0 | 0 | 0 | 12.8606 | 31110.8 | 0 | 0 | 0 | 0 | 0 | 0 | 0 | 12.8553 | 31110.8 | 0 | 0 | 0 | 0 | 0 | 0 | 0 | -83.2634 | -83.2691 | -83.2744
[20 empty] | 2610 | 2020-04-19 17:00 | 2610 | 4 | 19 | 18 | 27835.33 | 27.8353 | 12.8682 | 31110.8 | 0 | 0 | 0 | 0 | 0 | 0 | 0 | 12.8619 | 31110.8 | 0 | 0 | 0 | 0 | 0 | 0 | 0 | 12.8566 | 31110.8 | 0 | 0 | 0 | 0 | 0 | 0 | 0 | -14.9671 | -14.9734 | -14.9787
[20 empty] | 2611 | 2020-04-19 18:00 | 2611 | 4 | 19 | 19 | 0 | 0 | 10.2018 | 31257.5 | 0 | 0 | 0 | 0 | 0 | 0 | 0 | 10.19 | 31257.5 | 0 | 0 | 0 | 0 | 0 | 0 | 0 | 10.1826 | 31257.5 | 0 | 0 | 0 | 0 | 0 | 0 | 0 | 10.2018 | 10.19 | 10.1826
[20 empty] | 2612 | 2020-04-19 19:00 | 2612 | 4 | 19 | 20 | 0 | 0 | 10.2954 | 8895.77 | 0 | 0 | 0 | 0 | 0 | 0 | 0 | 10.2954 | 8895.77 | 0 | 0 | 0 | 0 | 0 | 0 | 0 | 10.2954 | 8895.77 | 0 | 0 | 0 | 0 | 0 | 0 | 0 | 10.2954 | 10.2954 | 10.2954
[20 empty] | 2613 | 2020-04-19 20:00 | 2613 | 4 | 19 | 21 | 0 | 0 | 10.2954 | 9189.07 | 0 | 0 | 0 | 0 | 0 | 0 | 0 | 10.2954 | 9189.07 | 0 | 0 | 0 | 0 | 0 | 0 | 0 | 10.2954 | 9189.07 | 0 | 0 | 0 | 0 | 0 | 0 | 0 | 10.2954 | 10.2954 | 10.2954
[20 empty] | 2614 | 2020-04-19 21:00 | 2614 | 4 | 19 | 22 | 0 | 0 | 10.2954 | 9115.75 | 0 | 0 | 0 | 0 | 0 | 0 | 0 | 10.2954 | 9115.75 | 0 | 0 | 0 | 0 | 0 | 0 | 0 | 10.2954 | 9115.75 | 0 | 0 | 0 | 0 | 0 | 0 | 0 | 10.2954 | 10.2954 | 10.2954
[20 empty] | 2615 | 2020-04-19 22:00 | 2615 | 4 | 19 | 23 | 0 | 0 | 10.2954 | 9115.75 | 0 | 0 | 0 | 0 | 0 | 0 | 0 | 10.2954 | 9115.75 | 0 | 0 | 0 | 0 | 0 | 0 | 0 | 10.2954 | 9115.75 | 0 | 0 | 0 | 0 | 0 | 0 | 0 | 10.2954 | 10.2954 | 10.2954
[20 empty] | 2616 | 2020-04-19 23:00 | 2616 | 4 | 19 | 24 | 0 | 0 | 10.2954 | 9335.73 | 0 | 0 | 0 | 0 | 0 | 0 | 0 | 10.2954 | 9335.73 | 0 | 0 | 0 | 0 | 0 | 0 | 0 | 10.2954 | 9335.73 | 0 | 0 | 0 | 0 | 0 | 0 | 0 | 10.2954 | 10.2954 | 10.2954
[20 empty] | 2617 | 2020-04-20 | 2617 | 4 | 20 | 1 | 0 | 0 | 10.2954 | 9482.38 | 0 | 0 | 0 | 0 | 0 | 0 | 0 | 10.2954 | 9482.38 | 0 | 0 | 0 | 0 | 0 | 0 | 0 | 10.2954 | 9482.38 | 0 | 0 | 0 | 0 | 0 | 0 | 0 | 10.2954 | 10.2954 | 10.2954
[20 empty] | 2618 | 2020-04-20 01:00 | 2618 | 4 | 20 | 2 | 0 | 0 | 10.2954 | 9482.38 | 0 | 0 | 0 | 0 | 0 | 0 | 0 | 10.2954 | 9482.38 | 0 | 0 | 0 | 0 | 0 | 0 | 0 | 10.2954 | 9482.38 | 0 | 0 | 0 | 0 | 0 | 0 | 0 | 10.2954 | 10.2954 | 10.2954
[20 empty] | 2619 | 2020-04-20 02:00 | 2619 | 4 | 20 | 3 | 0 | 0 | 10.2954 | 9555.71 | 0 | 0 | 0 | 0 | 0 | 0 | 0 | 10.2954 | 9555.71 | 0 | 0 | 0 | 0 | 0 | 0 | 0 | 10.2954 | 9555.71 | 0 | 0 | 0 | 0 | 0 | 0 | 0 | 10.2954 | 10.2954 | 10.2954
[20 empty] | 2620 | 2020-04-20 03:00 | 2620 | 4 | 20 | 4 | 0 | 0 | 10.2954 | 9702.36 | 0 | 0 | 0 | 0 | 0 | 0 | 0 | 10.2954 | 9702.36 | 0 | 0 | 0 | 0 | 0 | 0 | 0 | 10.2954 | 9702.36 | 0 | 0 | 0 | 0 | 0 | 0 | 0 | 10.2954 | 10.2954 | 10.2954
[20 empty] | 2621 | 2020-04-20 04:00 | 2621 | 4 | 20 | 5 | 0 | 0 | 10.2954 | 9702.36 | 0 | 0 | 0 | 0 | 0 | 0 | 0 | 10.2954 | 9702.36 | 0 | 0 | 0 | 0 | 0 | 0 | 0 | 10.2954 | 9702.36 | 0 | 0 | 0 | 0 | 0 | 0 | 0 | 10.2954 | 10.2954 | 10.2954
[20 empty] | 2622 | 2020-04-20 05:00 | 2622 | 4 | 20 | 6 | 27.417 | 0.027417 | 10.2659 | 32064.2 | 0 | 0 | 0 | 0 | 0 | 0 | 0 | 10.2593 | 32064.2 | 0 | 0 | 0 | 0 | 0 | 0 | 0 | 10.2521 | 32064.2 | 0 | 0 | 0 | 0 | 0 | 0 | 0 | 10.2385 | 10.2319 | 10.2247
[20 empty] | 2623 | 2020-04-20 06:00 | 2623 | 4 | 20 | 7 | 2149.755 | 2.1498 | 10.1407 | 81479.9 | 0 | 0 | 0 | 0 | 0 | 0 | 0 | 10.1159 | 81479.9 | 0 | 0 | 0 | 0 | 0 | 0 | 0 | 10.0996 | 81479.9 | 0 | 0 | 0 | 0 | 0 | 0 | 0 | 7.9909 | 7.9661 | 7.9498
[20 empty] | 2624 | 2020-04-20 07:00 | 2624 | 4 | 20 | 8 | 3002.792 | 3.0028 | 15.6905 | 81479.9 | 0 | 0 | 0 | 0 | 0 | 0 | 0 | 15.6752 | 81479.9 | 0 | 0 | 0 | 0 | 0 | 0 | 0 | 15.6618 | 81479.9 | 0 | 0 | 0 | 0 | 0 | 0 | 0 | 12.6877 | 12.6724 | 12.659
[20 empty] | 2625 | 2020-04-20 08:00 | 2625 | 4 | 20 | 9 | 15126.08 | 15.1261 | 12.8906 | 56182.4 | 0 | 0 | 0 | 0 | 0 | 0 | 0 | 12.8763 | 56182.4 | 0 | 0 | 0 | 0 | 0 | 0 | 0 | 12.8655 | 56182.4 | 0 | 0 | 0 | 0 | 0 | 0 | 0 | -2.2355 | -2.2498 | -2.2606
[20 empty] | 2626 | 2020-04-20 09:00 | 2626 | 4 | 20 | 10 | 19414.3 | 19.4143 | 12.8832 | 56035.7 | 0 | 0 | 0 | 0 | 0 | 0 | 0 | 12.8677 | 56035.7 | 0 | 0 | 0 | 0 | 0 | 0 | 0 | 12.8608 | 56035.7 | 0 | 0 | 0 | 0 | 0 | 0 | 0 | -6.5311 | -6.5466 | -6.5535
[20 empty] | 2627 | 2020-04-20 10:00 | 2627 | 4 | 20 | 11 | 48331.291 | 48.3313 | 14.274 | 126659 | 0 | 0 | 0 | 0 | 0 | 0 | 0 | 14.2606 | 126659 | 0 | 0 | 0 | 0 | 0 | 0 | 0 | 14.2523 | 126659 | 0 | 0 | 0 | 0 | 0 | 0 | 0 | -34.0573 | -34.0707 | -34.079
[20 empty] | 2628 | 2020-04-20 11:00 | 2628 | 4 | 20 | 12 | 89122.644 | 89.1226 | 14.2751 | 126659 | 0 | 0 | 0 | 0 | 0 | 0 | 0 | 14.2619 | 126659 | 0 | 0 | 0 | 0 | 0 | 0 | 0 | 14.2557 | 126659 | 0 | 0 | 0 | 0 | 0 | 0 | 0 | -74.8475 | -74.8607 | -74.8669
[20 empty] | 2629 | 2020-04-20 12:00 | 2629 | 4 | 20 | 13 | 80880.645 | 80.8806 | 12.8769 | 87615.8 | 0 | 0 | 0 | 0 | 0 | 0 | 0 | 12.8688 | 87615.8 | 0 | 0 | 0 | 0 | 0 | 0 | 0 | 12.8635 | 87615.8 | 0 | 0 | 0 | 0 | 0 | 0 | 0 | -68.0037 | -68.0118 | -68.0171
[20 empty] | 2630 | 2020-04-20 13:00 | 2630 | 4 | 20 | 14 | 39989.12 | 39.9891 | 12.8757 | 55742.3 | 0 | 0 | 0 | 0 | 0 | 0 | 0 | 12.8687 | 55742.3 | 0 | 0 | 0 | 0 | 0 | 0 | 0 | 12.8632 | 55742.3 | 0 | 0 | 0 | 0 | 0 | 0 | 0 | -27.1134 | -27.1204 | -27.1259
[20 empty] | 2631 | 2020-04-20 14:00 | 2631 | 4 | 20 | 15 | 65032.781 | 65.0328 | 15.6653 | 55668.9 | 0 | 0 | 0 | 0 | 0 | 0 | 0 | 15.6564 | 55668.9 | 0 | 0 | 0 | 0 | 0 | 0 | 0 | 15.6509 | 55668.9 | 0 | 0 | 0 | 0 | 0 | 0 | 0 | -49.3675 | -49.3764 | -49.3819
[20 empty] | 2632 | 2020-04-20 15:00 | 2632 | 4 | 20 | 16 | 42348.779 | 42.3488 | 15.6593 | 30744.1 | 0 | 0 | 0 | 0 | 0 | 0 | 0 | 15.6527 | 30744.1 | 0 | 0 | 0 | 0 | 0 | 0 | 0 | 15.6475 | 30744.1 | 0 | 0 | 0 | 0 | 0 | 0 | 0 | -26.6895 | -26.6961 | -26.7013
[20 empty] | 2633 | 2020-04-20 16:00 | 2633 | 4 | 20 | 17 | 35207.714 | 35.2077 | 12.8654 | 30744.1 | 0 | 0 | 0 | 0 | 0 | 0 | 0 | 12.86 | 30744.1 | 0 | 0 | 0 | 0 | 0 | 0 | 0 | 12.8548 | 30744.1 | 0 | 0 | 0 | 0 | 0 | 0 | 0 | -22.3423 | -22.3477 | -22.3529
[20 empty] | 2634 | 2020-04-20 17:00 | 2634 | 4 | 20 | 18 | 36667.374 | 36.6674 | 12.8674 | 31844.2 | 0 | 0 | 0 | 0 | 0 | 0 | 0 | 12.8612 | 31844.2 | 0 | 0 | 0 | 0 | 0 | 0 | 0 | 12.8556 | 31844.2 | 0 | 0 | 0 | 0 | 0 | 0 | 0 | -23.8 | -23.8062 | -23.8118
[20 empty] | 2635 | 2020-04-20 18:00 | 2635 | 4 | 20 | 19 | 0 | 0 | 10.1978 | 31990.9 | 0 | 0 | 0 | 0 | 0 | 0 | 0 | 10.1857 | 31990.9 | 0 | 0 | 0 | 0 | 0 | 0 | 0 | 10.1785 | 31990.9 | 0 | 0 | 0 | 0 | 0 | 0 | 0 | 10.1978 | 10.1857 | 10.1785
[20 empty] | 2636 | 2020-04-20 19:00 | 2636 | 4 | 20 | 20 | 0 | 0 | 10.2954 | 9629.03 | 0 | 0 | 0 | 0 | 0 | 0 | 0 | 10.2954 | 9629.03 | 0 | 0 | 0 | 0 | 0 | 0 | 0 | 10.2954 | 9629.03 | 0 | 0 | 0 | 0 | 0 | 0 | 0 | 10.2954 | 10.2954 | 10.2954
[20 empty] | 2637 | 2020-04-20 20:00 | 2637 | 4 | 20 | 21 | 0 | 0 | 10.2954 | 9922.34 | 0 | 0 | 0 | 0 | 0 | 0 | 0 | 10.2954 | 9922.34 | 0 | 0 | 0 | 0 | 0 | 0 | 0 | 10.2954 | 9922.34 | 0 | 0 | 0 | 0 | 0 | 0 | 0 | 10.2954 | 10.2954 | 10.2954
[20 empty] | 2638 | 2020-04-20 21:00 | 2638 | 4 | 20 | 22 | 0 | 0 | 10.2954 | 10142.3 | 0 | 0 | 0 | 0 | 0 | 0 | 0 | 10.2954 | 10142.3 | 0 | 0 | 0 | 0 | 0 | 0 | 0 | 10.2954 | 10142.3 | 0 | 0 | 0 | 0 | 0 | 0 | 0 | 10.2954 | 10.2954 | 10.2954
[20 empty] | 2639 | 2020-04-20 22:00 | 2639 | 4 | 20 | 23 | 0 | 0 | 10.2954 | 10142.3 | 0 | 0 | 0 | 0 | 0 | 0 | 0 | 10.2954 | 10142.3 | 0 | 0 | 0 | 0 | 0 | 0 | 0 | 10.2954 | 10142.3 | 0 | 0 | 0 | 0 | 0 | 0 | 0 | 10.2954 | 10.2954 | 10.2954
[20 empty] | 2640 | 2020-04-20 23:00 | 2640 | 4 | 20 | 24 | 0 | 0 | 10.2954 | 10142.3 | 0 | 0 | 0 | 0 | 0 | 0 | 0 | 10.2954 | 10142.3 | 0 | 0 | 0 | 0 | 0 | 0 | 0 | 10.2954 | 10142.3 | 0 | 0 | 0 | 0 | 0 | 0 | 0 | 10.2954 | 10.2954 | 10.2954
[20 empty] | 2641 | 2020-04-21 | 2641 | 4 | 21 | 1 | 0 | 0 | 10.2954 | 10215.6 | 0 | 0 | 0 | 0 | 0 | 0 | 0 | 10.2954 | 10215.6 | 0 | 0 | 0 | 0 | 0 | 0 | 0 | 10.2954 | 10215.6 | 0 | 0 | 0 | 0 | 0 | 0 | 0 | 10.2954 | 10.2954 | 10.2954
[20 empty] | 2642 | 2020-04-21 01:00 | 2642 | 4 | 21 | 2 | 0 | 0 | 10.2954 | 10215.6 | 0 | 0 | 0 | 0 | 0 | 0 | 0 | 10.2954 | 10215.6 | 0 | 0 | 0 | 0 | 0 | 0 | 0 | 10.2954 | 10215.6 | 0 | 0 | 0 | 0 | 0 | 0 | 0 | 10.2954 | 10.2954 | 10.2954
[20 empty] | 2643 | 2020-04-21 02:00 | 2643 | 4 | 21 | 3 | 0 | 0 | 10.2954 | 10289 | 0 | 0 | 0 | 0 | 0 | 0 | 0 | 10.2954 | 10289 | 0 | 0 | 0 | 0 | 0 | 0 | 0 | 10.2954 | 10289 | 0 | 0 | 0 | 0 | 0 | 0 | 0 | 10.2954 | 10.2954 | 10.2954
[20 empty] | 2644 | 2020-04-21 03:00 | 2644 | 4 | 21 | 4 | 0 | 0 | 10.2954 | 10362.3 | 0 | 0 | 0 | 0 | 0 | 0 | 0 | 10.2954 | 10362.3 | 0 | 0 | 0 | 0 | 0 | 0 | 0 | 10.2954 | 10362.3 | 0 | 0 | 0 | 0 | 0 | 0 | 0 | 10.2954 | 10.2954 | 10.2954
[20 empty] | 2645 | 2020-04-21 04:00 | 2645 | 4 | 21 | 5 | 0 | 0 | 10.2954 | 10362.3 | 0 | 0 | 0 | 0 | 0 | 0 | 0 | 10.2954 | 10362.3 | 0 | 0 | 0 | 0 | 0 | 0 | 0 | 10.2954 | 10362.3 | 0 | 0 | 0 | 0 | 0 | 0 | 0 | 10.2954 | 10.2954 | 10.2954
[20 empty] | 2646 | 2020-04-21 05:00 | 2646 | 4 | 21 | 6 | 1922.945 | 1.9229 | 10.2691 | 32797.7 | 0 | 0 | 0 | 0 | 0 | 0 | 0 | 10.2627 | 32797.7 | 0 | 0 | 0 | 0 | 0 | 0 | 0 | 10.2559 | 32797.7 | 0 | 0 | 0 | 0 | 0 | 0 | 0 | 8.3462 | 8.3398 | 8.333
[20 empty] | 2647 | 2020-04-21 06:00 | 2647 | 4 | 21 | 7 | 37164.036 | 37.164 | 10.1377 | 82287 | 0 | 0 | 0 | 0 | 0 | 0 | 0 | 10.1124 | 82287 | 0 | 0 | 0 | 0 | 0 | 0 | 0 | 10.0946 | 82287 | 0 | 0 | 0 | 0 | 0 | 0 | 0 | -27.0263 | -27.0516 | -27.0694
[20 empty] | 2648 | 2020-04-21 07:00 | 2648 | 4 | 21 | 8 | 16363.29 | 16.3633 | 15.6949 | 82287 | 0 | 0 | 0 | 0 | 0 | 0 | 0 | 15.6793 | 82287 | 0 | 0 | 0 | 0 | 0 | 0 | 0 | 15.6661 | 82287 | 0 | 0 | 0 | 0 | 0 | 0 | 0 | -0.66839 | -0.68399 | -0.69719
[20 empty] | 2649 | 2020-04-21 08:00 | 2649 | 4 | 21 | 9 | 186822.148 | 186.8221 | 12.8807 | 57282.8 | 0 | 0 | 0 | 0 | 0 | 0 | 0 | 12.8679 | 57282.8 | 0 | 0 | 0 | 0 | 0 | 0 | 0 | 12.861 | 57282.8 | 0 | 0 | 0 | 0 | 0 | 0 | 0 | -173.9414 | -173.9542 | -173.9611
[20 empty] | 2650 | 2020-04-21 09:00 | 2650 | 4 | 21 | 10 | 235196.235 | 235.1962 | 12.869 | 57209.5 | 0 | 0 | 0 | 0 | 0 | 0 | 0 | 12.8609 | 57209.5 | 0 | 0 | 0 | 0 | 0 | 0 | 0 | 12.8565 | 57209.5 | 0 | 0 | 0 | 0 | 0 | 0 | 0 | -222.3272 | -222.3353 | -222.3397
[20 empty] | 2651 | 2020-04-21 10:00 | 2651 | 4 | 21 | 11 | 273004.106 | 273.0041 | 14.2588 | 126659 | 0 | 0 | 0 | 0 | 0 | 0 | 0 | 14.2502 | 126659 | 0 | 0 | 0 | 0 | 0 | 0 | 0 | 14.2491 | 126659 | 0 | 0 | 0 | 0 | 0 | 0 | 0 | -258.7453 | -258.7539 | -258.755
[20 empty] | 2652 | 2020-04-21 11:00 | 2652 | 4 | 21 | 12 | 290856.051 | 290.8561 | 14.2592 | 126659 | 0 | 0 | 0 | 0 | 0 | 0 | 0 | 14.2519 | 126659 | 0 | 0 | 0 | 0 | 0 | 0 | 0 | 14.2489 | 126659 | 0 | 0 | 0 | 0 | 0 | 0 | 0 | -276.5969 | -276.6042 | -276.6072
[20 empty] | 2653 | 2020-04-21 12:00 | 2653 | 4 | 21 | 13 | 290528.336 | 290.5283 | 12.8628 | 91793.9 | 0 | 0 | 0 | 0 | 0 | 0 | 0 | 12.8567 | 91793.9 | 0 | 0 | 0 | 0 | 0 | 0 | 0 | 12.8537 | 91793.9 | 0 | 0 | 0 | 0 | 0 | 0 | 0 | -277.6655 | -277.6716 | -277.6746
[20 empty] | 2654 | 2020-04-21 13:00 | 2654 | 4 | 21 | 14 | 265148.493 | 265.1485 | 31.4664 | 57209.5 | 14.0337 | 47.883 | 0 | 0 | 0 | 107078 | 0 | 31.4607 | 57209.5 | 14.0338 | 47.8833 | 0 | 0 | 0 | 107077 | 0 | 31.4558 | 57209.5 | 14.0336 | 47.8826 | 0 | 0 | 0 | 107079 | 0 | -233.6821 | -233.6878 | -233.6927
[20 empty] | 2655 | 2020-04-21 14:00 | 2655 | 4 | 21 | 15 | 229283.188 | 229.2832 | 15.6538 | 57356.2 | 0 | 0 | 0 | 0 | 0 | 0 | 0 | 15.6478 | 57356.2 | 0 | 0 | 0 | 0 | 0 | 0 | 0 | 15.6435 | 57356.2 | 0 | 0 | 0 | 0 | 0 | 0 | 0 | -213.6294 | -213.6354 | -213.6397
[20 empty] | 2656 | 2020-04-21 15:00 | 2656 | 4 | 21 | 16 | 174927.191 | 174.9272 | 15.6541 | 32577.6 | 0 | 0 | 0 | 0 | 0 | 0 | 0 | 15.6483 | 32577.6 | 0 | 0 | 0 | 0 | 0 | 0 | 0 | 15.6435 | 32577.6 | 0 | 0 | 0 | 0 | 0 | 0 | 0 | -159.2731 | -159.2789 | -159.2837
[20 empty] | 2657 | 2020-04-21 16:00 | 2657 | 4 | 21 | 17 | 107270.541 | 107.2705 | 12.864 | 32577.6 | 0 | 0 | 0 | 0 | 0 | 0 | 0 | 12.8584 | 32577.6 | 0 | 0 | 0 | 0 | 0 | 0 | 0 | 12.8535 | 32577.6 | 0 | 0 | 0 | 0 | 0 | 0 | 0 | -94.4065 | -94.4121 | -94.417
[20 empty] | 2658 | 2020-04-21 17:00 | 2658 | 4 | 21 | 18 | 37396.76 | 37.3968 | 12.87 | 32797.7 | 0 | 0 | 0 | 0 | 0 | 0 | 0 | 12.8628 | 32797.7 | 0 | 0 | 0 | 0 | 0 | 0 | 0 | 12.8575 | 32797.7 | 0 | 0 | 0 | 0 | 0 | 0 | 0 | -24.5268 | -24.534 | -24.5393
[20 empty] | 2659 | 2020-04-21 18:00 | 2659 | 4 | 21 | 19 | 0 | 0 | 10.1945 | 32944.3 | 0 | 0 | 0 | 0 | 0 | 0 | 0 | 10.182 | 32944.3 | 0 | 0 | 0 | 0 | 0 | 0 | 0 | 10.1747 | 32944.3 | 0 | 0 | 0 | 0 | 0 | 0 | 0 | 10.1945 | 10.182 | 10.1747
[20 empty] | 2660 | 2020-04-21 19:00 | 2660 | 4 | 21 | 20 | 0 | 0 | 10.2954 | 10582.3 | 0 | 0 | 0 | 0 | 0 | 0 | 0 | 10.2954 | 10582.3 | 0 | 0 | 0 | 0 | 0 | 0 | 0 | 10.2954 | 10582.3 | 0 | 0 | 0 | 0 | 0 | 0 | 0 | 10.2954 | 10.2954 | 10.2954
[20 empty] | 2661 | 2020-04-21 20:00 | 2661 | 4 | 21 | 21 | 0 | 0 | 10.2954 | 10582.3 | 0 | 0 | 0 | 0 | 0 | 0 | 0 | 10.2954 | 10582.3 | 0 | 0 | 0 | 0 | 0 | 0 | 0 | 10.2954 | 10582.3 | 0 | 0 | 0 | 0 | 0 | 0 | 0 | 10.2954 | 10.2954 | 10.2954
[20 empty] | 2662 | 2020-04-21 21:00 | 2662 | 4 | 21 | 22 | 0 | 0 | 10.2954 | 10582.3 | 0 | 0 | 0 | 0 | 0 | 0 | 0 | 10.2954 | 10582.3 | 0 | 0 | 0 | 0 | 0 | 0 | 0 | 10.2954 | 10582.3 | 0 | 0 | 0 | 0 | 0 | 0 | 0 | 10.2954 | 10.2954 | 10.2954
[20 empty] | 2663 | 2020-04-21 22:00 | 2663 | 4 | 21 | 23 | 0 | 0 | 10.2954 | 10582.3 | 0 | 0 | 0 | 0 | 0 | 0 | 0 | 10.2954 | 10582.3 | 0 | 0 | 0 | 0 | 0 | 0 | 0 | 10.2954 | 10582.3 | 0 | 0 | 0 | 0 | 0 | 0 | 0 | 10.2954 | 10.2954 | 10.2954
[20 empty] | 2664 | 2020-04-21 23:00 | 2664 | 4 | 21 | 24 | 0 | 0 | 25.283 | 10655.6 | 13.3657 | 45.6038 | 0 | 0 | 0 | 102128 | 0 | 25.2831 | 10655.6 | 13.3658 | 45.6041 | 0 | 0 | 0 | 102127 | 0 | 25.2829 | 10655.6 | 13.3655 | 45.6031 | 0 | 0 | 0 | 102129 | 0 | 25.283 | 25.2831 | 25.2829
[20 empty] | 2665 | 2020-04-22 | 2665 | 4 | 22 | 1 | 0 | 0 | 22.2484 | 10655.6 | 10.3311 | 35.2497 | 0 | 0 | 0 | 78944.3 | 0 | 22.2485 | 10655.6 | 10.3312 | 35.2501 | 0 | 0 | 0 | 78943.2 | 0 | 22.2483 | 10655.6 | 10.331 | 35.2494 | 0 | 0 | 0 | 78944.8 | 0 | 22.2484 | 22.2485 | 22.2483
[20 empty] | 2666 | 2020-04-22 01:00 | 2666 | 4 | 22 | 2 | 0 | 0 | 24.0893 | 10655.6 | 10.901 | 37.1942 | 0 | 0 | 0 | 83299.1 | -128.521 | 24.0585 | 10655.6 | 10.9011 | 37.1946 | 0 | 0 | 0 | 83298 | -128.532 | 24.1166 | 10655.6 | 10.9009 | 37.1939 | 0 | 0 | 0 | 83299.7 | -128.521 | 24.0893 | 24.0585 | 24.1166
[20 empty] | 2667 | 2020-04-22 02:00 | 2667 | 4 | 22 | 3 | 0 | 0 | 22.4492 | 10655.6 | 10.5319 | 35.9348 | 0 | 0 | 0 | 80478.7 | 0 | 22.4493 | 10655.6 | 10.532 | 35.9352 | 0 | 0 | 0 | 80477.6 | 0 | 22.4491 | 10655.6 | 10.5318 | 35.9345 | 0 | 0 | 0 | 80479.2 | 0 | 22.4492 | 22.4493 | 22.4491
[20 empty] | 2668 | 2020-04-22 03:00 | 2668 | 4 | 22 | 4 | 0 | 0 | 24.6852 | 169165 | 11.1256 | 37.9605 | 0 | 158436 | 158.436 | 85015.1 | -40899.2 | 24.6544 | 164709 | 11.1257 | 37.9609 | 0 | 159332 | 159.332 | 85014 | -40897.9 | 24.7125 | 170061 | 11.1254 | 37.9599 | 0 | 153980 | 153.98 | 85015.6 | -40898.3 | 24.6852 | 24.6544 | 24.7125
[20 empty] | 2669 | 2020-04-22 04:00 | 2669 | 4 | 22 | 5 | 0 | 0 | 26.1832 | 79878.1 | 11.1121 | 37.9145 | 0 | 69149.2 | 69.1492 | 84911.7 | -35794.8 | 26.1524 | 78903.5 | 11.1121 | 37.9145 | 0 | 69277.4 | 69.2774 | 84910.6 | -35794.5 | 26.2104 | 80006.4 | 11.1119 | 37.9138 | 0 | 68174.6 | 68.1746 | 84912.2 | -35794.8 | 26.1832 | 26.1524 | 26.2104
[20 empty] | 2670 | 2020-04-22 05:00 | 2670 | 4 | 22 | 6 | 2108.992 | 2.109 | 27.1599 | 100209 | 10.3118 | 35.1839 | 0 | 67045 | 67.045 | 78796.7 | -32374.1 | 27.1291 | 99176.3 | 10.3119 | 35.1842 | 0 | 67225.3 | 67.2253 | 78795.6 | -32373.8 | 27.1871 | 100390 | 10.3117 | 35.1835 | 0 | 66012 | 66.012 | 78797.3 | -32374 | 25.0509 | 25.0201 | 25.0781
[20 empty] | 2671 | 2020-04-22 06:00 | 2671 | 4 | 22 | 7 | 52713.821 | 52.7138 | 94.6427 | 279270 | 0.44896 | 1.5318 | 0 | 196396 | 196.396 | 3430.66 | -165471 | 93.5842 | 235684 | 0.21068 | 0.71885 | 0 | 137157 | 137.157 | 1073.92 | -113831 | 93.4497 | 220031 | 0.14054 | 0.47952 | 0 | 152810 | 152.81 | 1609.91 | -127821 | 41.9289 | 40.8704 | 40.7359
[20 empty] | 2672 | 2020-04-22 07:00 | 2672 | 4 | 22 | 8 | 128339.831 | 128.3398 | 129.894 | 359612 | 0.72292 | 2.4666 | 0 | 276738 | 276.738 | 5524.1 | -215012 | 129.694 | 313436 | 0.68391 | 2.3335 | 0 | 200623 | 200.623 | 4065.14 | -150699 | 129.392 | 283497 | 0.53199 | 1.8151 | 0 | 230562 | 230.562 | 5226.05 | -176749 | 1.5542 | 1.3542 | 1.0522
[20 empty] | 2673 | 2020-04-22 08:00 | 2673 | 4 | 22 | 9 | 195434.809 | 195.4348 | 137.579 | 272820 | 0.85673 | 2.9232 | 0 | 214876 | 214.876 | 6546.61 | -162863 | 137.142 | 237618 | 0.77077 | 2.6299 | 0 | 160375 | 160.375 | 4996.87 | -116024 | 137.085 | 218318 | 0.65392 | 2.2312 | 0 | 179675 | 179.675 | 5889.76 | -133241 | -57.8558 | -58.2928 | -58.3498
[20 empty] | 2674 | 2020-04-22 09:00 | 2674 | 4 | 22 | 10 | 247340.743 | 247.3407 | 138.261 | 263970 | 0.85703 | 2.9242 | 0 | 206027 | 206.027 | 6548.94 | -153723 | 137.882 | 231639 | 0.7529 | 2.5689 | 0 | 156033 | 156.033 | 4994.05 | -111032 | 138.092 | 213976 | 0.65355 | 2.2299 | 0 | 173696 | 173.696 | 5753.21 | -126985 | -109.0797 | -109.4587 | -109.2487
[20 empty] | 2675 | 2020-04-22 10:00 | 2675 | 4 | 22 | 11 | 258051.296 | 258.0513 | 117.533 | 338236 | 0.64804 | 2.2111 | 0 | 211577 | 211.577 | 4951.96 | -158455 | 117.558 | 306297 | 0.59061 | 2.0152 | 0 | 161418 | 161.418 | 3605.25 | -115593 | 117.653 | 288076 | 0.4718 | 1.6098 | 0 | 179639 | 179.639 | 4513.06 | -132126 | -140.5183 | -140.4933 | -140.3983
[20 empty] | 2676 | 2020-04-22 11:00 | 2676 | 4 | 22 | 12 | 295752.661 | 295.7527 | 140.745 | 287892 | 0.64757 | 2.2095 | 0 | 161233 | 161.233 | 4948.33 | -117228 | 140.39 | 266300 | 0.52283 | 1.7839 | 0 | 130979 | 130.979 | 3821.09 | -85586.7 | 140.909 | 257638 | 0.50005 | 1.7062 | 0 | 139641 | 139.641 | 3995.17 | -98153.6 | -155.0077 | -155.3627 | -154.8437
[20 empty] | 2677 | 2020-04-22 12:00 | 2677 | 4 | 22 | 13 | 275702.908 | 275.7029 | 92.5203 | 256437 | 0.64792 | 2.2107 | 0 | 162738 | 162.738 | 4951 | -118498 | 92.2081 | 230737 | 0.51591 | 1.7603 | 0 | 122598 | 122.598 | 3365.81 | -84289 | 92.7239 | 216298 | 0.44047 | 1.5029 | 0 | 137038 | 137.038 | 3942.28 | -97637.4 | -183.1826 | -183.4948 | -182.979
[20 empty] | 2678 | 2020-04-22 13:00 | 2678 | 4 | 22 | 14 | 182533.011 | 182.533 | 87.7843 | 240216 | 0.69449 | 2.3696 | 0 | 182419 | 182.419 | 5306.89 | -133682 | 87.2902 | 211764 | 0.54264 | 1.8515 | 0 | 136217 | 136.217 | 4219.52 | -97444.9 | 88.1111 | 194013 | 0.55219 | 1.8841 | 0 | 153967 | 153.967 | 4146.5 | -111516 | -94.7487 | -95.2428 | -94.4219
[20 empty] | 2679 | 2020-04-22 14:00 | 2679 | 4 | 22 | 15 | 27489.186 | 27.4892 | 74.396 | 283864 | 0.90317 | 3.0816 | 0 | 226068 | 226.068 | 6901.5 | -171054 | 74.5004 | 255844 | 0.86703 | 2.9583 | 0 | 178345 | 178.345 | 5794.08 | -132585 | 74.5827 | 236142 | 0.75825 | 2.5871 | 0 | 198048 | 198.048 | 6625.3 | -147887 | 46.9068 | 47.0112 | 47.0935
[20 empty] | 2680 | 2020-04-22 15:00 | 2680 | 4 | 22 | 16 | 27578.249 | 27.5782 | 72.826 | 285221 | 0.95151 | 3.2466 | 0 | 252203 | 252.203 | 7270.9 | -191781 | 73.7023 | 262707 | 1.0387 | 3.5441 | 0 | 213514 | 213.514 | 7133.62 | -158506 | 73.5576 | 246531 | 0.93355 | 3.1853 | 0 | 229689 | 229.689 | 7937.19 | -173400 | 45.2478 | 46.1241 | 45.9794
[20 empty] | 2681 | 2020-04-22 16:00 | 2681 | 4 | 22 | 17 | 8003.453 | 8.0035 | 29.7701 | 33017.7 | 9.2574 | 31.5861 | 0 | 0 | 0 | 70739.1 | -497.228 | 29.7393 | 33017.7 | 9.2574 | 31.5862 | 0 | 0 | 0 | 70738.3 | -497.109 | 29.7974 | 33017.7 | 9.2572 | 31.5857 | 0 | 0 | 0 | 70739.5 | -497.344 | 21.7666 | 21.7358 | 21.7939
[20 empty] | 2682 | 2020-04-22 17:00 | 2682 | 4 | 22 | 18 | 22971.358 | 22.9714 | 29.5239 | 33091 | 9.9283 | 33.8755 | 0 | 0 | 0 | 75866.4 | -356.703 | 29.4931 | 33091 | 9.9284 | 33.8757 | 0 | 0 | 0 | 75865.6 | -356.711 | 29.5512 | 33091 | 9.9282 | 33.8751 | 0 | 0 | 0 | 75866.8 | -356.676 | 6.5525 | 6.5217 | 6.5798
[20 empty] | 2683 | 2020-04-22 18:00 | 2683 | 4 | 22 | 19 | 0 | 0 | 25.8664 | 33017.7 | 9.6551 | 32.9432 | 0 | 0 | 0 | 73778.5 | -1.4409 | 25.8356 | 33017.7 | 9.6552 | 32.9434 | 0 | 0 | 0 | 73777.7 | -1.4409 | 25.8937 | 33017.7 | 9.655 | 32.9428 | 0 | 0 | 0 | 73779 | -1.4405 | 25.8664 | 25.8356 | 25.8937
[20 empty] | 2684 | 2020-04-22 19:00 | 2684 | 4 | 22 | 20 | 0 | 0 | 23.0594 | 10655.6 | 9.6306 | 32.8597 | 0 | 0 | 0 | 73591.5 | 0 | 23.0595 | 10655.6 | 9.6307 | 32.8598 | 0 | 0 | 0 | 73590.6 | 0 | 23.0593 | 10655.6 | 9.6305 | 32.8593 | 0 | 0 | 0 | 73591.8 | 0 | 23.0594 | 23.0595 | 23.0593
[20 empty] | 2685 | 2020-04-22 20:00 | 2685 | 4 | 22 | 21 | 0 | 0 | 21.4623 | 10582.3 | 9.5449 | 32.5673 | 0 | 0 | 0 | 72936.7 | 0 | 21.4623 | 10582.3 | 9.545 | 32.5675 | 0 | 0 | 0 | 72935.9 | 0 | 21.4622 | 10582.3 | 9.5448 | 32.567 | 0 | 0 | 0 | 72937 | 0 | 21.4623 | 21.4623 | 21.4622
[20 empty] | 2686 | 2020-04-22 21:00 | 2686 | 4 | 22 | 22 | 0 | 0 | 21.3921 | 10582.3 | 9.4748 | 32.3279 | 0 | 0 | 0 | 72400.6 | 0 | 21.3921 | 10582.3 | 9.4748 | 32.3281 | 0 | 0 | 0 | 72399.8 | 0 | 21.392 | 10582.3 | 9.4747 | 32.3276 | 0 | 0 | 0 | 72400.9 | 0 | 21.3921 | 21.3921 | 21.392
[20 empty] | 2687 | 2020-04-22 22:00 | 2687 | 4 | 22 | 23 | 0 | 0 | 21.3193 | 10582.3 | 9.402 | 32.0795 | 0 | 0 | 0 | 71844.2 | 0 | 21.3193 | 10582.3 | 9.402 | 32.0797 | 0 | 0 | 0 | 71843.4 | 0 | 21.3192 | 10582.3 | 9.4019 | 32.0791 | 0 | 0 | 0 | 71844.5 | 0 | 21.3193 | 21.3193 | 21.3192
[20 empty] | 2688 | 2020-04-22 23:00 | 2688 | 4 | 22 | 24 | 0 | 0 | 21.2547 | 10509 | 9.3374 | 31.8591 | 0 | 0 | 0 | 71350.5 | 0 | 21.2547 | 10509 | 9.3374 | 31.8592 | 0 | 0 | 0 | 71349.7 | 0 | 21.2546 | 10509 | 9.3373 | 31.8587 | 0 | 0 | 0 | 71350.9 | 0 | 21.2547 | 21.2547 | 21.2546
[20 empty] | 2689 | 2020-04-23 | 2689 | 4 | 23 | 1 | 0 | 0 | 7.3488 | 10509 | 0 | 0 | 0 | 0 | 0 | 0 | 0 | 7.3488 | 10509 | 0 | 0 | 0 | 0 | 0 | 0 | 0 | 7.3488 | 10509 | 0 | 0 | 0 | 0 | 0 | 0 | 0 | 7.3488 | 7.3488 | 7.3488
[20 empty] | 2690 | 2020-04-23 01:00 | 2690 | 4 | 23 | 2 | 0 | 0 | 24.1259 | 10509 | 10.9376 | 37.3191 | 0 | 0 | 0 | 83531.1 | -5.3218 | 24.0951 | 10509 | 10.9376 | 37.3191 | 0 | 0 | 0 | 83530.2 | -5.3219 | 24.1531 | 10509 | 10.9374 | 37.3184 | 0 | 0 | 0 | 83531.6 | -5.3223 | 24.1259 | 24.0951 | 24.1531
[20 empty] | 2691 | 2020-04-23 02:00 | 2691 | 4 | 23 | 3 | 0 | 0 | 7.3488 | 10362.3 | 0 | 0 | 0 | 0 | 0 | 0 | 0 | 7.3488 | 10362.3 | 0 | 0 | 0 | 0 | 0 | 0 | 0 | 7.3488 | 10362.3 | 0 | 0 | 0 | 0 | 0 | 0 | 0 | 7.3488 | 7.3488 | 7.3488
[20 empty] | 2692 | 2020-04-23 03:00 | 2692 | 4 | 23 | 4 | 0 | 0 | 25.143 | 156796 | 11.5834 | 39.5226 | 0 | 146581 | 146.581 | 88422.6 | -34844.4 | 25.1122 | 152607 | 11.5835 | 39.5229 | 0 | 147425 | 147.425 | 88421.5 | -34843.2 | 25.1703 | 157641 | 11.5833 | 39.5222 | 0 | 142391 | 142.391 | 88423 | -34843.5 | 25.143 | 25.1122 | 25.1703
[20 empty] | 2693 | 2020-04-23 04:00 | 2693 | 4 | 23 | 5 | 0 | 0 | 10.1313 | 70865 | 0 | 0 | 0 | 60649.3 | 60.6493 | 0 | -28150.2 | 10.1004 | 69890.3 | 0 | 0 | 0 | 60777.6 | 60.7776 | 0 | -28149.9 | 10.1587 | 70993.3 | 0 | 0 | 0 | 59674.7 | 59.6747 | 0 | -28150.1 | 10.1313 | 10.1004 | 10.1587
[20 empty] | 2694 | 2020-04-23 05:00 | 2694 | 4 | 23 | 6 | 2821.081 | 2.8211 | 12.2796 | 89371.6 | 0 | 0 | 0 | 56940.6 | 56.9406 | 0 | -26182.3 | 12.2487 | 88396.9 | 0 | 0 | 0 | 57069 | 57.069 | 0 | -26182 | 12.3069 | 89499.9 | 0 | 0 | 0 | 55966 | 55.966 | 0 | -26182.2 | 9.4585 | 9.4276 | 9.4858
[20 empty] | 2695 | 2020-04-23 06:00 | 2695 | 4 | 23 | 7 | 58693.931 | 58.6939 | 98.1881 | 355278 | 1.2897 | 4.4005 | 0 | 273137 | 273.137 | 9855.16 | -231507 | 98.9485 | 342797 | 1.406 | 4.7974 | 0 | 253885 | 253.885 | 11041.2 | -215173 | 99.5823 | 336026 | 1.4449 | 4.9301 | 0 | 260657 | 260.657 | 10744 | -220862 | 39.4942 | 40.2546 | 40.8884
[20 empty] | 2696 | 2020-04-23 07:00 | 2696 | 4 | 23 | 8 | 139870.687 | 139.8707 | 132.389 | 397736 | 1.6223 | 5.5352 | 0 | 315596 | 315.596 | 12396.4 | -247340 | 132.739 | 386086 | 1.717 | 5.8585 | 0 | 297852 | 297.852 | 14520.5 | -232303 | 133.723 | 379992 | 1.9002 | 6.4836 | 0 | 303945 | 303.945 | 13120.4 | -238480 | -7.4817 | -7.1317 | -6.1477
[20 empty] | 2697 | 2020-04-23 08:00 | 2697 | 4 | 23 | 9 | 208811.59 | 208.8116 | 139.684 | 306818 | 3.1139 | 10.6247 | 0 | 249535 | 249.535 | 23794.8 | -190843 | 140.352 | 298217 | 3.2951 | 11.243 | 0 | 236712 | 236.712 | 26742.2 | -179605 | 141.42 | 293995 | 3.4996 | 11.9408 | 0 | 240934 | 240.934 | 25179.5 | -184116 | -69.1276 | -68.4596 | -67.3916
[20 empty] | 2698 | 2020-04-23 09:00 | 2698 | 4 | 23 | 10 | 33072.67 | 33.0727 | 140.413 | 282218 | 3.0787 | 10.5045 | 0 | 224935 | 224.935 | 23525.6 | -169907 | 141.133 | 274440 | 3.2749 | 11.174 | 0 | 214229 | 214.229 | 26449.8 | -160702 | 142.212 | 271512 | 3.4614 | 11.8102 | 0 | 217157 | 217.157 | 25024.9 | -164166 | 107.3403 | 108.0603 | 109.1393
[20 empty] | 2699 | 2020-04-23 10:00 | 2699 | 4 | 23 | 11 | 88090.727 | 88.0907 | 118.973 | 347590 | 1.5276 | 5.2123 | 0 | 220931 | 220.931 | 11673.3 | -166610 | 119.885 | 340235 | 1.698 | 5.7936 | 0 | 211027 | 211.027 | 14268.7 | -158037 | 121.039 | 337686 | 1.8673 | 6.3712 | 0 | 213576 | 213.576 | 12975.1 | -161183 | 30.8823 | 31.7943 | 32.9483
[20 empty] | 2700 | 2020-04-23 11:00 | 2700 | 4 | 23 | 12 | 153998.174 | 153.9982 | 143.154 | 299210 | 1.6173 | 5.5183 | 0 | 172551 | 172.551 | 12358.6 | -125088 | 144.013 | 292736 | 1.7956 | 6.1267 | 0 | 164312 | 164.312 | 15114.5 | -117921 | 145.143 | 290971 | 1.978 | 6.7489 | 0 | 166077 | 166.077 | 13721.2 | -120400 | -10.8442 | -9.9852 | -8.8552
[20 empty] | 2701 | 2020-04-23 12:00 | 2701 | 4 | 23 | 13 | 109692.971 | 109.693 | 94.6447 | 266844 | 1.6018 | 5.4653 | 0 | 174837 | 174.837 | 12240 | -127198 | 95.5747 | 260172 | 1.7595 | 6.0034 | 0 | 166075 | 166.075 | 14767.8 | -119595 | 96.786 | 258081 | 1.9326 | 6.594 | 0 | 168165 | 168.165 | 13444.9 | -122337 | -15.0483 | -14.1183 | -12.907
[20 empty] | 2702 | 2020-04-23 13:00 | 2702 | 4 | 23 | 14 | 57900.097 | 57.9001 | 89.0511 | 237209 | 1.5134 | 5.1636 | 0 | 179926 | 179.926 | 11564.2 | -131638 | 89.9203 | 231472 | 1.6666 | 5.6865 | 0 | 172848 | 172.848 | 14182.8 | -125480 | 91.1765 | 230131 | 1.856 | 6.3328 | 0 | 174189 | 174.189 | 12735.3 | -127578 | 31.151 | 32.0202 | 33.2764
[20 empty] | 2703 | 2020-04-23 14:00 | 2703 | 4 | 23 | 15 | 49817.376 | 49.8174 | 74.0138 | 254179 | 1.8654 | 6.3647 | 0 | 196969 | 196.969 | 14254.2 | -146261 | 75.1753 | 246049 | 2.054 | 7.0084 | 0 | 185054 | 185.054 | 17047.7 | -135962 | 76.4347 | 242264 | 2.231 | 7.6121 | 0 | 188840 | 188.84 | 15695.7 | -140161 | 24.1964 | 25.3579 | 26.6173
[20 empty] | 2704 | 2020-04-23 15:00 | 2704 | 4 | 23 | 16 | 30056.551 | 30.0566 | 78.4691 | 183366 | 8.3793 | 28.5902 | 0 | 151376 | 151.376 | 64029.6 | -107032 | 79.9172 | 169411 | 8.9451 | 30.5207 | 0 | 131684 | 131.684 | 73736.5 | -85939.9 | 81.8327 | 163675 | 9.6496 | 32.9244 | 0 | 137420 | 137.42 | 68353.3 | -95264.2 | 48.4125 | 49.8606 | 51.7761
[20 empty] | 2705 | 2020-04-23 16:00 | 2705 | 4 | 23 | 17 | 63427.768 | 63.4278 | 14.6733 | 31990.9 | 0 | 0 | 0 | 0 | 0 | 0 | 0 | 14.6733 | 31990.9 | 0 | 0 | 0 | 0 | 0 | 0 | 0 | 14.6733 | 31990.9 | 0 | 0 | 0 | 0 | 0 | 0 | 0 | -48.7545 | -48.7545 | -48.7545
[20 empty] | 2706 | 2020-04-23 17:00 | 2706 | 4 | 23 | 18 | 12464.701 | 12.4647 | 13.7561 | 32137.6 | 0 | 0 | 0 | 0 | 0 | 0 | 0 | 13.7561 | 32137.6 | 0 | 0 | 0 | 0 | 0 | 0 | 0 | 13.7561 | 32137.6 | 0 | 0 | 0 | 0 | 0 | 0 | 0 | 1.2914 | 1.2914 | 1.2914
[20 empty] | 2707 | 2020-04-23 18:00 | 2707 | 4 | 23 | 19 | 0 | 0 | 10.3718 | 32357.6 | 0 | 0 | 0 | 0 | 0 | 0 | 0 | 10.3718 | 32357.6 | 0 | 0 | 0 | 0 | 0 | 0 | 0 | 10.3718 | 32357.6 | 0 | 0 | 0 | 0 | 0 | 0 | 0 | 10.3718 | 10.3718 | 10.3718
[20 empty] | 2708 | 2020-04-23 19:00 | 2708 | 4 | 23 | 20 | 0 | 0 | 8.8603 | 9995.67 | 0 | 0 | 0 | 0 | 0 | 0 | 0 | 8.8603 | 9995.67 | 0 | 0 | 0 | 0 | 0 | 0 | 0 | 8.8603 | 9995.67 | 0 | 0 | 0 | 0 | 0 | 0 | 0 | 8.8603 | 8.8603 | 8.8603
[20 empty] | 2709 | 2020-04-23 20:00 | 2709 | 4 | 23 | 21 | 0 | 0 | 23.3459 | 10215.6 | 11.4286 | 38.9944 | 0 | 0 | 0 | 87236 | 0 | 23.346 | 10215.6 | 11.4287 | 38.9947 | 0 | 0 | 0 | 87234.9 | 0 | 23.3458 | 10215.6 | 11.4284 | 38.9937 | 0 | 0 | 0 | 87236.7 | 0 | 23.3459 | 23.346 | 23.3458
[20 empty] | 2710 | 2020-04-23 21:00 | 2710 | 4 | 23 | 22 | 0 | 0 | 7.3488 | 10215.6 | 0 | 0 | 0 | 0 | 0 | 0 | 0 | 7.3488 | 10215.6 | 0 | 0 | 0 | 0 | 0 | 0 | 0 | 7.3488 | 10215.6 | 0 | 0 | 0 | 0 | 0 | 0 | 0 | 7.3488 | 7.3488 | 7.3488
[20 empty] | 2711 | 2020-04-23 22:00 | 2711 | 4 | 23 | 23 | 0 | 0 | 7.3488 | 10215.6 | 0 | 0 | 0 | 0 | 0 | 0 | 0 | 7.3488 | 10215.6 | 0 | 0 | 0 | 0 | 0 | 0 | 0 | 7.3488 | 10215.6 | 0 | 0 | 0 | 0 | 0 | 0 | 0 | 7.3488 | 7.3488 | 7.3488
[20 empty] | 2712 | 2020-04-23 23:00 | 2712 | 4 | 23 | 24 | 0 | 0 | 7.8094 | 10289 | 0 | 0 | 0 | 0 | 0 | 0 | 0 | 7.8094 | 10289 | 0 | 0 | 0 | 0 | 0 | 0 | 0 | 7.8094 | 10289 | 0 | 0 | 0 | 0 | 0 | 0 | 0 | 7.8094 | 7.8094 | 7.8094
[20 empty] | 2713 | 2020-04-24 | 2713 | 4 | 24 | 1 | 0 | 0 | 7.8094 | 10362.3 | 0 | 0 | 0 | 0 | 0 | 0 | 0 | 7.8094 | 10362.3 | 0 | 0 | 0 | 0 | 0 | 0 | 0 | 7.8094 | 10362.3 | 0 | 0 | 0 | 0 | 0 | 0 | 0 | 7.8094 | 7.8094 | 7.8094
[20 empty] | 2714 | 2020-04-24 01:00 | 2714 | 4 | 24 | 2 | 0 | 0 | 23.4546 | 10362.3 | 11.0767 | 37.7937 | 0 | 0 | 0 | 84530.5 | 0 | 23.4547 | 10362.3 | 11.0768 | 37.794 | 0 | 0 | 0 | 84529.4 | 0 | 23.4544 | 10362.3 | 11.0766 | 37.7934 | 0 | 0 | 0 | 84531.1 | 0 | 23.4546 | 23.4547 | 23.4544
[20 empty] | 2715 | 2020-04-24 02:00 | 2715 | 4 | 24 | 3 | 0 | 0 | 7.8094 | 10435.6 | 0 | 0 | 0 | 0 | 0 | 0 | 0 | 7.8094 | 10435.6 | 0 | 0 | 0 | 0 | 0 | 0 | 0 | 7.8094 | 10435.6 | 0 | 0 | 0 | 0 | 0 | 0 | 0 | 7.8094 | 7.8094 | 7.8094
[20 empty] | 2716 | 2020-04-24 03:00 | 2716 | 4 | 24 | 4 | 0 | 0 | 7.8094 | 10655.6 | 0 | 0 | 0 | 0 | 0 | 0 | 0 | 7.8094 | 10655.6 | 0 | 0 | 0 | 0 | 0 | 0 | 0 | 7.8094 | 10655.6 | 0 | 0 | 0 | 0 | 0 | 0 | 0 | 7.8094 | 7.8094 | 7.8094
[20 empty] | 2717 | 2020-04-24 04:00 | 2717 | 4 | 24 | 5 | 0 | 0 | 7.8094 | 10582.3 | 0 | 0 | 0 | 0 | 0 | 0 | 0 | 7.8094 | 10582.3 | 0 | 0 | 0 | 0 | 0 | 0 | 0 | 7.8094 | 10582.3 | 0 | 0 | 0 | 0 | 0 | 0 | 0 | 7.8094 | 7.8094 | 7.8094
[20 empty] | 2718 | 2020-04-24 05:00 | 2718 | 4 | 24 | 6 | 3059.491 | 3.0595 | 7.8094 | 10582.3 | 0 | 0 | 0 | 0 | 0 | 0 | 0 | 7.8094 | 10582.3 | 0 | 0 | 0 | 0 | 0 | 0 | 0 | 7.8094 | 10582.3 | 0 | 0 | 0 | 0 | 0 | 0 | 0 | 4.7499 | 4.7499 | 4.7499
[20 empty] | 2719 | 2020-04-24 06:00 | 2719 | 4 | 24 | 7 | 42336.332 | 42.3363 | 7.8086 | 10582.3 | 0 | 0 | 0 | 0 | 0 | 0 | 0 | 7.8084 | 10582.3 | 0 | 0 | 0 | 0 | 0 | 0 | 0 | 7.8083 | 10582.3 | 0 | 0 | 0 | 0 | 0 | 0 | 0 | -34.5278 | -34.5279 | -34.5281
[20 empty] | 2720 | 2020-04-24 07:00 | 2720 | 4 | 24 | 8 | 25239.054 | 25.2391 | 23.3993 | 10582.3 | 11.023 | 37.6105 | 0 | 0 | 0 | 84127.6 | 0 | 23.3991 | 10582.3 | 11.0231 | 37.6108 | 0 | 0 | 0 | 84126.8 | 0 | 23.3986 | 10582.3 | 11.0229 | 37.6101 | 0 | 0 | 0 | 84128.4 | 0 | -1.8398 | -1.84 | -1.8405
[20 empty] | 2721 | 2020-04-24 08:00 | 2721 | 4 | 24 | 9 | 103704.253 | 103.7043 | 7.7993 | 10655.6 | 0 | 0 | 0 | 0 | 0 | 0 | 0 | 7.7993 | 10655.6 | 0 | 0 | 0 | 0 | 0 | 0 | 0 | 7.7993 | 10655.6 | 0 | 0 | 0 | 0 | 0 | 0 | 0 | -95.9049 | -95.9049 | -95.9049
[20 empty] | 2722 | 2020-04-24 09:00 | 2722 | 4 | 24 | 10 | 129965.06 | 129.9651 | 7.7993 | 10215.6 | 0 | 0 | 0 | 0 | 0 | 0 | 0 | 7.7993 | 10215.6 | 0 | 0 | 0 | 0 | 0 | 0 | 0 | 7.7993 | 10215.6 | 0 | 0 | 0 | 0 | 0 | 0 | 0 | -122.1657 | -122.1657 | -122.1657
[20 empty] | 2723 | 2020-04-24 10:00 | 2723 | 4 | 24 | 11 | 119508.027 | 119.508 | 7.7993 | 10215.6 | 0 | 0 | 0 | 0 | 0 | 0 | 0 | 7.7993 | 10215.6 | 0 | 0 | 0 | 0 | 0 | 0 | 0 | 7.7993 | 10215.6 | 0 | 0 | 0 | 0 | 0 | 0 | 0 | -111.7087 | -111.7087 | -111.7087
[20 empty] | 2724 | 2020-04-24 11:00 | 2724 | 4 | 24 | 12 | 189023.38 | 189.0234 | 7.7993 | 9995.67 | 0 | 0 | 0 | 0 | 0 | 0 | 0 | 7.7993 | 9995.67 | 0 | 0 | 0 | 0 | 0 | 0 | 0 | 7.7993 | 9995.67 | 0 | 0 | 0 | 0 | 0 | 0 | 0 | -181.2241 | -181.2241 | -181.2241
[20 empty] | 2725 | 2020-04-24 12:00 | 2725 | 4 | 24 | 13 | 245232.434 | 245.2324 | 7.7993 | 9995.67 | 0 | 0 | 0 | 0 | 0 | 0 | 0 | 7.7993 | 9995.67 | 0 | 0 | 0 | 0 | 0 | 0 | 0 | 7.7993 | 9995.67 | 0 | 0 | 0 | 0 | 0 | 0 | 0 | -237.4331 | -237.4331 | -237.4331
[20 empty] | 2726 | 2020-04-24 13:00 | 2726 | 4 | 24 | 14 | 292383.459 | 292.3835 | 23.3555 | 9922.34 | 10.9877 | 37.49 | 0 | 0 | 0 | 83875.8 | 0 | 23.3556 | 9922.34 | 10.9878 | 37.4904 | 0 | 0 | 0 | 83874.8 | 0 | 23.3554 | 9922.34 | 10.9876 | 37.4897 | 0 | 0 | 0 | 83876.6 | 0 | -269.028 | -269.0279 | -269.0281
[20 empty] | 2727 | 2020-04-24 14:00 | 2727 | 4 | 24 | 15 | 172236.614 | 172.2366 | 7.7993 | 9995.67 | 0 | 0 | 0 | 0 | 0 | 0 | 0 | 7.7993 | 9995.67 | 0 | 0 | 0 | 0 | 0 | 0 | 0 | 7.7993 | 9995.67 | 0 | 0 | 0 | 0 | 0 | 0 | 0 | -164.4373 | -164.4373 | -164.4373
[20 empty] | 2728 | 2020-04-24 15:00 | 2728 | 4 | 24 | 16 | 196310.667 | 196.3107 | 7.7993 | 9849.01 | 0 | 0 | 0 | 0 | 0 | 0 | 0 | 7.7993 | 9849.01 | 0 | 0 | 0 | 0 | 0 | 0 | 0 | 7.7993 | 9849.01 | 0 | 0 | 0 | 0 | 0 | 0 | 0 | -188.5113 | -188.5113 | -188.5113
[20 empty] | 2729 | 2020-04-24 16:00 | 2729 | 4 | 24 | 17 | 123160.388 | 123.1604 | 7.7993 | 9849.01 | 0 | 0 | 0 | 0 | 0 | 0 | 0 | 7.7993 | 9849.01 | 0 | 0 | 0 | 0 | 0 | 0 | 0 | 7.7993 | 9849.01 | 0 | 0 | 0 | 0 | 0 | 0 | 0 | -115.3611 | -115.3611 | -115.3611
[20 empty] | 2730 | 2020-04-24 17:00 | 2730 | 4 | 24 | 18 | 43833.679 | 43.8337 | 7.7993 | 10289 | 0 | 0 | 0 | 0 | 0 | 0 | 0 | 7.7993 | 10289 | 0 | 0 | 0 | 0 | 0 | 0 | 0 | 7.7993 | 10289 | 0 | 0 | 0 | 0 | 0 | 0 | 0 | -36.0344 | -36.0344 | -36.0344
[20 empty] | 2731 | 2020-04-24 18:00 | 2731 | 4 | 24 | 19 | 807.905 | 0.8079 | 7.8049 | 10362.3 | 0 | 0 | 0 | 0 | 0 | 0 | 0 | 7.8046 | 10362.3 | 0 | 0 | 0 | 0 | 0 | 0 | 0 | 7.8042 | 10362.3 | 0 | 0 | 0 | 0 | 0 | 0 | 0 | 6.9969 | 6.9967 | 6.9963
[20 empty] | 2732 | 2020-04-24 19:00 | 2732 | 4 | 24 | 20 | 0 | 0 | 23.3019 | 10362.3 | 10.924 | 37.2727 | 0 | 0 | 0 | 83372.5 | 0 | 23.302 | 10362.3 | 10.9241 | 37.273 | 0 | 0 | 0 | 83371.4 | 0 | 23.3018 | 10362.3 | 10.9239 | 37.2723 | 0 | 0 | 0 | 83373.2 | 0 | 23.3019 | 23.302 | 23.3018
[20 empty] | 2733 | 2020-04-24 20:00 | 2733 | 4 | 24 | 21 | 0 | 0 | 7.8094 | 10215.6 | 0 | 0 | 0 | 0 | 0 | 0 | 0 | 7.8094 | 10215.6 | 0 | 0 | 0 | 0 | 0 | 0 | 0 | 7.8094 | 10215.6 | 0 | 0 | 0 | 0 | 0 | 0 | 0 | 7.8094 | 7.8094 | 7.8094
[20 empty] | 2734 | 2020-04-24 21:00 | 2734 | 4 | 24 | 22 | 0 | 0 | 7.8094 | 10289 | 0 | 0 | 0 | 0 | 0 | 0 | 0 | 7.8094 | 10289 | 0 | 0 | 0 | 0 | 0 | 0 | 0 | 7.8094 | 10289 | 0 | 0 | 0 | 0 | 0 | 0 | 0 | 7.8094 | 7.8094 | 7.8094
[20 empty] | 2735 | 2020-04-24 22:00 | 2735 | 4 | 24 | 23 | 0 | 0 | 7.8094 | 10289 | 0 | 0 | 0 | 0 | 0 | 0 | 0 | 7.8094 | 10289 | 0 | 0 | 0 | 0 | 0 | 0 | 0 | 7.8094 | 10289 | 0 | 0 | 0 | 0 | 0 | 0 | 0 | 7.8094 | 7.8094 | 7.8094
[20 empty] | 2736 | 2020-04-24 23:00 | 2736 | 4 | 24 | 24 | 0 | 0 | 7.8094 | 9995.67 | 0 | 0 | 0 | 0 | 0 | 0 | 0 | 7.8094 | 9995.67 | 0 | 0 | 0 | 0 | 0 | 0 | 0 | 7.8094 | 9995.67 | 0 | 0 | 0 | 0 | 0 | 0 | 0 | 7.8094 | 7.8094 | 7.8094
[20 empty] | 2737 | 2020-04-25 | 2737 | 4 | 25 | 1 | 0 | 0 | 7.8094 | 10069 | 0 | 0 | 0 | 0 | 0 | 0 | 0 | 7.8094 | 10069 | 0 | 0 | 0 | 0 | 0 | 0 | 0 | 7.8094 | 10069 | 0 | 0 | 0 | 0 | 0 | 0 | 0 | 7.8094 | 7.8094 | 7.8094
[20 empty] | 2738 | 2020-04-25 01:00 | 2738 | 4 | 25 | 2 | 0 | 0 | 7.8094 | 10069 | 0 | 0 | 0 | 0 | 0 | 0 | 0 | 7.8094 | 10069 | 0 | 0 | 0 | 0 | 0 | 0 | 0 | 7.8094 | 10069 | 0 | 0 | 0 | 0 | 0 | 0 | 0 | 7.8094 | 7.8094 | 7.8094
[20 empty] | 2739 | 2020-04-25 02:00 | 2739 | 4 | 25 | 3 | 0 | 0 | 23.255 | 10435.6 | 10.8771 | 37.1127 | 0 | 0 | 0 | 83048.2 | 0 | 23.2551 | 10435.6 | 10.8772 | 37.113 | 0 | 0 | 0 | 83047.2 | 0 | 23.2548 | 10435.6 | 10.877 | 37.1123 | 0 | 0 | 0 | 83048.8 | 0 | 23.255 | 23.2551 | 23.2548
[20 empty] | 2740 | 2020-04-25 03:00 | 2740 | 4 | 25 | 4 | 0 | 0 | 7.8094 | 10509 | 0 | 0 | 0 | 0 | 0 | 0 | 0 | 7.8094 | 10509 | 0 | 0 | 0 | 0 | 0 | 0 | 0 | 7.8094 | 10509 | 0 | 0 | 0 | 0 | 0 | 0 | 0 | 7.8094 | 7.8094 | 7.8094
[20 empty] | 2741 | 2020-04-25 04:00 | 2741 | 4 | 25 | 5 | 0 | 0 | 7.8094 | 10509 | 0 | 0 | 0 | 0 | 0 | 0 | 0 | 7.8094 | 10509 | 0 | 0 | 0 | 0 | 0 | 0 | 0 | 7.8094 | 10509 | 0 | 0 | 0 | 0 | 0 | 0 | 0 | 7.8094 | 7.8094 | 7.8094
[20 empty] | 2742 | 2020-04-25 05:00 | 2742 | 4 | 25 | 6 | 4480.717 | 4.4807 | 7.8077 | 10289 | 0 | 0 | 0 | 0 | 0 | 0 | 0 | 7.8074 | 10289 | 0 | 0 | 0 | 0 | 0 | 0 | 0 | 7.8071 | 10289 | 0 | 0 | 0 | 0 | 0 | 0 | 0 | 3.327 | 3.3267 | 3.3263
[20 empty] | 2743 | 2020-04-25 06:00 | 2743 | 4 | 25 | 7 | 61449.504 | 61.4495 | 7.8008 | 10069 | 0 | 0 | 0 | 0 | 0 | 0 | 0 | 7.8001 | 10069 | 0 | 0 | 0 | 0 | 0 | 0 | 0 | 7.7995 | 10069 | 0 | 0 | 0 | 0 | 0 | 0 | 0 | -53.6487 | -53.6494 | -53.65
[20 empty] | 2744 | 2020-04-25 07:00 | 2744 | 4 | 25 | 8 | 132120.723 | 132.1207 | 7.7993 | 10069 | 0 | 0 | 0 | 0 | 0 | 0 | 0 | 7.7993 | 10069 | 0 | 0 | 0 | 0 | 0 | 0 | 0 | 7.7993 | 10069 | 0 | 0 | 0 | 0 | 0 | 0 | 0 | -124.3214 | -124.3214 | -124.3214
[20 empty] | 2745 | 2020-04-25 08:00 | 2745 | 4 | 25 | 9 | 209914.992 | 209.915 | 23.1996 | 9629.03 | 10.8318 | 36.9581 | 0 | 0 | 0 | 82770 | 0 | 23.1997 | 9629.03 | 10.8319 | 36.9584 | 0 | 0 | 0 | 82769 | 0 | 23.1995 | 9629.03 | 10.8316 | 36.9574 | 0 | 0 | 0 | 82770.6 | 0 | -186.7154 | -186.7153 | -186.7155
[20 empty] | 2746 | 2020-04-25 09:00 | 2746 | 4 | 25 | 10 | 259880.706 | 259.8807 | 7.7993 | 9629.03 | 0 | 0 | 0 | 0 | 0 | 0 | 0 | 7.7993 | 9629.03 | 0 | 0 | 0 | 0 | 0 | 0 | 0 | 7.7993 | 9629.03 | 0 | 0 | 0 | 0 | 0 | 0 | 0 | -252.0814 | -252.0814 | -252.0814
[20 empty] | 2747 | 2020-04-25 10:00 | 2747 | 4 | 25 | 11 | 293748.736 | 293.7487 | 7.7993 | 9629.03 | 0 | 0 | 0 | 0 | 0 | 0 | 0 | 7.7993 | 9629.03 | 0 | 0 | 0 | 0 | 0 | 0 | 0 | 7.7993 | 9629.03 | 0 | 0 | 0 | 0 | 0 | 0 | 0 | -285.9494 | -285.9494 | -285.9494
[20 empty] | 2748 | 2020-04-25 11:00 | 2748 | 4 | 25 | 12 | 307071.118 | 307.0711 | 7.7993 | 9262.4 | 0 | 0 | 0 | 0 | 0 | 0 | 0 | 7.7993 | 9262.4 | 0 | 0 | 0 | 0 | 0 | 0 | 0 | 7.7993 | 9262.4 | 0 | 0 | 0 | 0 | 0 | 0 | 0 | -299.2718 | -299.2718 | -299.2718
[20 empty] | 2749 | 2020-04-25 12:00 | 2749 | 4 | 25 | 13 | 301563.107 | 301.5631 | 7.7993 | 9335.73 | 0 | 0 | 0 | 0 | 0 | 0 | 0 | 7.7993 | 9335.73 | 0 | 0 | 0 | 0 | 0 | 0 | 0 | 7.7993 | 9335.73 | 0 | 0 | 0 | 0 | 0 | 0 | 0 | -293.7638 | -293.7638 | -293.7638
[20 empty] | 2750 | 2020-04-25 13:00 | 2750 | 4 | 25 | 14 | 279197.043 | 279.197 | 7.7993 | 9335.73 | 0 | 0 | 0 | 0 | 0 | 0 | 0 | 7.7993 | 9335.73 | 0 | 0 | 0 | 0 | 0 | 0 | 0 | 7.7993 | 9335.73 | 0 | 0 | 0 | 0 | 0 | 0 | 0 | -271.3977 | -271.3977 | -271.3977
[20 empty] | 2751 | 2020-04-25 14:00 | 2751 | 4 | 25 | 15 | 241242.567 | 241.2426 | 23.1739 | 9482.38 | 10.8061 | 36.8704 | 0 | 0 | 0 | 82564.1 | 0 | 23.174 | 9482.38 | 10.8062 | 36.8708 | 0 | 0 | 0 | 82563.2 | 0 | 23.1738 | 9482.38 | 10.806 | 36.8701 | 0 | 0 | 0 | 82564.6 | 0 | -218.0687 | -218.0686 | -218.0688
[20 empty] | 2752 | 2020-04-25 15:00 | 2752 | 4 | 25 | 16 | 140969.979 | 140.97 | 7.7993 | 9702.36 | 0 | 0 | 0 | 0 | 0 | 0 | 0 | 7.7993 | 9702.36 | 0 | 0 | 0 | 0 | 0 | 0 | 0 | 7.7993 | 9702.36 | 0 | 0 | 0 | 0 | 0 | 0 | 0 | -133.1707 | -133.1707 | -133.1707
[20 empty] | 2753 | 2020-04-25 16:00 | 2753 | 4 | 25 | 17 | 105288.911 | 105.2889 | 7.7993 | 9702.36 | 0 | 0 | 0 | 0 | 0 | 0 | 0 | 7.7993 | 9702.36 | 0 | 0 | 0 | 0 | 0 | 0 | 0 | 7.7993 | 9702.36 | 0 | 0 | 0 | 0 | 0 | 0 | 0 | -97.4896 | -97.4896 | -97.4896
[20 empty] | 2754 | 2020-04-25 17:00 | 2754 | 4 | 25 | 18 | 42531.169 | 42.5312 | 7.7993 | 9922.34 | 0 | 0 | 0 | 0 | 0 | 0 | 0 | 7.7993 | 9922.34 | 0 | 0 | 0 | 0 | 0 | 0 | 0 | 7.7993 | 9922.34 | 0 | 0 | 0 | 0 | 0 | 0 | 0 | -34.7318 | -34.7318 | -34.7318
[20 empty] | 2755 | 2020-04-25 18:00 | 2755 | 4 | 25 | 19 | 774.749 | 0.77475 | 7.8043 | 9482.38 | 0 | 0 | 0 | 0 | 0 | 0 | 0 | 7.804 | 9482.38 | 0 | 0 | 0 | 0 | 0 | 0 | 0 | 7.8035 | 9482.38 | 0 | 0 | 0 | 0 | 0 | 0 | 0 | 7.0295 | 7.0292 | 7.0287
[20 empty] | 2756 | 2020-04-25 19:00 | 2756 | 4 | 25 | 20 | 0 | 0 | 7.8094 | 9482.38 | 0 | 0 | 0 | 0 | 0 | 0 | 0 | 7.8094 | 9482.38 | 0 | 0 | 0 | 0 | 0 | 0 | 0 | 7.8094 | 9482.38 | 0 | 0 | 0 | 0 | 0 | 0 | 0 | 7.8094 | 7.8094 | 7.8094
[20 empty] | 2757 | 2020-04-25 20:00 | 2757 | 4 | 25 | 21 | 0 | 0 | 7.8094 | 10289 | 0 | 0 | 0 | 0 | 0 | 0 | 0 | 7.8094 | 10289 | 0 | 0 | 0 | 0 | 0 | 0 | 0 | 7.8094 | 10289 | 0 | 0 | 0 | 0 | 0 | 0 | 0 | 7.8094 | 7.8094 | 7.8094
[20 empty] | 2758 | 2020-04-25 21:00 | 2758 | 4 | 25 | 22 | 0 | 0 | 23.0851 | 10435.6 | 10.7072 | 36.533 | 0 | 0 | 0 | 81806.6 | 0 | 23.0851 | 10435.6 | 10.7073 | 36.5333 | 0 | 0 | 0 | 81805.5 | 0 | 23.0849 | 10435.6 | 10.7071 | 36.5326 | 0 | 0 | 0 | 81806.9 | 0 | 23.0851 | 23.0851 | 23.0849
[20 empty] | 2759 | 2020-04-25 22:00 | 2759 | 4 | 25 | 23 | 0 | 0 | 7.8094 | 10435.6 | 0 | 0 | 0 | 0 | 0 | 0 | 0 | 7.8094 | 10435.6 | 0 | 0 | 0 | 0 | 0 | 0 | 0 | 7.8094 | 10435.6 | 0 | 0 | 0 | 0 | 0 | 0 | 0 | 7.8094 | 7.8094 | 7.8094
[20 empty] | 2760 | 2020-04-25 23:00 | 2760 | 4 | 25 | 24 | 0 | 0 | 7.3488 | 10435.6 | 0 | 0 | 0 | 0 | 0 | 0 | 0 | 7.3488 | 10435.6 | 0 | 0 | 0 | 0 | 0 | 0 | 0 | 7.3488 | 10435.6 | 0 | 0 | 0 | 0 | 0 | 0 | 0 | 7.3488 | 7.3488 | 7.3488
[20 empty] | 2761 | 2020-04-26 | 2761 | 4 | 26 | 1 | 0 | 0 | 7.3488 | 10509 | 0 | 0 | 0 | 0 | 0 | 0 | 0 | 7.3488 | 10509 | 0 | 0 | 0 | 0 | 0 | 0 | 0 | 7.3488 | 10509 | 0 | 0 | 0 | 0 | 0 | 0 | 0 | 7.3488 | 7.3488 | 7.3488
[20 empty] | 2762 | 2020-04-26 01:00 | 2762 | 4 | 26 | 2 | 0 | 0 | 7.3488 | 10509 | 0 | 0 | 0 | 0 | 0 | 0 | 0 | 7.3488 | 10509 | 0 | 0 | 0 | 0 | 0 | 0 | 0 | 7.3488 | 10509 | 0 | 0 | 0 | 0 | 0 | 0 | 0 | 7.3488 | 7.3488 | 7.3488
[20 empty] | 2763 | 2020-04-26 02:00 | 2763 | 4 | 26 | 3 | 0 | 0 | 7.3488 | 10728.9 | 0 | 0 | 0 | 0 | 0 | 0 | 0 | 7.3488 | 10728.9 | 0 | 0 | 0 | 0 | 0 | 0 | 0 | 7.3488 | 10728.9 | 0 | 0 | 0 | 0 | 0 | 0 | 0 | 7.3488 | 7.3488 | 7.3488
[20 empty] | 2764 | 2020-04-26 03:00 | 2764 | 4 | 26 | 4 | 0 | 0 | 9.5694 | 210943 | 0.57829 | 1.9731 | 0 | 200067 | 200.067 | 4418.93 | -45305.3 | 9.5386 | 204862 | 0.57828 | 1.9731 | 0 | 196933 | 196.933 | 4418.9 | -45303.3 | 9.5968 | 207808 | 0.57828 | 1.9731 | 0 | 193986 | 193.986 | 4418.88 | -45303.8 | 9.5694 | 9.5386 | 9.5968
[20 empty] | 2765 | 2020-04-26 04:00 | 2765 | 4 | 26 | 5 | 0 | 0 | 32.6939 | 180291 | 15.4841 | 52.8317 | 0 | 169415 | 169.415 | 118320 | -138729 | 26.4717 | 83931.5 | 11.4314 | 39.0039 | 0 | 74158.7 | 74.1587 | 87350.5 | -39871.3 | 26.5297 | 85034.3 | 11.4312 | 39.0033 | 0 | 73055.9 | 73.0559 | 87352 | -39871.6 | 32.6939 | 26.4717 | 26.5297
[20 empty] | 2766 | 2020-04-26 05:00 | 2766 | 4 | 26 | 6 | 4745.472 | 4.7455 | 13.3919 | 196006 | 0.73809 | 2.5184 | 0 | 162695 | 162.695 | 5640.1 | -115804 | 13.3581 | 105281 | 0.73809 | 2.5184 | 0 | 73182.7 | 73.1827 | 5640.1 | -37788 | 13.4164 | 106494 | 0.73809 | 2.5184 | 0 | 71969.5 | 71.9695 | 5640.1 | -37788.2 | 8.6464 | 8.6126 | 8.6709
[20 empty] | 2767 | 2020-04-26 06:00 | 2767 | 4 | 26 | 7 | 53601.554 | 53.6016 | 96.3984 | 524451 | 0.78297 | 2.6715 | 0 | 441577 | 441.577 | 5982.98 | -360109 | 97.1925 | 499436 | 0.86843 | 2.9631 | 0 | 394757 | 394.757 | 7134.65 | -339820 | 97.9901 | 477631 | 0.93368 | 3.1857 | 0 | 416562 | 416.562 | 6636.03 | -357980 | 42.7968 | 43.5909 | 44.3885
[20 empty] | 2768 | 2020-04-26 07:00 | 2768 | 4 | 26 | 8 | 139424.769 | 139.4248 | 132.603 | 579907 | 1.0025 | 3.4205 | 0 | 497033 | 497.033 | 7660.52 | -403876 | 133.447 | 562238 | 1.082 | 3.692 | 0 | 462231 | 462.231 | 8692.26 | -372039 | 134.22 | 545105 | 1.1375 | 3.8812 | 0 | 479364 | 479.364 | 8268.4 | -389400 | -6.8218 | -5.9778 | -5.2048
[20 empty] | 2769 | 2020-04-26 08:00 | 2769 | 4 | 26 | 9 | 205771.909 | 205.7719 | 139.453 | 388728 | 1.2193 | 4.1602 | 0 | 331151 | 331.151 | 9317.07 | -270381 | 139.481 | 365254 | 1.1927 | 4.0694 | 0 | 282270 | 282.27 | 9445.6 | -228937 | 140.165 | 339846 | 1.2361 | 4.2176 | 0 | 307678 | 307.678 | 9113.61 | -251001 | -66.3189 | -66.2909 | -65.6069
[20 empty] | 2770 | 2020-04-26 09:00 | 2770 | 4 | 26 | 10 | 252293.25 | 252.2933 | 139.792 | 355469 | 1.097 | 3.7428 | 0 | 297893 | 297.893 | 8382.35 | -232729 | 140.138 | 331294 | 1.1187 | 3.8171 | 0 | 253538 | 253.538 | 7375.32 | -194817 | 139.486 | 311115 | 0.96518 | 3.2932 | 0 | 273718 | 273.718 | 8548.55 | -212945 | -112.5012 | -112.1552 | -112.8073
[20 empty] | 2771 | 2020-04-26 10:00 | 2771 | 4 | 26 | 11 | 279839.967 | 279.84 | 119.047 | 412113 | 0.8867 | 3.0254 | 0 | 285454 | 285.454 | 6775.59 | -222136 | 119.435 | 388985 | 0.9076 | 3.0967 | 0 | 240108 | 240.108 | 5635.96 | -183011 | 118.666 | 366767 | 0.73756 | 2.5165 | 0 | 262326 | 262.326 | 6935.3 | -203194 | -160.793 | -160.405 | -161.174
[20 empty] | 2772 | 2020-04-26 11:00 | 2772 | 4 | 26 | 12 | 287247.496 | 287.2475 | 142.049 | 343573 | 0.81453 | 2.7792 | 0 | 216914 | 216.914 | 6224.16 | -163622 | 141.385 | 326120 | 0.69468 | 2.3703 | 0 | 184844 | 184.844 | 5537.83 | -135617 | 142.045 | 311503 | 0.72471 | 2.4727 | 0 | 199461 | 199.461 | 5308.36 | -149250 | -145.1985 | -145.8625 | -145.2025
[20 empty] | 2773 | 2020-04-26 12:00 | 2773 | 4 | 26 | 13 | 278173.51 | 278.1735 | 93.5453 | 294198 | 0.80099 | 2.733 | 0 | 201416 | 201.416 | 6120.69 | -149728 | 93.018 | 271488 | 0.6792 | 2.3174 | 0 | 160430 | 160.43 | 4966.94 | -114526 | 93.5353 | 253213 | 0.65 | 2.2178 | 0 | 178706 | 178.706 | 5190.04 | -131020 | -184.6282 | -185.1555 | -184.6382
[20 empty] | 2774 | 2020-04-26 13:00 | 2774 | 4 | 26 | 14 | 259789.503 | 259.7895 | 88.556 | 250893 | 0.80099 | 2.733 | 0 | 193390 | 193.39 | 6120.67 | -142932 | 87.5746 | 224953 | 0.5797 | 1.9779 | 0 | 149503 | 149.503 | 4184.25 | -105433 | 87.8338 | 207006 | 0.54758 | 1.8683 | 0 | 167451 | 167.451 | 4429.72 | -121658 | -171.2335 | -172.2149 | -171.9557
[20 empty] | 2775 | 2020-04-26 14:00 | 2775 | 4 | 26 | 15 | 230757.48 | 230.7575 | 74.7537 | 271590 | 0.99883 | 3.408 | 0 | 214087 | 214.087 | 7632.45 | -160811 | 74.3222 | 244602 | 0.87234 | 2.9764 | 0 | 160721 | 160.721 | 5280.54 | -114995 | 74.0002 | 218223 | 0.69104 | 2.3578 | 0 | 187099 | 187.099 | 6665.87 | -138555 | -156.0038 | -156.4353 | -156.7573
[20 empty] | 2776 | 2020-04-26 15:00 | 2776 | 4 | 26 | 16 | 181337.984 | 181.338 | 72.1852 | 244265 | 0.94322 | 3.2183 | 0 | 211541 | 211.541 | 7207.55 | -158626 | 72.4264 | 217897 | 0.91954 | 3.1375 | 0 | 162552 | 162.552 | 6788.86 | -116663 | 72.7441 | 195276 | 0.88843 | 3.0313 | 0 | 185173 | 185.173 | 7026.6 | -136975 | -109.1528 | -108.9116 | -108.5939
[20 empty] | 2777 | 2020-04-26 16:00 | 2777 | 4 | 26 | 17 | 34829.262 | 34.8293 | 14.6733 | 32724.3 | 0 | 0 | 0 | 0 | 0 | 0 | 0 | 14.6733 | 32724.3 | 0 | 0 | 0 | 0 | 0 | 0 | 0 | 14.6733 | 32724.3 | 0 | 0 | 0 | 0 | 0 | 0 | 0 | -20.156 | -20.156 | -20.156
[20 empty] | 2778 | 2020-04-26 17:00 | 2778 | 4 | 26 | 18 | 17646.951 | 17.647 | 13.7561 | 32871 | 0 | 0 | 0 | 0 | 0 | 0 | 0 | 13.7561 | 32871 | 0 | 0 | 0 | 0 | 0 | 0 | 0 | 13.7561 | 32871 | 0 | 0 | 0 | 0 | 0 | 0 | 0 | -3.8909 | -3.8909 | -3.8909
[20 empty] | 2779 | 2020-04-26 18:00 | 2779 | 4 | 26 | 19 | 945.915 | 0.94591 | 10.3718 | 32944.3 | 0 | 0 | 0 | 0 | 0 | 0 | 0 | 10.3718 | 32944.3 | 0 | 0 | 0 | 0 | 0 | 0 | 0 | 10.3718 | 32944.3 | 0 | 0 | 0 | 0 | 0 | 0 | 0 | 9.4259 | 9.4259 | 9.4259
[20 empty] | 2780 | 2020-04-26 19:00 | 2780 | 4 | 26 | 20 | 0 | 0 | 8.8603 | 10582.3 | 0 | 0 | 0 | 0 | 0 | 0 | 0 | 8.8603 | 10582.3 | 0 | 0 | 0 | 0 | 0 | 0 | 0 | 8.8603 | 10582.3 | 0 | 0 | 0 | 0 | 0 | 0 | 0 | 8.8603 | 8.8603 | 8.8603
[20 empty] | 2781 | 2020-04-26 20:00 | 2781 | 4 | 26 | 21 | 0 | 0 | 7.3488 | 10509 | 0 | 0 | 0 | 0 | 0 | 0 | 0 | 7.3488 | 10509 | 0 | 0 | 0 | 0 | 0 | 0 | 0 | 7.3488 | 10509 | 0 | 0 | 0 | 0 | 0 | 0 | 0 | 7.3488 | 7.3488 | 7.3488
[20 empty] | 2782 | 2020-04-26 21:00 | 2782 | 4 | 26 | 22 | 0 | 0 | 7.3488 | 10435.6 | 0 | 0 | 0 | 0 | 0 | 0 | 0 | 7.3488 | 10435.6 | 0 | 0 | 0 | 0 | 0 | 0 | 0 | 7.3488 | 10435.6 | 0 | 0 | 0 | 0 | 0 | 0 | 0 | 7.3488 | 7.3488 | 7.3488
[20 empty] | 2783 | 2020-04-26 22:00 | 2783 | 4 | 26 | 23 | 0 | 0 | 7.3488 | 10435.6 | 0 | 0 | 0 | 0 | 0 | 0 | 0 | 7.3488 | 10435.6 | 0 | 0 | 0 | 0 | 0 | 0 | 0 | 7.3488 | 10435.6 | 0 | 0 | 0 | 0 | 0 | 0 | 0 | 7.3488 | 7.3488 | 7.3488
[20 empty] | 2784 | 2020-04-26 23:00 | 2784 | 4 | 26 | 24 | 0 | 0 | 7.3488 | 10509 | 0 | 0 | 0 | 0 | 0 | 0 | 0 | 7.3488 | 10509 | 0 | 0 | 0 | 0 | 0 | 0 | 0 | 7.3488 | 10509 | 0 | 0 | 0 | 0 | 0 | 0 | 0 | 7.3488 | 7.3488 | 7.3488
[20 empty] | 2785 | 2020-04-27 | 2785 | 4 | 27 | 1 | 0 | 0 | 7.3488 | 10435.6 | 0 | 0 | 0 | 0 | 0 | 0 | 0 | 7.3488 | 10435.6 | 0 | 0 | 0 | 0 | 0 | 0 | 0 | 7.3488 | 10435.6 | 0 | 0 | 0 | 0 | 0 | 0 | 0 | 7.3488 | 7.3488 | 7.3488
[20 empty] | 2786 | 2020-04-27 01:00 | 2786 | 4 | 27 | 2 | 0 | 0 | 7.3488 | 10435.6 | 0 | 0 | 0 | 0 | 0 | 0 | 0 | 7.3488 | 10435.6 | 0 | 0 | 0 | 0 | 0 | 0 | 0 | 7.3488 | 10435.6 | 0 | 0 | 0 | 0 | 0 | 0 | 0 | 7.3488 | 7.3488 | 7.3488
[20 empty] | 2787 | 2020-04-27 02:00 | 2787 | 4 | 27 | 3 | 0 | 0 | 7.3488 | 10802.3 | 0 | 0 | 0 | 0 | 0 | 0 | 0 | 7.3488 | 10802.3 | 0 | 0 | 0 | 0 | 0 | 0 | 0 | 7.3488 | 10802.3 | 0 | 0 | 0 | 0 | 0 | 0 | 0 | 7.3488 | 7.3488 | 7.3488
[20 empty] | 2788 | 2020-04-27 03:00 | 2788 | 4 | 27 | 4 | 0 | 0 | 9.6539 | 196983 | 0.66274 | 2.2613 | 0 | 186181 | 186.181 | 5064.32 | -31840.8 | 9.623 | 191638 | 0.66274 | 2.2613 | 0 | 187766 | 187.766 | 5064.31 | -31840.1 | 9.6813 | 198568 | 0.66274 | 2.2613 | 0 | 180836 | 180.836 | 5064.31 | -31840.2 | 9.6539 | 9.623 | 9.6813
[20 empty] | 2789 | 2020-04-27 04:00 | 2789 | 4 | 27 | 5 | 0 | 0 | 10.1313 | 68433 | 0 | 0 | 0 | 57630.7 | 57.6307 | 0 | -25723.7 | 10.1004 | 67458.6 | 0 | 0 | 0 | 57759.5 | 57.7595 | 0 | -25723.8 | 10.1587 | 68561.7 | 0 | 0 | 0 | 56656.3 | 56.6563 | 0 | -25723.8 | 10.1313 | 10.1004 | 10.1587
[20 empty] | 2790 | 2020-04-27 05:00 | 2790 | 4 | 27 | 6 | 910.951 | 0.91095 | 12.2796 | 77581 | 0 | 0 | 0 | 44710.1 | 44.7101 | 0 | -24040.8 | 12.2487 | 76840.5 | 0 | 0 | 0 | 44631.3 | 44.6313 | 0 | -24040.8 | 12.3069 | 77502.3 | 0 | 0 | 0 | 43969.5 | 43.9695 | 0 | -24040.8 | 11.3686 | 11.3377 | 11.3959
[20 empty] | 2791 | 2020-04-27 06:00 | 2791 | 4 | 27 | 7 | 17737.35 | 17.7373 | 95.9762 | 324076 | 0.74718 | 2.5494 | 0 | 241788 | 241.788 | 5709.47 | -209150 | 96.4198 | 306360 | 0.78252 | 2.6699 | 0 | 205887 | 205.887 | 6140.95 | -178419 | 96.8901 | 288174 | 0.80364 | 2.742 | 0 | 224073 | 224.073 | 5979.52 | -193852 | 78.2389 | 78.6824 | 79.1527
[20 empty] | 2792 | 2020-04-27 07:00 | 2792 | 4 | 27 | 8 | 56829.199 | 56.8292 | 131.232 | 355233 | 0.88713 | 3.0269 | 0 | 272946 | 272.946 | 6778.94 | -210849 | 131.393 | 333692 | 0.87436 | 2.9833 | 0 | 231746 | 231.746 | 6994.49 | -176394 | 132.007 | 314033 | 0.91534 | 3.1231 | 0 | 251404 | 251.404 | 6681.34 | -193682 | 74.4028 | 74.5638 | 75.1778
[20 empty] | 2793 | 2020-04-27 08:00 | 2793 | 4 | 27 | 9 | 81776.369 | 81.7764 | 139.13 | 213667 | 4.6706 | 15.9361 | 0 | 156751 | 156.751 | 35689.9 | -111402 | 139.168 | 198819 | 4.6941 | 16.0163 | 0 | 133823 | 133.823 | 36474.6 | -86965 | 139.698 | 190739 | 4.7733 | 16.2864 | 0 | 141903 | 141.903 | 35869.5 | -99133 | 57.3536 | 57.3916 | 57.9216
[20 empty] | 2794 | 2020-04-27 09:00 | 2794 | 4 | 27 | 10 | 249877.96 | 249.878 | 146.311 | 186246 | 11.4334 | 39.0108 | 0 | 129624 | 129.624 | 87366.8 | -84067.5 | 146.965 | 173326 | 11.8964 | 40.5905 | 0 | 105138 | 105.138 | 91549.5 | -61121.8 | 146.826 | 161761 | 11.9807 | 40.8781 | 0 | 116704 | 116.704 | 90905.1 | -71618.9 | -103.567 | -102.913 | -103.052
[20 empty] | 2795 | 2020-04-27 10:00 | 2795 | 4 | 27 | 11 | 282696.685 | 282.6967 | 124.888 | 243099 | 9.6694 | 32.9921 | 0 | 116441 | 116.441 | 73888.1 | -75127.1 | 125.359 | 226926 | 10.0336 | 34.2346 | 0 | 88748.7 | 88.7487 | 76827.5 | -51162 | 125.107 | 215408 | 10.0541 | 34.3046 | 0 | 100267 | 100.267 | 76670.9 | -62005 | -157.8087 | -157.3377 | -157.5897
[20 empty] | 2796 | 2020-04-27 11:00 | 2796 | 4 | 27 | 12 | 43330.332 | 43.3303 | 154.395 | 217668 | 15.4632 | 52.7604 | 0 | 91009 | 91.009 | 118161 | -49159.9 | 154.095 | 206596 | 15.5861 | 53.1798 | 0 | 73322.4 | 73.3224 | 123772 | -36941.2 | 155.005 | 199981 | 16.1976 | 55.2662 | 0 | 79937 | 79.937 | 119100 | -42078.6 | 111.0647 | 110.7647 | 111.6747
[20 empty] | 2797 | 2020-04-27 12:00 | 2797 | 4 | 27 | 13 | 126774.336 | 126.7743 | 107.404 | 166232 | 17.0558 | 58.1944 | 0 | 76642.5 | 76.6425 | 130330 | -41547.7 | 107.406 | 156734 | 17.3035 | 59.0395 | 0 | 61772.9 | 61.7729 | 140068 | -28576.7 | 109.066 | 151363 | 18.3302 | 62.5426 | 0 | 67144.5 | 67.1445 | 132223 | -34222.5 | -19.3703 | -19.3683 | -17.7083
[20 empty] | 2798 | 2020-04-27 13:00 | 2798 | 4 | 27 | 14 | 113008.931 | 113.0089 | 99.8087 | 125120 | 15.7961 | 53.8963 | 0 | 68790.7 | 68.7907 | 120704 | -35167.4 | 100.376 | 116454 | 16.3119 | 55.6562 | 0 | 55098.5 | 55.0985 | 130651 | -23792.3 | 101.577 | 111428 | 17.0978 | 58.3377 | 0 | 60124.4 | 60.1244 | 124646 | -28872.6 | -13.2002 | -12.6329 | -11.4319
[20 empty] | 2799 | 2020-04-27 14:00 | 2799 | 4 | 27 | 15 | 127313.525 | 127.3135 | 82.0165 | 132623 | 12.5809 | 42.926 | 0 | 76147.6 | 76.1476 | 96135.4 | -45704.4 | 81.9299 | 120751 | 12.7268 | 43.4238 | 0 | 58186 | 58.186 | 100995 | -28925.6 | 82.7444 | 114662 | 13.2168 | 45.0957 | 0 | 64275 | 64.275 | 97251 | -35408.2 | -45.297 | -45.3836 | -44.5691
[20 empty] | 2800 | 2020-04-27 15:00 | 2800 | 4 | 27 | 16 | 106307.067 | 106.3071 | 79.1678 | 109876 | 11.2414 | 38.3557 | 0 | 78178.4 | 78.1784 | 85900.2 | -44463.9 | 79.7181 | 97459.9 | 11.6266 | 39.67 | 0 | 58569.6 | 58.5696 | 88661.8 | -27629.9 | 79.3725 | 90267.1 | 11.6028 | 39.5888 | 0 | 65762.3 | 65.7623 | 88843.8 | -34897.6 | -27.1393 | -26.589 | -26.9346
[20 empty] | 2801 | 2020-04-27 16:00 | 2801 | 4 | 27 | 17 | 80231.8 | 80.2318 | 14.6733 | 31697.5 | 0 | 0 | 0 | 0 | 0 | 0 | 0 | 14.6733 | 31697.5 | 0 | 0 | 0 | 0 | 0 | 0 | 0 | 14.6733 | 31697.5 | 0 | 0 | 0 | 0 | 0 | 0 | 0 | -65.5585 | -65.5585 | -65.5585
[20 empty] | 2802 | 2020-04-27 17:00 | 2802 | 4 | 27 | 18 | 23433.552 | 23.4336 | 13.7561 | 32210.9 | 0 | 0 | 0 | 0 | 0 | 0 | 0 | 13.7561 | 32210.9 | 0 | 0 | 0 | 0 | 0 | 0 | 0 | 13.7561 | 32210.9 | 0 | 0 | 0 | 0 | 0 | 0 | 0 | -9.6775 | -9.6775 | -9.6775
[20 empty] | 2803 | 2020-04-27 18:00 | 2803 | 4 | 27 | 19 | 20.044 | 0.020044 | 10.3718 | 32430.9 | 0 | 0 | 0 | 0 | 0 | 0 | 0 | 10.3718 | 32430.9 | 0 | 0 | 0 | 0 | 0 | 0 | 0 | 10.3718 | 32430.9 | 0 | 0 | 0 | 0 | 0 | 0 | 0 | 10.3518 | 10.3518 | 10.3518
[20 empty] | 2804 | 2020-04-27 19:00 | 2804 | 4 | 27 | 20 | 0 | 0 | 8.8603 | 10069 | 0 | 0 | 0 | 0 | 0 | 0 | 0 | 8.8603 | 10069 | 0 | 0 | 0 | 0 | 0 | 0 | 0 | 8.8603 | 10069 | 0 | 0 | 0 | 0 | 0 | 0 | 0 | 8.8603 | 8.8603 | 8.8603
[20 empty] | 2805 | 2020-04-27 20:00 | 2805 | 4 | 27 | 21 | 0 | 0 | 7.3488 | 10069 | 0 | 0 | 0 | 0 | 0 | 0 | 0 | 7.3488 | 10069 | 0 | 0 | 0 | 0 | 0 | 0 | 0 | 7.3488 | 10069 | 0 | 0 | 0 | 0 | 0 | 0 | 0 | 7.3488 | 7.3488 | 7.3488
[20 empty] | 2806 | 2020-04-27 21:00 | 2806 | 4 | 27 | 22 | 0 | 0 | 7.3488 | 9775.69 | 0 | 0 | 0 | 0 | 0 | 0 | 0 | 7.3488 | 9775.69 | 0 | 0 | 0 | 0 | 0 | 0 | 0 | 7.3488 | 9775.69 | 0 | 0 | 0 | 0 | 0 | 0 | 0 | 7.3488 | 7.3488 | 7.3488
[20 empty] | 2807 | 2020-04-27 22:00 | 2807 | 4 | 27 | 23 | 0 | 0 | 7.3488 | 9775.69 | 0 | 0 | 0 | 0 | 0 | 0 | 0 | 7.3488 | 9775.69 | 0 | 0 | 0 | 0 | 0 | 0 | 0 | 7.3488 | 9775.69 | 0 | 0 | 0 | 0 | 0 | 0 | 0 | 7.3488 | 7.3488 | 7.3488
[20 empty] | 2808 | 2020-04-27 23:00 | 2808 | 4 | 27 | 24 | 0 | 0 | 7.3488 | 9849.01 | 0 | 0 | 0 | 0 | 0 | 0 | 0 | 7.3488 | 9849.01 | 0 | 0 | 0 | 0 | 0 | 0 | 0 | 7.3488 | 9849.01 | 0 | 0 | 0 | 0 | 0 | 0 | 0 | 7.3488 | 7.3488 | 7.3488
[20 empty] | 2809 | 2020-04-28 | 2809 | 4 | 28 | 1 | 0 | 0 | 7.3488 | 9995.67 | 0 | 0 | 0 | 0 | 0 | 0 | 0 | 7.3488 | 9995.67 | 0 | 0 | 0 | 0 | 0 | 0 | 0 | 7.3488 | 9995.67 | 0 | 0 | 0 | 0 | 0 | 0 | 0 | 7.3488 | 7.3488 | 7.3488
[20 empty] | 2810 | 2020-04-28 01:00 | 2810 | 4 | 28 | 2 | 0 | 0 | 7.3488 | 9995.67 | 0 | 0 | 0 | 0 | 0 | 0 | 0 | 7.3488 | 9995.67 | 0 | 0 | 0 | 0 | 0 | 0 | 0 | 7.3488 | 9995.67 | 0 | 0 | 0 | 0 | 0 | 0 | 0 | 7.3488 | 7.3488 | 7.3488
[20 empty] | 2811 | 2020-04-28 02:00 | 2811 | 4 | 28 | 3 | 0 | 0 | 7.3488 | 10215.6 | 0 | 0 | 0 | 0 | 0 | 0 | 0 | 7.3488 | 10215.6 | 0 | 0 | 0 | 0 | 0 | 0 | 0 | 7.3488 | 10215.6 | 0 | 0 | 0 | 0 | 0 | 0 | 0 | 7.3488 | 7.3488 | 7.3488
[20 empty] | 2812 | 2020-04-28 03:00 | 2812 | 4 | 28 | 4 | 0 | 0 | 9.7351 | 154965 | 0.74391 | 2.5382 | 0 | 144602 | 144.602 | 5684.58 | -20210.2 | 9.7042 | 148010 | 0.74391 | 2.5382 | 0 | 140430 | 140.43 | 5684.57 | -20209.6 | 9.7624 | 150793 | 0.74391 | 2.5382 | 0 | 137648 | 137.648 | 5684.57 | -20209.7 | 9.7351 | 9.7042 | 9.7624
[20 empty] | 2813 | 2020-04-28 04:00 | 2813 | 4 | 28 | 5 | 0 | 0 | 10.1313 | 55694.7 | 0 | 0 | 0 | 45332.4 | 45.3324 | 0 | -15631.7 | 10.1004 | 54720.2 | 0 | 0 | 0 | 45461.1 | 45.4611 | 0 | -15631.7 | 10.1587 | 55823.4 | 0 | 0 | 0 | 44357.9 | 44.3579 | 0 | -15631.6 | 10.1313 | 10.1004 | 10.1587
[20 empty] | 2814 | 2020-04-28 05:00 | 2814 | 4 | 28 | 6 | 6038.531 | 6.0385 | 12.2796 | 78813.4 | 0 | 0 | 0 | 46015.8 | 46.0158 | 0 | -15210.5 | 12.2487 | 77780.4 | 0 | 0 | 0 | 46196.3 | 46.1963 | 0 | -15210.4 | 12.3069 | 78994 | 0 | 0 | 0 | 44982.7 | 44.9827 | 0 | -15210.4 | 6.2411 | 6.2102 | 6.2684
[20 empty] | 2815 | 2020-04-28 06:00 | 2815 | 4 | 28 | 7 | 63001.157 | 63.0012 | 94.6787 | 209042 | 0.53139 | 1.8131 | 0 | 126682 | 126.682 | 4060.59 | -109939 | 94.8705 | 197077 | 0.55058 | 1.8786 | 0 | 108188 | 108.188 | 4045.37 | -91612.8 | 95.1098 | 190548 | 0.5294 | 1.8063 | 0 | 114717 | 114.717 | 4207.23 | -99846.8 | 31.6775 | 31.8693 | 32.1086
[20 empty] | 2816 | 2020-04-28 07:00 | 2816 | 4 | 28 | 8 | 141829.549 | 141.8295 | 128.601 | 248161 | 0.56129 | 1.9151 | 0 | 165801 | 165.801 | 4289.04 | -119835 | 128.915 | 241484 | 0.57556 | 1.9638 | 0 | 150684 | 150.684 | 4578.06 | -109698 | 129.409 | 233045 | 0.59911 | 2.0442 | 0 | 159124 | 159.124 | 4398.09 | -114915 | -13.2285 | -12.9145 | -12.4205
[20 empty] | 2817 | 2020-04-28 08:00 | 2817 | 4 | 28 | 9 | 206786.768 | 206.7868 | 134.795 | 170752 | 1.7518 | 5.9773 | 0 | 113543 | 113.543 | 13386.5 | -65555.8 | 134.878 | 164580 | 1.7219 | 5.875 | 0 | 106195 | 106.195 | 13254.5 | -56449.7 | 135.416 | 163405 | 1.7346 | 5.9183 | 0 | 107370 | 107.37 | 13157.4 | -60565 | -71.9918 | -71.9088 | -71.3708
[20 empty] | 2818 | 2020-04-28 09:00 | 2818 | 4 | 28 | 10 | 253705.127 | 253.7051 | 135.776 | 142123 | 2.0661 | 7.0497 | 0 | 85060.6 | 85.0606 | 15788.3 | -45610 | 136.15 | 135722 | 2.1019 | 7.1716 | 0 | 74534.8 | 74.5348 | 16179.2 | -36538.8 | 136.798 | 131598 | 2.1173 | 7.2242 | 0 | 78659.4 | 78.6594 | 16061.2 | -41108.5 | -117.9291 | -117.5551 | -116.9071
[20 empty] | 2819 | 2020-04-28 10:00 | 2819 | 4 | 28 | 11 | 285208.261 | 285.2083 | 114.78 | 201146 | 0.29434 | 1.0043 | 0 | 74486.9 | 74.4869 | 2249.19 | -40288.7 | 115.033 | 194212 | 0.29994 | 1.0234 | 0 | 62614.5 | 62.6145 | 2441.98 | -29671.7 | 115.713 | 189273 | 0.31957 | 1.0904 | 0 | 67553.4 | 67.5534 | 2291.99 | -35015.9 | -170.4283 | -170.1753 | -169.4953
[20 empty] | 2820 | 2020-04-28 11:00 | 2820 | 4 | 28 | 12 | 297029.576 | 297.0296 | 140.668 | 185583 | 2.2321 | 7.616 | 0 | 58924.3 | 58.9243 | 17056.6 | -24347.8 | 140.835 | 179826 | 2.2754 | 7.7637 | 0 | 49050.6 | 49.0506 | 18087.6 | -16529.9 | 141.515 | 175710 | 2.3671 | 8.0764 | 0 | 53166.7 | 53.1667 | 17387.2 | -20675.1 | -156.3616 | -156.1946 | -155.5146
[20 empty] | 2821 | 2020-04-28 12:00 | 2821 | 4 | 28 | 13 | 291916.539 | 291.9165 | 93.9304 | 139586 | 3.8961 | 13.2936 | 0 | 48578.6 | 48.5786 | 29771.9 | -17935.3 | 94.6368 | 133636 | 4.1073 | 14.0142 | 0 | 39078.2 | 39.0782 | 33002 | -9598.71 | 95.4771 | 130086 | 4.3189 | 14.7359 | 0 | 42627.9 | 42.6279 | 31385.8 | -13502.9 | -197.9861 | -197.2797 | -196.4394
[20 empty] | 2822 | 2020-04-28 13:00 | 2822 | 4 | 28 | 14 | 270093.4 | 270.0934 | 87.2523 | 100535 | 3.4557 | 11.7908 | 0 | 43692.4 | 43.6924 | 26406.4 | -14530.1 | 87.7399 | 94379.1 | 3.6101 | 12.3177 | 0 | 35905.6 | 35.9056 | 27172.8 | -8321.69 | 87.4705 | 92748.3 | 3.556 | 12.133 | 0 | 37536.4 | 37.5364 | 27586.2 | -10120.2 | -182.8411 | -182.3535 | -182.6229
[20 empty] | 2823 | 2020-04-28 14:00 | 2823 | 4 | 28 | 15 | 234264.209 | 234.2642 | 68.9199 | 110661 | 0.18841 | 0.64285 | 0 | 53451.2 | 53.4512 | 1439.7 | -26800.8 | 69.1535 | 102334 | 0.17526 | 0.59799 | 0 | 41595 | 41.595 | 259.545 | -15236.9 | 68.6956 | 98804.5 | 0.033966 | 0.11589 | 0 | 45124.3 | 45.1243 | 1339.24 | -19909.6 | -165.3443 | -165.1107 | -165.5686
[20 empty] | 2824 | 2020-04-28 15:00 | 2824 | 4 | 28 | 16 | 183472.593 | 183.4726 | 67.3066 | 88979.7 | 0.27181 | 0.92741 | 0 | 56548.8 | 56.5488 | 2077 | -26191 | 67.1548 | 79888 | 0.20163 | 0.68798 | 0 | 43546.9 | 43.5469 | 1141.94 | -15128.1 | 67.2946 | 75977.9 | 0.14944 | 0.5099 | 0 | 47457.1 | 47.4571 | 1540.76 | -19265.1 | -116.166 | -116.3178 | -116.178
[20 empty] | 2825 | 2020-04-28 16:00 | 2825 | 4 | 28 | 17 | 116996.269 | 116.9963 | 14.6733 | 32430.9 | 0 | 0 | 0 | 0 | 0 | 0 | 0 | 14.6733 | 32430.9 | 0 | 0 | 0 | 0 | 0 | 0 | 0 | 14.6733 | 32430.9 | 0 | 0 | 0 | 0 | 0 | 0 | 0 | -102.323 | -102.323 | -102.323
[20 empty] | 2826 | 2020-04-28 17:00 | 2826 | 4 | 28 | 18 | 43150.71 | 43.1507 | 13.7561 | 32651 | 0 | 0 | 0 | 0 | 0 | 0 | 0 | 13.7561 | 32651 | 0 | 0 | 0 | 0 | 0 | 0 | 0 | 13.7561 | 32651 | 0 | 0 | 0 | 0 | 0 | 0 | 0 | -29.3946 | -29.3946 | -29.3946
[20 empty] | 2827 | 2020-04-28 18:00 | 2827 | 4 | 28 | 19 | 629.012 | 0.62901 | 10.3718 | 32797.7 | 0 | 0 | 0 | 0 | 0 | 0 | 0 | 10.3718 | 32797.7 | 0 | 0 | 0 | 0 | 0 | 0 | 0 | 10.3718 | 32797.7 | 0 | 0 | 0 | 0 | 0 | 0 | 0 | 9.7428 | 9.7428 | 9.7428
[20 empty] | 2828 | 2020-04-28 19:00 | 2828 | 4 | 28 | 20 | 0 | 0 | 8.8603 | 10435.6 | 0 | 0 | 0 | 0 | 0 | 0 | 0 | 8.8603 | 10435.6 | 0 | 0 | 0 | 0 | 0 | 0 | 0 | 8.8603 | 10435.6 | 0 | 0 | 0 | 0 | 0 | 0 | 0 | 8.8603 | 8.8603 | 8.8603
[20 empty] | 2829 | 2020-04-28 20:00 | 2829 | 4 | 28 | 21 | 0 | 0 | 7.3488 | 10582.3 | 0 | 0 | 0 | 0 | 0 | 0 | 0 | 7.3488 | 10582.3 | 0 | 0 | 0 | 0 | 0 | 0 | 0 | 7.3488 | 10582.3 | 0 | 0 | 0 | 0 | 0 | 0 | 0 | 7.3488 | 7.3488 | 7.3488
[20 empty] | 2830 | 2020-04-28 21:00 | 2830 | 4 | 28 | 22 | 0 | 0 | 7.3488 | 10582.3 | 0 | 0 | 0 | 0 | 0 | 0 | 0 | 7.3488 | 10582.3 | 0 | 0 | 0 | 0 | 0 | 0 | 0 | 7.3488 | 10582.3 | 0 | 0 | 0 | 0 | 0 | 0 | 0 | 7.3488 | 7.3488 | 7.3488
[20 empty] | 2831 | 2020-04-28 22:00 | 2831 | 4 | 28 | 23 | 0 | 0 | 7.3488 | 10582.3 | 0 | 0 | 0 | 0 | 0 | 0 | 0 | 7.3488 | 10582.3 | 0 | 0 | 0 | 0 | 0 | 0 | 0 | 7.3488 | 10582.3 | 0 | 0 | 0 | 0 | 0 | 0 | 0 | 7.3488 | 7.3488 | 7.3488
[20 empty] | 2832 | 2020-04-28 23:00 | 2832 | 4 | 28 | 24 | 0 | 0 | 7.3488 | 10655.6 | 0 | 0 | 0 | 0 | 0 | 0 | 0 | 7.3488 | 10655.6 | 0 | 0 | 0 | 0 | 0 | 0 | 0 | 7.3488 | 10655.6 | 0 | 0 | 0 | 0 | 0 | 0 | 0 | 7.3488 | 7.3488 | 7.3488
[20 empty] | 2833 | 2020-04-29 | 2833 | 4 | 29 | 1 | 0 | 0 | 7.3488 | 10728.9 | 0 | 0 | 0 | 0 | 0 | 0 | 0 | 7.3488 | 10728.9 | 0 | 0 | 0 | 0 | 0 | 0 | 0 | 7.3488 | 10728.9 | 0 | 0 | 0 | 0 | 0 | 0 | 0 | 7.3488 | 7.3488 | 7.3488
[20 empty] | 2834 | 2020-04-29 01:00 | 2834 | 4 | 29 | 2 | 0 | 0 | 23.4973 | 10728.9 | 11.5799 | 39.5106 | 0 | 0 | 0 | 88487 | 0 | 23.4973 | 10728.9 | 11.58 | 39.511 | 0 | 0 | 0 | 88486.5 | 0 | 23.4972 | 10728.9 | 11.5799 | 39.5106 | 0 | 0 | 0 | 88487.6 | 0 | 23.4973 | 23.4973 | 23.4972
[20 empty] | 2835 | 2020-04-29 02:00 | 2835 | 4 | 29 | 3 | 0 | 0 | 7.3488 | 10875.6 | 0 | 0 | 0 | 0 | 0 | 0 | 0 | 7.3488 | 10875.6 | 0 | 0 | 0 | 0 | 0 | 0 | 0 | 7.3488 | 10875.6 | 0 | 0 | 0 | 0 | 0 | 0 | 0 | 7.3488 | 7.3488 | 7.3488
[20 empty] | 2836 | 2020-04-29 03:00 | 2836 | 4 | 29 | 4 | 0 | 0 | 9.7482 | 165878 | 0.75709 | 2.5832 | 0 | 155002 | 155.002 | 5785.23 | -19014.8 | 9.7174 | 159295 | 0.75709 | 2.5832 | 0 | 152901 | 152.901 | 5785.24 | -19014 | 9.7756 | 163777 | 0.75709 | 2.5832 | 0 | 148420 | 148.42 | 5785.22 | -19014.6 | 9.7482 | 9.7174 | 9.7756
[20 empty] | 2837 | 2020-04-29 04:00 | 2837 | 4 | 29 | 5 | 0 | 0 | 10.1313 | 55225.6 | 0 | 0 | 0 | 44350 | 44.35 | 0 | -14915.3 | 10.1004 | 54251.2 | 0 | 0 | 0 | 44478.3 | 44.4783 | 0 | -14915 | 10.1587 | 55353.8 | 0 | 0 | 0 | 43375.6 | 43.3756 | 0 | -14915.5 | 10.1313 | 10.1004 | 10.1587
[20 empty] | 2838 | 2020-04-29 05:00 | 2838 | 4 | 29 | 6 | 6432 | 6.432 | 12.2796 | 71055.5 | 0 | 0 | 0 | 37964.5 | 37.9645 | 0 | -14510.3 | 12.2487 | 70198.1 | 0 | 0 | 0 | 37988.9 | 37.9889 | 0 | -14509.9 | 12.3069 | 71079.9 | 0 | 0 | 0 | 37107.1 | 37.1071 | 0 | -14510.4 | 5.8476 | 5.8167 | 5.8749
[20 empty] | 2839 | 2020-04-29 06:00 | 2839 | 4 | 29 | 7 | 61606.433 | 61.6064 | 94.0522 | 181015 | 0.4092 | 1.3962 | 0 | 98507.9 | 98.5079 | 3126.9 | -89135.6 | 93.5693 | 170123 | 0.32993 | 1.1257 | 0 | 80492.6 | 80.4926 | 2642.35 | -68696.5 | 94.0972 | 163000 | 0.34579 | 1.1798 | 0 | 87616.2 | 87.6162 | 2521.13 | -77568.8 | 32.4458 | 31.9629 | 32.4908
[20 empty] | 2840 | 2020-04-29 07:00 | 2840 | 4 | 29 | 8 | 137553.244 | 137.5532 | 127.598 | 224229 | 0.42492 | 1.4498 | 0 | 141722 | 141.722 | 3246.99 | -102230 | 127.964 | 213527 | 0.45451 | 1.5508 | 0 | 122955 | 122.955 | 3691.74 | -87591.9 | 128.599 | 205463 | 0.48312 | 1.6484 | 0 | 131020 | 131.02 | 3473.11 | -95047 | -9.9552 | -9.5892 | -8.9542
[20 empty] | 2841 | 2020-04-29 08:00 | 2841 | 4 | 29 | 9 | 199588.32 | 199.5883 | 134.299 | 157720 | 1.1266 | 3.8441 | 0 | 100437 | 100.437 | 8609.14 | -53506 | 134.013 | 149191 | 1.0705 | 3.6524 | 0 | 87704.4 | 87.7044 | 7552.73 | -43843.7 | 133.94 | 144987 | 0.9884 | 3.3724 | 0 | 91908.2 | 91.9082 | 8179.92 | -47250.9 | -65.2893 | -65.5753 | -65.6483
[20 empty] | 2842 | 2020-04-29 09:00 | 2842 | 4 | 29 | 10 | 246244.452 | 246.2445 | 135.381 | 128495 | 1.8504 | 6.3135 | 0 | 71432.1 | 71.4321 | 14139.4 | -34143.2 | 135.499 | 122072 | 1.8567 | 6.335 | 0 | 61962.8 | 61.9628 | 14353.8 | -26464 | 136.217 | 119026 | 1.8784 | 6.4092 | 0 | 65009.6 | 65.0096 | 14187.6 | -30044.1 | -110.8635 | -110.7455 | -110.0275
[20 empty] | 2843 | 2020-04-29 10:00 | 2843 | 4 | 29 | 11 | 276839.934 | 276.8399 | 114.267 | 187671 | 0.22472 | 0.76673 | 0 | 61012.3 | 61.0123 | 1717.15 | -28800.8 | 114.483 | 181217 | 0.22862 | 0.78004 | 0 | 50758.4 | 50.7584 | 1472.71 | -19558.7 | 114.829 | 177417 | 0.19273 | 0.65759 | 0 | 54557.8 | 54.5578 | 1746.95 | -23938.2 | -162.5729 | -162.3569 | -162.0109
[20 empty] | 2844 | 2020-04-29 11:00 | 2844 | 4 | 29 | 12 | 288137.361 | 288.1374 | 142.231 | 176107 | 3.8972 | 13.2972 | 0 | 49447.8 | 49.4478 | 29780.1 | -17423.5 | 142.891 | 170484 | 4.1209 | 14.0607 | 0 | 40976.6 | 40.9766 | 33473.4 | -10740.3 | 143.91 | 167636 | 4.3805 | 14.9464 | 0 | 43825.3 | 43.8253 | 31489.9 | -13766.6 | -145.9064 | -145.2464 | -144.2274
[20 empty] | 2845 | 2020-04-29 12:00 | 2845 | 4 | 29 | 13 | 281763.411 | 281.7634 | 95.9607 | 131722 | 5.7943 | 19.7702 | 0 | 40858.2 | 40.8582 | 44276.7 | -11472.7 | 95.5965 | 127524 | 5.7699 | 19.6869 | 0 | 35980.5 | 35.9805 | 47451.3 | -8021.75 | 96.9293 | 126844 | 6.2098 | 21.1877 | 0 | 36660.9 | 36.6609 | 44090 | -9033.41 | -185.8027 | -186.1669 | -184.8341
[20 empty] | 2846 | 2020-04-29 13:00 | 2846 | 4 | 29 | 14 | 262491.695 | 262.4917 | 87.6531 | 93887 | 4.7967 | 16.3663 | 0 | 37117.7 | 37.1177 | 36653.5 | -9217.48 | 88.6505 | 90973.7 | 5.1716 | 17.6455 | 0 | 33662.3 | 33.6623 | 43156.3 | -6297.11 | 90.0975 | 90431.6 | 5.6477 | 19.27 | 0 | 34204.4 | 34.2044 | 39518.3 | -7830.76 | -174.8386 | -173.8412 | -172.3942
[20 empty] | 2847 | 2020-04-29 14:00 | 2847 | 4 | 29 | 15 | 227307.905 | 227.3079 | 68.8121 | 101208 | 0.18424 | 0.62864 | 0 | 44071.6 | 44.0716 | 1407.88 | -17903.5 | 68.2701 | 94907.1 | 0.033934 | 0.11578 | 0 | 36366.1 | 36.3661 | 259.306 | -9960.59 | 68.9467 | 93502.2 | 0.033934 | 0.11578 | 0 | 37771 | 37.771 | 259.306 | -12301.5 | -158.4958 | -159.0378 | -158.3612
[20 empty] | 2848 | 2020-04-29 15:00 | 2848 | 4 | 29 | 16 | 177444.512 | 177.4445 | 67.0722 | 79127 | 0.24432 | 0.83362 | 0 | 46769.4 | 46.7694 | 1866.95 | -18047.6 | 67.0381 | 71053 | 0.16426 | 0.56047 | 0 | 37227.6 | 37.2276 | 258.408 | -9706.26 | 66.8497 | 69585.2 | 0.033817 | 0.11538 | 0 | 38695.4 | 38.6954 | 1255.2 | -11846.5 | -110.3723 | -110.4064 | -110.5948
[20 empty] | 2849 | 2020-04-29 16:00 | 2849 | 4 | 29 | 17 | 113032.737 | 113.0327 | 14.6733 | 32357.6 | 0 | 0 | 0 | 0 | 0 | 0 | 0 | 14.6733 | 32357.6 | 0 | 0 | 0 | 0 | 0 | 0 | 0 | 14.6733 | 32357.6 | 0 | 0 | 0 | 0 | 0 | 0 | 0 | -98.3594 | -98.3594 | -98.3594
[20 empty] | 2850 | 2020-04-29 17:00 | 2850 | 4 | 29 | 18 | 42908.957 | 42.909 | 13.7561 | 32651 | 0 | 0 | 0 | 0 | 0 | 0 | 0 | 13.7561 | 32651 | 0 | 0 | 0 | 0 | 0 | 0 | 0 | 13.7561 | 32651 | 0 | 0 | 0 | 0 | 0 | 0 | 0 | -29.1529 | -29.1529 | -29.1529
[20 empty] | 2851 | 2020-04-29 18:00 | 2851 | 4 | 29 | 19 | 746.692 | 0.74669 | 10.3718 | 32797.7 | 0 | 0 | 0 | 0 | 0 | 0 | 0 | 10.3718 | 32797.7 | 0 | 0 | 0 | 0 | 0 | 0 | 0 | 10.3718 | 32797.7 | 0 | 0 | 0 | 0 | 0 | 0 | 0 | 9.6251 | 9.6251 | 9.6251
[20 empty] | 2852 | 2020-04-29 19:00 | 2852 | 4 | 29 | 20 | 0 | 0 | 8.8603 | 10435.6 | 0 | 0 | 0 | 0 | 0 | 0 | 0 | 8.8603 | 10435.6 | 0 | 0 | 0 | 0 | 0 | 0 | 0 | 8.8603 | 10435.6 | 0 | 0 | 0 | 0 | 0 | 0 | 0 | 8.8603 | 8.8603 | 8.8603
[20 empty] | 2853 | 2020-04-29 20:00 | 2853 | 4 | 29 | 21 | 0 | 0 | 7.3488 | 10509 | 0 | 0 | 0 | 0 | 0 | 0 | 0 | 7.3488 | 10509 | 0 | 0 | 0 | 0 | 0 | 0 | 0 | 7.3488 | 10509 | 0 | 0 | 0 | 0 | 0 | 0 | 0 | 7.3488 | 7.3488 | 7.3488
[20 empty] | 2854 | 2020-04-29 21:00 | 2854 | 4 | 29 | 22 | 0 | 0 | 7.3488 | 10582.3 | 0 | 0 | 0 | 0 | 0 | 0 | 0 | 7.3488 | 10582.3 | 0 | 0 | 0 | 0 | 0 | 0 | 0 | 7.3488 | 10582.3 | 0 | 0 | 0 | 0 | 0 | 0 | 0 | 7.3488 | 7.3488 | 7.3488
[20 empty] | 2855 | 2020-04-29 22:00 | 2855 | 4 | 29 | 23 | 0 | 0 | 7.3488 | 10582.3 | 0 | 0 | 0 | 0 | 0 | 0 | 0 | 7.3488 | 10582.3 | 0 | 0 | 0 | 0 | 0 | 0 | 0 | 7.3488 | 10582.3 | 0 | 0 | 0 | 0 | 0 | 0 | 0 | 7.3488 | 7.3488 | 7.3488
[20 empty] | 2856 | 2020-04-29 23:00 | 2856 | 4 | 29 | 24 | 0 | 0 | 7.3488 | 10655.6 | 0 | 0 | 0 | 0 | 0 | 0 | 0 | 7.3488 | 10655.6 | 0 | 0 | 0 | 0 | 0 | 0 | 0 | 7.3488 | 10655.6 | 0 | 0 | 0 | 0 | 0 | 0 | 0 | 7.3488 | 7.3488 | 7.3488
[20 empty] | 2857 | 2020-04-30 | 2857 | 4 | 30 | 1 | 0 | 0 | 7.3488 | 10728.9 | 0 | 0 | 0 | 0 | 0 | 0 | 0 | 7.3488 | 10728.9 | 0 | 0 | 0 | 0 | 0 | 0 | 0 | 7.3488 | 10728.9 | 0 | 0 | 0 | 0 | 0 | 0 | 0 | 7.3488 | 7.3488 | 7.3488
[20 empty] | 2858 | 2020-04-30 01:00 | 2858 | 4 | 30 | 2 | 0 | 0 | 7.3488 | 10728.9 | 0 | 0 | 0 | 0 | 0 | 0 | 0 | 7.3488 | 10728.9 | 0 | 0 | 0 | 0 | 0 | 0 | 0 | 7.3488 | 10728.9 | 0 | 0 | 0 | 0 | 0 | 0 | 0 | 7.3488 | 7.3488 | 7.3488
[20 empty] | 2859 | 2020-04-30 02:00 | 2859 | 4 | 30 | 3 | 0 | 0 | 23.5808 | 10875.6 | 11.6635 | 39.7959 | 0 | 0 | 0 | 89125.5 | 0 | 23.5809 | 10875.6 | 11.6636 | 39.7962 | 0 | 0 | 0 | 89125.1 | 0 | 23.5808 | 10875.6 | 11.6635 | 39.7959 | 0 | 0 | 0 | 89126.2 | 0 | 23.5808 | 23.5809 | 23.5808
[20 empty] | 2860 | 2020-04-30 03:00 | 2860 | 4 | 30 | 4 | 0 | 0 | 9.7493 | 163500 | 0.75815 | 2.5868 | 0 | 152624 | 152.624 | 5793.33 | -19052.6 | 9.7184 | 157132 | 0.75815 | 2.5868 | 0 | 151329 | 151.329 | 5793.34 | -19051.8 | 9.7767 | 162205 | 0.75815 | 2.5868 | 0 | 146256 | 146.256 | 5793.33 | -19052.1 | 9.7493 | 9.7184 | 9.7767
[20 empty] | 2861 | 2020-04-30 04:00 | 2861 | 4 | 30 | 5 | 0 | 0 | 10.1313 | 55288.4 | 0 | 0 | 0 | 44412.8 | 44.4128 | 0 | -14974.2 | 10.1004 | 54313.8 | 0 | 0 | 0 | 44541 | 44.541 | 0 | -14973.8 | 10.1587 | 55416.6 | 0 | 0 | 0 | 43438.2 | 43.4382 | 0 | -14974 | 10.1313 | 10.1004 | 10.1587
[20 empty] | 2862 | 2020-04-30 05:00 | 2862 | 4 | 30 | 6 | 8109.607 | 8.1096 | 12.2796 | 65967.8 | 0 | 0 | 0 | 33023.4 | 33.0234 | 0 | -14348.7 | 12.2487 | 65227 | 0 | 0 | 0 | 32944.2 | 32.9442 | 0 | -14348.3 | 12.3069 | 65888.5 | 0 | 0 | 0 | 32282.7 | 32.2827 | 0 | -14348.5 | 4.17 | 4.1391 | 4.1973
[20 empty] | 2863 | 2020-04-30 06:00 | 2863 | 4 | 30 | 7 | 62788.152 | 62.7882 | 93.1111 | 160918 | 0.28182 | 0.96158 | 0 | 78630.8 | 78.6308 | 2153.52 | -63792.3 | 92.9236 | 150015 | 0.174 | 0.59368 | 0 | 62782.8 | 62.7828 | 1079.65 | -45762.9 | 92.6784 | 145070 | 0.14129 | 0.48208 | 0 | 67727.9 | 67.7279 | 1329.59 | -52278.6 | 30.3229 | 30.1354 | 29.8902
[20 empty] | 2864 | 2020-04-30 07:00 | 2864 | 4 | 30 | 8 | 85584.526 | 85.5845 | 127.345 | 196275 | 0.36923 | 1.2598 | 0 | 113988 | 113.988 | 2821.45 | -79172.4 | 127.728 | 183161 | 0.39995 | 1.3646 | 0 | 93463.2 | 93.4632 | 2595.12 | -61717.9 | 127.782 | 175750 | 0.33961 | 1.1588 | 0 | 100874 | 100.874 | 3056.18 | -69222.5 | 41.7605 | 42.1435 | 42.1975
[20 empty] | 2865 | 2020-04-30 08:00 | 2865 | 4 | 30 | 9 | 114489.56 | 114.4896 | 136.632 | 136326 | 4.2858 | 14.6231 | 0 | 79409.5 | 79.4095 | 32749.5 | -34575.5 | 136.644 | 129246 | 4.3068 | 14.6947 | 0 | 68913.2 | 68.9132 | 33238.9 | -28354 | 136.996 | 125829 | 4.3498 | 14.8417 | 0 | 72329.9 | 72.3299 | 32909.9 | -30973.3 | 22.1424 | 22.1544 | 22.5064
[20 empty] | 2866 | 2020-04-30 09:00 | 2866 | 4 | 30 | 10 | 92721.947 | 92.7219 | 140.445 | 113934 | 7.1136 | 24.2715 | 0 | 57164.8 | 57.1648 | 54357.7 | -24270 | 141.128 | 108571 | 7.444 | 25.399 | 0 | 48655.8 | 48.6558 | 60226.9 | -16524.5 | 142.386 | 105425 | 7.8816 | 26.8922 | 0 | 51802.1 | 51.8021 | 56882.7 | -20484 | 47.7231 | 48.4061 | 49.6641
[20 empty] | 2867 | 2020-04-30 10:00 | 2867 | 4 | 30 | 11 | 141108.279 | 141.1083 | 119.517 | 176101 | 5.3181 | 18.1452 | 0 | 49442.3 | 49.4423 | 40637.4 | -18945.9 | 120.116 | 170071 | 5.6544 | 19.2929 | 0 | 40833.4 | 40.8334 | 43348.3 | -11600.9 | 119.916 | 167492 | 5.6728 | 19.3557 | 0 | 43412.6 | 43.4126 | 43207.8 | -14461.7 | -21.5913 | -20.9923 | -21.1923
[20 empty] | 2868 | 2020-04-30 11:00 | 2868 | 4 | 30 | 12 | 190107.602 | 190.1076 | 152.578 | 167818 | 13.5327 | 46.1736 | 0 | 41159.3 | 41.1593 | 103408 | -11302.3 | 152.518 | 163538 | 13.7885 | 47.0464 | 0 | 36513.5 | 36.5135 | 117672 | -8338.9 | 155.711 | 163172 | 15.3992 | 52.5421 | 0 | 36878.8 | 36.8788 | 105364 | -9047.16 | -37.5296 | -37.5896 | -34.3966
[20 empty] | 2869 | 2020-04-30 12:00 | 2869 | 4 | 30 | 13 | 298644.949 | 298.6449 | 106.295 | 125729 | 16.4085 | 55.9858 | 0 | 35932.3 | 35.9323 | 125384 | -7922.98 | 108.924 | 122866 | 17.9969 | 61.4054 | 0 | 33139.3 | 33.1393 | 152397 | -5593.01 | 112.411 | 122936 | 19.9436 | 68.0476 | 0 | 33069.3 | 33.0693 | 137521 | -6531.45 | -192.3499 | -189.7209 | -186.2339
[20 empty] | 2870 | 2020-04-30 13:00 | 2870 | 4 | 30 | 14 | 278349.456 | 278.3495 | 98.4577 | 89567.8 | 15.0522 | 51.3581 | 0 | 33238.7 | 33.2387 | 115020 | -5993.93 | 101.281 | 87117.6 | 16.72 | 57.0486 | 0 | 31561.3 | 31.5613 | 142738 | -4721.73 | 104.816 | 87890.5 | 18.6795 | 63.7345 | 0 | 30788.4 | 30.7884 | 127764 | -4781.53 | -179.8918 | -177.0685 | -173.5335
[20 empty] | 2871 | 2020-04-30 14:00 | 2871 | 4 | 30 | 15 | 184490.285 | 184.4903 | 79.8033 | 89711.4 | 11.596 | 39.5656 | 0 | 33235.6 | 33.2356 | 88609.5 | -6641.54 | 81.7149 | 87937 | 12.6407 | 43.1301 | 0 | 32447.6 | 32.4476 | 108353 | -6026.17 | 84.8523 | 88923.5 | 14.1798 | 48.3815 | 0 | 31461.1 | 31.4611 | 96592.3 | -6138.96 | -104.687 | -102.7754 | -99.638
[20 empty] | 2872 | 2020-04-30 15:00 | 2872 | 4 | 30 | 16 | 112609.628 | 112.6096 | 70.832 | 65675.8 | 4.8993 | 16.7163 | 0 | 33758.2 | 33.7582 | 37437.2 | -7018.69 | 72.7579 | 64012.3 | 5.5292 | 18.8655 | 0 | 33126.7 | 33.1267 | 47677.7 | -6359.94 | 75.0685 | 65044.2 | 6.2394 | 21.2888 | 0 | 32094.8 | 32.0948 | 42250.5 | -6403.13 | -41.7776 | -39.8517 | -37.5411
[20 empty] | 2873 | 2020-04-30 16:00 | 2873 | 4 | 30 | 17 | 102773.966 | 102.774 | 14.6733 | 31917.6 | 0 | 0 | 0 | 0 | 0 | 0 | 0 | 14.6733 | 31917.6 | 0 | 0 | 0 | 0 | 0 | 0 | 0 | 14.6733 | 31917.6 | 0 | 0 | 0 | 0 | 0 | 0 | 0 | -88.1007 | -88.1007 | -88.1007
[20 empty] | 2874 | 2020-04-30 17:00 | 2874 | 4 | 30 | 18 | 39433.675 | 39.4337 | 13.7561 | 32284.3 | 0 | 0 | 0 | 0 | 0 | 0 | 0 | 13.7561 | 32284.3 | 0 | 0 | 0 | 0 | 0 | 0 | 0 | 13.7561 | 32284.3 | 0 | 0 | 0 | 0 | 0 | 0 | 0 | -25.6776 | -25.6776 | -25.6776
[20 empty] | 2875 | 2020-04-30 18:00 | 2875 | 4 | 30 | 19 | 1123.415 | 1.1234 | 10.3718 | 32651 | 0 | 0 | 0 | 0 | 0 | 0 | 0 | 10.3718 | 32651 | 0 | 0 | 0 | 0 | 0 | 0 | 0 | 10.3718 | 32651 | 0 | 0 | 0 | 0 | 0 | 0 | 0 | 9.2484 | 9.2484 | 9.2484
[20 empty] | 2876 | 2020-04-30 19:00 | 2876 | 4 | 30 | 20 | 0 | 0 | 8.8603 | 10362.3 | 0 | 0 | 0 | 0 | 0 | 0 | 0 | 8.8603 | 10362.3 | 0 | 0 | 0 | 0 | 0 | 0 | 0 | 8.8603 | 10362.3 | 0 | 0 | 0 | 0 | 0 | 0 | 0 | 8.8603 | 8.8603 | 8.8603
[20 empty] | 2877 | 2020-04-30 20:00 | 2877 | 4 | 30 | 21 | 0 | 0 | 7.3488 | 10435.6 | 0 | 0 | 0 | 0 | 0 | 0 | 0 | 7.3488 | 10435.6 | 0 | 0 | 0 | 0 | 0 | 0 | 0 | 7.3488 | 10435.6 | 0 | 0 | 0 | 0 | 0 | 0 | 0 | 7.3488 | 7.3488 | 7.3488
[20 empty] | 2878 | 2020-04-30 21:00 | 2878 | 4 | 30 | 22 | 0 | 0 | 7.3488 | 10435.6 | 0 | 0 | 0 | 0 | 0 | 0 | 0 | 7.3488 | 10435.6 | 0 | 0 | 0 | 0 | 0 | 0 | 0 | 7.3488 | 10435.6 | 0 | 0 | 0 | 0 | 0 | 0 | 0 | 7.3488 | 7.3488 | 7.3488
[20 empty] | 2879 | 2020-04-30 22:00 | 2879 | 4 | 30 | 23 | 0 | 0 | 7.3488 | 10362.3 | 0 | 0 | 0 | 0 | 0 | 0 | 0 | 7.3488 | 10362.3 | 0 | 0 | 0 | 0 | 0 | 0 | 0 | 7.3488 | 10362.3 | 0 | 0 | 0 | 0 | 0 | 0 | 0 | 7.3488 | 7.3488 | 7.3488
[20 empty] | 2880 | 2020-04-30 23:00 | 2880 | 4 | 30 | 24 | 0 | 0 | 7.8094 | 10289 | 0 | 0 | 0 | 0 | 0 | 0 | 0 | 7.8094 | 10289 | 0 | 0 | 0 | 0 | 0 | 0 | 0 | 7.8094 | 10289 | 0 | 0 | 0 | 0 | 0 | 0 | 0 | 7.8094 | 7.8094 | 7.8094
[20 empty] | 2881 | 2020-05-01 | 2881 | 5 | 1 | 1 | 0 | 0 | 24.1082 | 10215.6 | 11.7303 | 40.0238 | 0 | 0 | 0 | 89636.2 | 0 | 24.1083 | 10215.6 | 11.7304 | 40.0241 | 0 | 0 | 0 | 89635.9 | 0 | 24.1082 | 10215.6 | 11.7303 | 40.0238 | 0 | 0 | 0 | 89636.9 | 0 | 24.1082 | 24.1083 | 24.1082
[20 empty] | 2882 | 2020-05-01 01:00 | 2882 | 5 | 1 | 2 | 0 | 0 | 7.8094 | 10215.6 | 0 | 0 | 0 | 0 | 0 | 0 | 0 | 7.8094 | 10215.6 | 0 | 0 | 0 | 0 | 0 | 0 | 0 | 7.8094 | 10215.6 | 0 | 0 | 0 | 0 | 0 | 0 | 0 | 7.8094 | 7.8094 | 7.8094
[20 empty] | 2883 | 2020-05-01 02:00 | 2883 | 5 | 1 | 3 | 0 | 0 | 7.8094 | 10215.6 | 0 | 0 | 0 | 0 | 0 | 0 | 0 | 7.8094 | 10215.6 | 0 | 0 | 0 | 0 | 0 | 0 | 0 | 7.8094 | 10215.6 | 0 | 0 | 0 | 0 | 0 | 0 | 0 | 7.8094 | 7.8094 | 7.8094
[20 empty] | 2884 | 2020-05-01 03:00 | 2884 | 5 | 1 | 4 | 0 | 0 | 7.8094 | 10142.3 | 0 | 0 | 0 | 0 | 0 | 0 | 0 | 7.8094 | 10142.3 | 0 | 0 | 0 | 0 | 0 | 0 | 0 | 7.8094 | 10142.3 | 0 | 0 | 0 | 0 | 0 | 0 | 0 | 7.8094 | 7.8094 | 7.8094
[20 empty] | 2885 | 2020-05-01 04:00 | 2885 | 5 | 1 | 5 | 0 | 0 | 7.8094 | 10069 | 0 | 0 | 0 | 0 | 0 | 0 | 0 | 7.8094 | 10069 | 0 | 0 | 0 | 0 | 0 | 0 | 0 | 7.8094 | 10069 | 0 | 0 | 0 | 0 | 0 | 0 | 0 | 7.8094 | 7.8094 | 7.8094
[20 empty] | 2886 | 2020-05-01 05:00 | 2886 | 5 | 1 | 6 | 8861.478 | 8.8615 | 23.643 | 9922.34 | 11.2677 | 38.4454 | 0 | 0 | 0 | 86100.7 | 0 | 23.6424 | 9922.34 | 11.2677 | 38.4454 | 0 | 0 | 0 | 86100.4 | 0 | 23.6419 | 9922.34 | 11.2676 | 38.4451 | 0 | 0 | 0 | 86101.3 | 0 | 14.7815 | 14.7809 | 14.7804
[20 empty] | 2887 | 2020-05-01 06:00 | 2887 | 5 | 1 | 7 | 68489.389 | 68.4894 | 7.8017 | 9922.34 | 0 | 0 | 0 | 0 | 0 | 0 | 0 | 7.8008 | 9922.34 | 0 | 0 | 0 | 0 | 0 | 0 | 0 | 7.7999 | 9922.34 | 0 | 0 | 0 | 0 | 0 | 0 | 0 | -60.6877 | -60.6886 | -60.6894
[20 empty] | 2888 | 2020-05-01 07:00 | 2888 | 5 | 1 | 8 | 147150.154 | 147.1502 | 7.8013 | 9922.34 | 0 | 0 | 0 | 0 | 0 | 0 | 0 | 7.8003 | 9922.34 | 0 | 0 | 0 | 0 | 0 | 0 | 0 | 7.7994 | 9922.34 | 0 | 0 | 0 | 0 | 0 | 0 | 0 | -139.3489 | -139.3498 | -139.3508
[20 empty] | 2889 | 2020-05-01 08:00 | 2889 | 5 | 1 | 9 | 211467.79 | 211.4678 | 7.8 | 9482.38 | 0 | 0 | 0 | 0 | 0 | 0 | 0 | 7.7993 | 9482.38 | 0 | 0 | 0 | 0 | 0 | 0 | 0 | 7.7993 | 9482.38 | 0 | 0 | 0 | 0 | 0 | 0 | 0 | -203.6678 | -203.6685 | -203.6685
[20 empty] | 2890 | 2020-05-01 09:00 | 2890 | 5 | 1 | 10 | 173639.751 | 173.6398 | 7.7993 | 9409.05 | 0 | 0 | 0 | 0 | 0 | 0 | 0 | 7.7993 | 9409.05 | 0 | 0 | 0 | 0 | 0 | 0 | 0 | 7.7993 | 9409.05 | 0 | 0 | 0 | 0 | 0 | 0 | 0 | -165.8404 | -165.8404 | -165.8404
[20 empty] | 2891 | 2020-05-01 10:00 | 2891 | 5 | 1 | 11 | 290282.573 | 290.2826 | 7.7993 | 9409.05 | 0 | 0 | 0 | 0 | 0 | 0 | 0 | 7.7993 | 9409.05 | 0 | 0 | 0 | 0 | 0 | 0 | 0 | 7.7993 | 9409.05 | 0 | 0 | 0 | 0 | 0 | 0 | 0 | -282.4833 | -282.4833 | -282.4833
[20 empty] | 2892 | 2020-05-01 11:00 | 2892 | 5 | 1 | 12 | 303968.574 | 303.9686 | 23.6206 | 9555.71 | 11.2528 | 38.3946 | 0 | 0 | 0 | 85986.9 | 0 | 23.6207 | 9555.71 | 11.2528 | 38.3946 | 0 | 0 | 0 | 85986.7 | 0 | 23.6205 | 9555.71 | 11.2527 | 38.3942 | 0 | 0 | 0 | 85987.5 | 0 | -280.348 | -280.3479 | -280.3481
[20 empty] | 2893 | 2020-05-01 12:00 | 2893 | 5 | 1 | 13 | 300835.562 | 300.8356 | 7.7993 | 9555.71 | 0 | 0 | 0 | 0 | 0 | 0 | 0 | 7.7993 | 9555.71 | 0 | 0 | 0 | 0 | 0 | 0 | 0 | 7.7993 | 9555.71 | 0 | 0 | 0 | 0 | 0 | 0 | 0 | -293.0362 | -293.0362 | -293.0362
[20 empty] | 2894 | 2020-05-01 13:00 | 2894 | 5 | 1 | 14 | 278403.023 | 278.403 | 7.7993 | 9555.71 | 0 | 0 | 0 | 0 | 0 | 0 | 0 | 7.7993 | 9555.71 | 0 | 0 | 0 | 0 | 0 | 0 | 0 | 7.7993 | 9555.71 | 0 | 0 | 0 | 0 | 0 | 0 | 0 | -270.6037 | -270.6037 | -270.6037
[20 empty] | 2895 | 2020-05-01 14:00 | 2895 | 5 | 1 | 15 | 241351.388 | 241.3514 | 7.7993 | 9849.01 | 0 | 0 | 0 | 0 | 0 | 0 | 0 | 7.7993 | 9849.01 | 0 | 0 | 0 | 0 | 0 | 0 | 0 | 7.7993 | 9849.01 | 0 | 0 | 0 | 0 | 0 | 0 | 0 | -233.5521 | -233.5521 | -233.5521
[20 empty] | 2896 | 2020-05-01 15:00 | 2896 | 5 | 1 | 16 | 189959.703 | 189.9597 | 7.7993 | 9922.34 | 0 | 0 | 0 | 0 | 0 | 0 | 0 | 7.7993 | 9922.34 | 0 | 0 | 0 | 0 | 0 | 0 | 0 | 7.7993 | 9922.34 | 0 | 0 | 0 | 0 | 0 | 0 | 0 | -182.1604 | -182.1604 | -182.1604
[20 empty] | 2897 | 2020-05-01 16:00 | 2897 | 5 | 1 | 17 | 122448.296 | 122.4483 | 23.5759 | 9922.34 | 11.2081 | 38.242 | 0 | 0 | 0 | 85645.4 | 0 | 23.576 | 9922.34 | 11.2082 | 38.2424 | 0 | 0 | 0 | 85645.3 | 0 | 23.5759 | 9922.34 | 11.2081 | 38.242 | 0 | 0 | 0 | 85646 | 0 | -98.8724 | -98.8723 | -98.8724
[20 empty] | 2898 | 2020-05-01 17:00 | 2898 | 5 | 1 | 18 | 46857.56 | 46.8576 | 7.7993 | 10142.3 | 0 | 0 | 0 | 0 | 0 | 0 | 0 | 7.7993 | 10142.3 | 0 | 0 | 0 | 0 | 0 | 0 | 0 | 7.7993 | 10142.3 | 0 | 0 | 0 | 0 | 0 | 0 | 0 | -39.0582 | -39.0582 | -39.0582
[20 empty] | 2899 | 2020-05-01 18:00 | 2899 | 5 | 1 | 19 | 1259.774 | 1.2598 | 7.8022 | 10215.6 | 0 | 0 | 0 | 0 | 0 | 0 | 0 | 7.8021 | 10215.6 | 0 | 0 | 0 | 0 | 0 | 0 | 0 | 7.8019 | 10215.6 | 0 | 0 | 0 | 0 | 0 | 0 | 0 | 6.5424 | 6.5423 | 6.5422
[20 empty] | 2900 | 2020-05-01 19:00 | 2900 | 5 | 1 | 20 | 0 | 0 | 7.8094 | 10215.6 | 0 | 0 | 0 | 0 | 0 | 0 | 0 | 7.8094 | 10215.6 | 0 | 0 | 0 | 0 | 0 | 0 | 0 | 7.8094 | 10215.6 | 0 | 0 | 0 | 0 | 0 | 0 | 0 | 7.8094 | 7.8094 | 7.8094
[20 empty] | 2901 | 2020-05-01 20:00 | 2901 | 5 | 1 | 21 | 0 | 0 | 7.8094 | 10362.3 | 0 | 0 | 0 | 0 | 0 | 0 | 0 | 7.8094 | 10362.3 | 0 | 0 | 0 | 0 | 0 | 0 | 0 | 7.8094 | 10362.3 | 0 | 0 | 0 | 0 | 0 | 0 | 0 | 7.8094 | 7.8094 | 7.8094
[20 empty] | 2902 | 2020-05-01 21:00 | 2902 | 5 | 1 | 22 | 0 | 0 | 23.5237 | 10289 | 11.1459 | 38.0298 | 0 | 0 | 0 | 85170.2 | 0 | 23.5238 | 10289 | 11.1459 | 38.0298 | 0 | 0 | 0 | 85170 | 0 | 23.5237 | 10289 | 11.1459 | 38.0298 | 0 | 0 | 0 | 85170.5 | 0 | 23.5237 | 23.5238 | 23.5237
[20 empty] | 2903 | 2020-05-01 22:00 | 2903 | 5 | 1 | 23 | 0 | 0 | 7.8094 | 10289 | 0 | 0 | 0 | 0 | 0 | 0 | 0 | 7.8094 | 10289 | 0 | 0 | 0 | 0 | 0 | 0 | 0 | 7.8094 | 10289 | 0 | 0 | 0 | 0 | 0 | 0 | 0 | 7.8094 | 7.8094 | 7.8094
[20 empty] | 2904 | 2020-05-01 23:00 | 2904 | 5 | 1 | 24 | 0 | 0 | 7.8094 | 10435.6 | 0 | 0 | 0 | 0 | 0 | 0 | 0 | 7.8094 | 10435.6 | 0 | 0 | 0 | 0 | 0 | 0 | 0 | 7.8094 | 10435.6 | 0 | 0 | 0 | 0 | 0 | 0 | 0 | 7.8094 | 7.8094 | 7.8094
[20 empty] | 2905 | 2020-05-02 | 2905 | 5 | 2 | 1 | 0 | 0 | 7.8094 | 10435.6 | 0 | 0 | 0 | 0 | 0 | 0 | 0 | 7.8094 | 10435.6 | 0 | 0 | 0 | 0 | 0 | 0 | 0 | 7.8094 | 10435.6 | 0 | 0 | 0 | 0 | 0 | 0 | 0 | 7.8094 | 7.8094 | 7.8094
[20 empty] | 2906 | 2020-05-02 01:00 | 2906 | 5 | 2 | 2 | 0 | 0 | 7.8094 | 10435.6 | 0 | 0 | 0 | 0 | 0 | 0 | 0 | 7.8094 | 10435.6 | 0 | 0 | 0 | 0 | 0 | 0 | 0 | 7.8094 | 10435.6 | 0 | 0 | 0 | 0 | 0 | 0 | 0 | 7.8094 | 7.8094 | 7.8094
[20 empty] | 2907 | 2020-05-02 02:00 | 2907 | 5 | 2 | 3 | 0 | 0 | 7.8094 | 10435.6 | 0 | 0 | 0 | 0 | 0 | 0 | 0 | 7.8094 | 10435.6 | 0 | 0 | 0 | 0 | 0 | 0 | 0 | 7.8094 | 10435.6 | 0 | 0 | 0 | 0 | 0 | 0 | 0 | 7.8094 | 7.8094 | 7.8094
[20 empty] | 2908 | 2020-05-02 03:00 | 2908 | 5 | 2 | 4 | 0 | 0 | 23.5083 | 10362.3 | 11.1304 | 37.9769 | 0 | 0 | 0 | 85052 | 0 | 23.5083 | 10362.3 | 11.1305 | 37.9773 | 0 | 0 | 0 | 85051.8 | 0 | 23.5083 | 10362.3 | 11.1304 | 37.9769 | 0 | 0 | 0 | 85052.3 | 0 | 23.5083 | 23.5083 | 23.5083
[20 empty] | 2909 | 2020-05-02 04:00 | 2909 | 5 | 2 | 5 | 0 | 0 | 7.8094 | 10362.3 | 0 | 0 | 0 | 0 | 0 | 0 | 0 | 7.8094 | 10362.3 | 0 | 0 | 0 | 0 | 0 | 0 | 0 | 7.8094 | 10362.3 | 0 | 0 | 0 | 0 | 0 | 0 | 0 | 7.8094 | 7.8094 | 7.8094
[20 empty] | 2910 | 2020-05-02 05:00 | 2910 | 5 | 2 | 6 | 7402.196 | 7.4022 | 7.8081 | 10289 | 0 | 0 | 0 | 0 | 0 | 0 | 0 | 7.8079 | 10289 | 0 | 0 | 0 | 0 | 0 | 0 | 0 | 7.8076 | 10289 | 0 | 0 | 0 | 0 | 0 | 0 | 0 | 0.40594 | 0.40568 | 0.40545
[20 empty] | 2911 | 2020-05-02 06:00 | 2911 | 5 | 2 | 7 | 33222.915 | 33.2229 | 7.803 | 10215.6 | 0 | 0 | 0 | 0 | 0 | 0 | 0 | 7.8017 | 10215.6 | 0 | 0 | 0 | 0 | 0 | 0 | 0 | 7.8007 | 10215.6 | 0 | 0 | 0 | 0 | 0 | 0 | 0 | -25.4199 | -25.4212 | -25.4222
[20 empty] | 2912 | 2020-05-02 07:00 | 2912 | 5 | 2 | 8 | 113533.791 | 113.5338 | 7.7995 | 10215.6 | 0 | 0 | 0 | 0 | 0 | 0 | 0 | 7.7993 | 10215.6 | 0 | 0 | 0 | 0 | 0 | 0 | 0 | 7.7993 | 10215.6 | 0 | 0 | 0 | 0 | 0 | 0 | 0 | -105.7343 | -105.7345 | -105.7345
[20 empty] | 2913 | 2020-05-02 08:00 | 2913 | 5 | 2 | 9 | 144912.344 | 144.9123 | 23.4689 | 9995.67 | 11.1011 | 37.877 | 0 | 0 | 0 | 84820.8 | 0 | 23.4689 | 9995.67 | 11.1011 | 37.877 | 0 | 0 | 0 | 84820.5 | 0 | 23.4688 | 9995.67 | 11.101 | 37.8766 | 0 | 0 | 0 | 84821 | 0 | -121.4434 | -121.4434 | -121.4435
[20 empty] | 2914 | 2020-05-02 09:00 | 2914 | 5 | 2 | 10 | 193863.478 | 193.8635 | 7.7993 | 9922.34 | 0 | 0 | 0 | 0 | 0 | 0 | 0 | 7.7993 | 9922.34 | 0 | 0 | 0 | 0 | 0 | 0 | 0 | 7.7993 | 9922.34 | 0 | 0 | 0 | 0 | 0 | 0 | 0 | -186.0642 | -186.0642 | -186.0642
[20 empty] | 2915 | 2020-05-02 10:00 | 2915 | 5 | 2 | 11 | 214976.298 | 214.9763 | 7.7993 | 9922.34 | 0 | 0 | 0 | 0 | 0 | 0 | 0 | 7.7993 | 9922.34 | 0 | 0 | 0 | 0 | 0 | 0 | 0 | 7.7993 | 9922.34 | 0 | 0 | 0 | 0 | 0 | 0 | 0 | -207.177 | -207.177 | -207.177
[20 empty] | 2916 | 2020-05-02 11:00 | 2916 | 5 | 2 | 12 | 244233.831 | 244.2338 | 7.7993 | 9922.34 | 0 | 0 | 0 | 0 | 0 | 0 | 0 | 7.7993 | 9922.34 | 0 | 0 | 0 | 0 | 0 | 0 | 0 | 7.7993 | 9922.34 | 0 | 0 | 0 | 0 | 0 | 0 | 0 | -236.4345 | -236.4345 | -236.4345
[20 empty] | 2917 | 2020-05-02 12:00 | 2917 | 5 | 2 | 13 | 264758.908 | 264.7589 | 7.7993 | 9849.01 | 0 | 0 | 0 | 0 | 0 | 0 | 0 | 7.7993 | 9849.01 | 0 | 0 | 0 | 0 | 0 | 0 | 0 | 7.7993 | 9849.01 | 0 | 0 | 0 | 0 | 0 | 0 | 0 | -256.9596 | -256.9596 | -256.9596
[20 empty] | 2918 | 2020-05-02 13:00 | 2918 | 5 | 2 | 14 | 239981.359 | 239.9814 | 7.7993 | 9849.01 | 0 | 0 | 0 | 0 | 0 | 0 | 0 | 7.7993 | 9849.01 | 0 | 0 | 0 | 0 | 0 | 0 | 0 | 7.7993 | 9849.01 | 0 | 0 | 0 | 0 | 0 | 0 | 0 | -232.182 | -232.182 | -232.182
[20 empty] | 2919 | 2020-05-02 14:00 | 2919 | 5 | 2 | 15 | 211027.066 | 211.0271 | 23.4327 | 9775.69 | 11.0649 | 37.7534 | 0 | 0 | 0 | 84465.6 | 0 | 23.4327 | 9775.69 | 11.0649 | 37.7534 | 0 | 0 | 0 | 84465.1 | 0 | 23.4326 | 9775.69 | 11.0648 | 37.7531 | 0 | 0 | 0 | 84465.9 | 0 | -187.5944 | -187.5944 | -187.5945
[20 empty] | 2920 | 2020-05-02 15:00 | 2920 | 5 | 2 | 16 | 127432.05 | 127.4321 | 7.7993 | 9775.69 | 0 | 0 | 0 | 0 | 0 | 0 | 0 | 7.7993 | 9775.69 | 0 | 0 | 0 | 0 | 0 | 0 | 0 | 7.7993 | 9775.69 | 0 | 0 | 0 | 0 | 0 | 0 | 0 | -119.6327 | -119.6327 | -119.6327
[20 empty] | 2921 | 2020-05-02 16:00 | 2921 | 5 | 2 | 17 | 47985.526 | 47.9855 | 7.7993 | 9775.69 | 0 | 0 | 0 | 0 | 0 | 0 | 0 | 7.7993 | 9775.69 | 0 | 0 | 0 | 0 | 0 | 0 | 0 | 7.7993 | 9775.69 | 0 | 0 | 0 | 0 | 0 | 0 | 0 | -40.1862 | -40.1862 | -40.1862
[20 empty] | 2922 | 2020-05-02 17:00 | 2922 | 5 | 2 | 18 | 37366.438 | 37.3664 | 7.7993 | 9922.34 | 0 | 0 | 0 | 0 | 0 | 0 | 0 | 7.7993 | 9922.34 | 0 | 0 | 0 | 0 | 0 | 0 | 0 | 7.7993 | 9922.34 | 0 | 0 | 0 | 0 | 0 | 0 | 0 | -29.5671 | -29.5671 | -29.5671
[20 empty] | 2923 | 2020-05-02 18:00 | 2923 | 5 | 2 | 19 | 1566.576 | 1.5666 | 7.8027 | 9995.67 | 0 | 0 | 0 | 0 | 0 | 0 | 0 | 7.8023 | 9995.67 | 0 | 0 | 0 | 0 | 0 | 0 | 0 | 7.8019 | 9995.67 | 0 | 0 | 0 | 0 | 0 | 0 | 0 | 6.2361 | 6.2358 | 6.2353
[20 empty] | 2924 | 2020-05-02 19:00 | 2924 | 5 | 2 | 20 | 0 | 0 | 23.406 | 9995.67 | 11.0282 | 37.6282 | 0 | 0 | 0 | 84208.5 | 0 | 23.4061 | 9995.67 | 11.0282 | 37.6282 | 0 | 0 | 0 | 84208.2 | 0 | 23.406 | 9995.67 | 11.0281 | 37.6279 | 0 | 0 | 0 | 84208.8 | 0 | 23.406 | 23.4061 | 23.406
[20 empty] | 2925 | 2020-05-02 20:00 | 2925 | 5 | 2 | 21 | 0 | 0 | 7.8094 | 9995.67 | 0 | 0 | 0 | 0 | 0 | 0 | 0 | 7.8094 | 9995.67 | 0 | 0 | 0 | 0 | 0 | 0 | 0 | 7.8094 | 9995.67 | 0 | 0 | 0 | 0 | 0 | 0 | 0 | 7.8094 | 7.8094 | 7.8094
[20 empty] | 2926 | 2020-05-02 21:00 | 2926 | 5 | 2 | 22 | 0 | 0 | 7.8094 | 9995.67 | 0 | 0 | 0 | 0 | 0 | 0 | 0 | 7.8094 | 9995.67 | 0 | 0 | 0 | 0 | 0 | 0 | 0 | 7.8094 | 9995.67 | 0 | 0 | 0 | 0 | 0 | 0 | 0 | 7.8094 | 7.8094 | 7.8094
[20 empty] | 2927 | 2020-05-02 22:00 | 2927 | 5 | 2 | 23 | 0 | 0 | 7.8094 | 9995.67 | 0 | 0 | 0 | 0 | 0 | 0 | 0 | 7.8094 | 9995.67 | 0 | 0 | 0 | 0 | 0 | 0 | 0 | 7.8094 | 9995.67 | 0 | 0 | 0 | 0 | 0 | 0 | 0 | 7.8094 | 7.8094 | 7.8094
[20 empty] | 2928 | 2020-05-02 23:00 | 2928 | 5 | 2 | 24 | 0 | 0 | 7.3488 | 10069 | 0 | 0 | 0 | 0 | 0 | 0 | 0 | 7.3488 | 10069 | 0 | 0 | 0 | 0 | 0 | 0 | 0 | 7.3488 | 10069 | 0 | 0 | 0 | 0 | 0 | 0 | 0 | 7.3488 | 7.3488 | 7.3488
[20 empty] | 2929 | 2020-05-03 | 2929 | 5 | 3 | 1 | 0 | 0 | 7.3488 | 10142.3 | 0 | 0 | 0 | 0 | 0 | 0 | 0 | 7.3488 | 10142.3 | 0 | 0 | 0 | 0 | 0 | 0 | 0 | 7.3488 | 10142.3 | 0 | 0 | 0 | 0 | 0 | 0 | 0 | 7.3488 | 7.3488 | 7.3488
[20 empty] | 2930 | 2020-05-03 01:00 | 2930 | 5 | 3 | 2 | 0 | 0 | 22.9354 | 10142.3 | 11.0181 | 37.5938 | 0 | 0 | 0 | 84089.6 | 0 | 22.9354 | 10142.3 | 11.0181 | 37.5938 | 0 | 0 | 0 | 84089.2 | 0 | 22.9353 | 10142.3 | 11.018 | 37.5934 | 0 | 0 | 0 | 84089.9 | 0 | 22.9354 | 22.9354 | 22.9353
[20 empty] | 2931 | 2020-05-03 02:00 | 2931 | 5 | 3 | 3 | 0 | 0 | 7.3488 | 10069 | 0 | 0 | 0 | 0 | 0 | 0 | 0 | 7.3488 | 10069 | 0 | 0 | 0 | 0 | 0 | 0 | 0 | 7.3488 | 10069 | 0 | 0 | 0 | 0 | 0 | 0 | 0 | 7.3488 | 7.3488 | 7.3488
[20 empty] | 2932 | 2020-05-03 03:00 | 2932 | 5 | 3 | 4 | 0 | 0 | 9.6558 | 156560 | 0.66463 | 2.2677 | 0 | 146491 | 146.491 | 5078.73 | -34995.7 | 9.6249 | 152253 | 0.66463 | 2.2677 | 0 | 147106 | 147.106 | 5078.7 | -34995 | 9.6832 | 157175 | 0.66463 | 2.2677 | 0 | 142184 | 142.184 | 5078.71 | -34995 | 9.6558 | 9.6249 | 9.6832
[20 empty] | 2933 | 2020-05-03 04:00 | 2933 | 5 | 3 | 5 | 0 | 0 | 10.1313 | 70850.4 | 0 | 0 | 0 | 60781.4 | 60.7814 | 0 | -28250 | 10.1004 | 69876 | 0 | 0 | 0 | 60910.3 | 60.9103 | 0 | -28250.3 | 10.1587 | 70979.3 | 0 | 0 | 0 | 59807 | 59.807 | 0 | -28250.1 | 10.1313 | 10.1004 | 10.1587
[20 empty] | 2934 | 2020-05-03 05:00 | 2934 | 5 | 3 | 6 | 8326.228 | 8.3262 | 12.2796 | 89188.8 | 0 | 0 | 0 | 56904.5 | 56.9045 | 0 | -26107.6 | 12.2487 | 88214.4 | 0 | 0 | 0 | 57033.5 | 57.0335 | 0 | -26107.7 | 12.3069 | 89317.8 | 0 | 0 | 0 | 55930.1 | 55.9301 | 0 | -26107.6 | 3.9534 | 3.9225 | 3.9807
[20 empty] | 2935 | 2020-05-03 06:00 | 2935 | 5 | 3 | 7 | 52061.157 | 52.0612 | 97.2915 | 209756 | 3.3643 | 11.4788 | 0 | 127983 | 127.983 | 25707.6 | -106402 | 96.7601 | 181994 | 3.1738 | 10.8289 | 0 | 86836.2 | 86.8362 | 25085.4 | -60797.3 | 96.9515 | 168610 | 3.2828 | 11.201 | 0 | 100221 | 100.221 | 24252.1 | -77308.9 | 45.2303 | 44.6989 | 44.8903
[20 empty] | 2936 | 2020-05-03 07:00 | 2936 | 5 | 3 | 8 | 111332.438 | 111.3324 | 129.933 | 236327 | 2.6335 | 8.9854 | 0 | 154554 | 154.554 | 20123.3 | -110233 | 128.686 | 208386 | 2.3757 | 8.106 | 0 | 111429 | 111.429 | 18349 | -77120.9 | 129.04 | 193203 | 2.4013 | 8.1931 | 0 | 126612 | 126.612 | 18154 | -90110.5 | 18.6006 | 17.3536 | 17.7076
[20 empty] | 2937 | 2020-05-03 08:00 | 2937 | 5 | 3 | 9 | 124563.413 | 124.5634 | 141.252 | 177564 | 9.4151 | 32.1243 | 0 | 120795 | 120.795 | 71944.5 | -73553.7 | 142.19 | 159452 | 9.8027 | 33.4468 | 0 | 92757.3 | 92.7573 | 74885.7 | -50332 | 142.149 | 149527 | 9.8 | 33.4376 | 0 | 102682 | 102.682 | 74906.4 | -58517.9 | 16.6886 | 17.6266 | 17.5856
[20 empty] | 2938 | 2020-05-03 09:00 | 2938 | 5 | 3 | 10 | 187362.106 | 187.3621 | 145.885 | 155110 | 12.6439 | 43.141 | 0 | 98413.8 | 98.4138 | 96617.1 | -58129.9 | 146.009 | 139016 | 12.7899 | 43.6391 | 0 | 75195.1 | 75.1951 | 101692 | -39355.6 | 147.145 | 131891 | 13.308 | 45.4069 | 0 | 82319.7 | 82.3197 | 97732.6 | -45970.7 | -41.4771 | -41.3531 | -40.2171
[20 empty] | 2939 | 2020-05-03 10:00 | 2939 | 5 | 3 | 11 | 188693.974 | 188.694 | 123.841 | 213745 | 9.8541 | 33.6221 | 0 | 87085.8 | 87.0858 | 75298.9 | -50423.2 | 123.704 | 198851 | 9.8791 | 33.7076 | 0 | 65506.4 | 65.5064 | 80039.9 | -32017.1 | 125.038 | 192165 | 10.4745 | 35.739 | 0 | 72192.5 | 72.1925 | 75490.5 | -38662.5 | -64.853 | -64.99 | -63.656
[20 empty] | 2940 | 2020-05-03 11:00 | 2940 | 5 | 3 | 12 | 243593.18 | 243.5932 | 157.65 | 198097 | 20.0274 | 68.3335 | 0 | 71438.4 | 71.4384 | 153037 | -35190.5 | 159.399 | 188410 | 21.2368 | 72.46 | 0 | 56337.2 | 56.3372 | 173767 | -24043.1 | 161.842 | 182996 | 22.7401 | 77.5892 | 0 | 61750.8 | 61.7508 | 162279 | -29228 | -85.9432 | -84.1942 | -81.7512
[20 empty] | 2941 | 2020-05-03 12:00 | 2941 | 5 | 3 | 13 | 223830.711 | 223.8307 | 109.701 | 150662 | 20.1083 | 68.6095 | 0 | 60786.3 | 60.7863 | 153656 | -28189.9 | 111.716 | 142457 | 21.4749 | 73.2724 | 0 | 47366.3 | 47.3663 | 175366 | -16509.5 | 114.093 | 137242 | 22.9495 | 78.3037 | 0 | 52581.3 | 52.5813 | 164099 | -21960.9 | -114.1297 | -112.1147 | -109.7377
[20 empty] | 2942 | 2020-05-03 13:00 | 2942 | 5 | 3 | 14 | 165375.082 | 165.3751 | 102.09 | 111206 | 18.5928 | 63.4386 | 0 | 54729.7 | 54.7297 | 142075 | -23649.2 | 104.213 | 102845 | 20.0266 | 68.3308 | 0 | 43185.5 | 43.1855 | 155069 | -14286.7 | 104.464 | 99661.4 | 20.2932 | 69.2404 | 0 | 46369.3 | 46.3693 | 153031 | -17333.1 | -63.2851 | -61.1621 | -60.9111
[20 empty] | 2943 | 2020-05-03 14:00 | 2943 | 5 | 3 | 15 | 164427.895 | 164.4279 | 81.9405 | 113879 | 13.2096 | 45.0712 | 0 | 57256.4 | 57.2564 | 100940 | -28060.3 | 83.0415 | 103851 | 13.8882 | 47.3865 | 0 | 42377.3 | 42.3773 | 107635 | -14115.6 | 83.2966 | 98999.9 | 14.0858 | 48.0607 | 0 | 47227.9 | 47.2279 | 106125 | -19873.3 | -82.4874 | -81.3864 | -81.1313
[20 empty] | 2944 | 2020-05-03 15:00 | 2944 | 5 | 3 | 16 | 121333.222 | 121.3332 | 77.7467 | 88062.6 | 11.0058 | 37.5518 | 0 | 56218.4 | 56.2184 | 84099.8 | -25389.5 | 78.4402 | 77410.8 | 11.4262 | 38.9862 | 0 | 41673.6 | 41.6736 | 89513 | -13371.3 | 78.9678 | 73517.8 | 11.7142 | 39.9689 | 0 | 45566.6 | 45.5666 | 87312 | -17122.8 | -43.5865 | -42.893 | -42.3654
[20 empty] | 2945 | 2020-05-03 16:00 | 2945 | 5 | 3 | 17 | 73995.846 | 73.9958 | 14.6733 | 31844.2 | 0 | 0 | 0 | 0 | 0 | 0 | 0 | 14.6733 | 31844.2 | 0 | 0 | 0 | 0 | 0 | 0 | 0 | 14.6733 | 31844.2 | 0 | 0 | 0 | 0 | 0 | 0 | 0 | -59.3225 | -59.3225 | -59.3225
[20 empty] | 2946 | 2020-05-03 17:00 | 2946 | 5 | 3 | 18 | 11804.978 | 11.805 | 13.7561 | 31990.9 | 0 | 0 | 0 | 0 | 0 | 0 | 0 | 13.7561 | 31990.9 | 0 | 0 | 0 | 0 | 0 | 0 | 0 | 13.7561 | 31990.9 | 0 | 0 | 0 | 0 | 0 | 0 | 0 | 1.9511 | 1.9511 | 1.9511
[20 empty] | 2947 | 2020-05-03 18:00 | 2947 | 5 | 3 | 19 | 0 | 0 | 10.3718 | 32064.2 | 0 | 0 | 0 | 0 | 0 | 0 | 0 | 10.3718 | 32064.2 | 0 | 0 | 0 | 0 | 0 | 0 | 0 | 10.3718 | 32064.2 | 0 | 0 | 0 | 0 | 0 | 0 | 0 | 10.3718 | 10.3718 | 10.3718
[20 empty] | 2948 | 2020-05-03 19:00 | 2948 | 5 | 3 | 20 | 0 | 0 | 8.8603 | 9702.36 | 0 | 0 | 0 | 0 | 0 | 0 | 0 | 8.8603 | 9702.36 | 0 | 0 | 0 | 0 | 0 | 0 | 0 | 8.8603 | 9702.36 | 0 | 0 | 0 | 0 | 0 | 0 | 0 | 8.8603 | 8.8603 | 8.8603
[20 empty] | 2949 | 2020-05-03 20:00 | 2949 | 5 | 3 | 21 | 0 | 0 | 23.3503 | 9702.36 | 11.433 | 39.0094 | 0 | 0 | 0 | 87271 | 0 | 23.3503 | 9702.36 | 11.433 | 39.0094 | 0 | 0 | 0 | 87270.5 | 0 | 23.3503 | 9702.36 | 11.4329 | 39.0091 | 0 | 0 | 0 | 87271.1 | 0 | 23.3503 | 23.3503 | 23.3503
[20 empty] | 2950 | 2020-05-03 21:00 | 2950 | 5 | 3 | 22 | 0 | 0 | 7.3488 | 9702.36 | 0 | 0 | 0 | 0 | 0 | 0 | 0 | 7.3488 | 9702.36 | 0 | 0 | 0 | 0 | 0 | 0 | 0 | 7.3488 | 9702.36 | 0 | 0 | 0 | 0 | 0 | 0 | 0 | 7.3488 | 7.3488 | 7.3488
[20 empty] | 2951 | 2020-05-03 22:00 | 2951 | 5 | 3 | 23 | 0 | 0 | 7.3488 | 9702.36 | 0 | 0 | 0 | 0 | 0 | 0 | 0 | 7.3488 | 9702.36 | 0 | 0 | 0 | 0 | 0 | 0 | 0 | 7.3488 | 9702.36 | 0 | 0 | 0 | 0 | 0 | 0 | 0 | 7.3488 | 7.3488 | 7.3488
[20 empty] | 2952 | 2020-05-03 23:00 | 2952 | 5 | 3 | 24 | 0 | 0 | 7.3488 | 9849.01 | 0 | 0 | 0 | 0 | 0 | 0 | 0 | 7.3488 | 9849.01 | 0 | 0 | 0 | 0 | 0 | 0 | 0 | 7.3488 | 9849.01 | 0 | 0 | 0 | 0 | 0 | 0 | 0 | 7.3488 | 7.3488 | 7.3488
[20 empty] | 2953 | 2020-05-04 | 2953 | 5 | 4 | 1 | 0 | 0 | 7.3488 | 9849.01 | 0 | 0 | 0 | 0 | 0 | 0 | 0 | 7.3488 | 9849.01 | 0 | 0 | 0 | 0 | 0 | 0 | 0 | 7.3488 | 9849.01 | 0 | 0 | 0 | 0 | 0 | 0 | 0 | 7.3488 | 7.3488 | 7.3488
[20 empty] | 2954 | 2020-05-04 01:00 | 2954 | 5 | 4 | 2 | 0 | 0 | 23.0722 | 9849.01 | 11.1549 | 38.0605 | 0 | 0 | 0 | 85113.6 | 0 | 23.0722 | 9849.01 | 11.1549 | 38.0605 | 0 | 0 | 0 | 85113.2 | 0 | 23.0722 | 9849.01 | 11.1548 | 38.0602 | 0 | 0 | 0 | 85113.8 | 0 | 23.0722 | 23.0722 | 23.0722
[20 empty] | 2955 | 2020-05-04 02:00 | 2955 | 5 | 4 | 3 | 0 | 0 | 7.3488 | 9849.01 | 0 | 0 | 0 | 0 | 0 | 0 | 0 | 7.3488 | 9849.01 | 0 | 0 | 0 | 0 | 0 | 0 | 0 | 7.3488 | 9849.01 | 0 | 0 | 0 | 0 | 0 | 0 | 0 | 7.3488 | 7.3488 | 7.3488
[20 empty] | 2956 | 2020-05-04 03:00 | 2956 | 5 | 4 | 4 | 0 | 0 | 9.7718 | 148246 | 0.78062 | 2.6635 | 0 | 138251 | 138.251 | 5963.31 | -19406.8 | 9.7409 | 141676 | 0.78062 | 2.6635 | 0 | 135504 | 135.504 | 5963.32 | -19406.1 | 9.7991 | 145499 | 0.78062 | 2.6635 | 0 | 131680 | 131.68 | 5963.31 | -19406.3 | 9.7718 | 9.7409 | 9.7991
[20 empty] | 2957 | 2020-05-04 04:00 | 2957 | 5 | 4 | 5 | 0 | 0 | 10.1313 | 54355.9 | 0 | 0 | 0 | 44360.2 | 44.3602 | 0 | -14794.7 | 10.1004 | 53381.3 | 0 | 0 | 0 | 44488.7 | 44.4887 | 0 | -14794.6 | 10.1587 | 54484.3 | 0 | 0 | 0 | 43385.6 | 43.3856 | 0 | -14794.7 | 10.1313 | 10.1004 | 10.1587
[20 empty] | 2958 | 2020-05-04 05:00 | 2958 | 5 | 4 | 6 | 9439.629 | 9.4396 | 12.2796 | 74039.9 | 0 | 0 | 0 | 41975.7 | 41.9757 | 0 | -13633.1 | 12.2487 | 73065.3 | 0 | 0 | 0 | 42104 | 42.104 | 0 | -13632.9 | 12.3069 | 74168.3 | 0 | 0 | 0 | 41001 | 41.001 | 0 | -13633 | 2.84 | 2.8091 | 2.8673
[20 empty] | 2959 | 2020-05-04 06:00 | 2959 | 5 | 4 | 7 | 44862.096 | 44.8621 | 108.122 | 134444 | 15.3385 | 52.335 | 0 | 53038 | 53.038 | 117208 | -26632.4 | 109.138 | 127552 | 16.1747 | 55.1881 | 0 | 42929.4 | 42.9294 | 128013 | -14965.5 | 109.789 | 124336 | 16.7525 | 57.1595 | 0 | 46145.3 | 46.1453 | 123597 | -19888 | 63.2599 | 64.2759 | 64.9269
[20 empty] | 2960 | 2020-05-04 07:00 | 2960 | 5 | 4 | 8 | 137579.56 | 137.5796 | 141.05 | 150730 | 14.9901 | 51.1462 | 0 | 69323.3 | 69.3233 | 114545 | -40806.5 | 142.179 | 140981 | 15.908 | 54.2781 | 0 | 54182.6 | 54.1826 | 128013 | -27341.3 | 143.373 | 135589 | 16.7526 | 57.1599 | 0 | 59574.5 | 59.5745 | 121559 | -33082.6 | 3.4704 | 4.5994 | 5.7934
[20 empty] | 2961 | 2020-05-04 08:00 | 2961 | 5 | 4 | 9 | 195582.306 | 195.5823 | 134.094 | 125004 | 2.0751 | 7.0804 | 0 | 67794.6 | 67.7946 | 15857 | -34282.3 | 134.462 | 116160 | 2.0745 | 7.0783 | 0 | 53922.5 | 53.9225 | 15411.3 | -22867.9 | 134.833 | 111132 | 2.0168 | 6.8814 | 0 | 58950.8 | 58.9508 | 15852.3 | -27919.7 | -61.4883 | -61.1203 | -60.7493
[20 empty] | 2962 | 2020-05-04 09:00 | 2962 | 5 | 4 | 10 | 239123.495 | 239.1235 | 134.005 | 123123 | 0.55257 | 1.8854 | 0 | 65767.2 | 65.7672 | 4222.41 | -34172.9 | 134.408 | 115266 | 0.55134 | 1.8812 | 0 | 53203.9 | 53.2039 | 3888.82 | -23559 | 134.798 | 110560 | 0.50891 | 1.7364 | 0 | 57910.2 | 57.9102 | 4213.01 | -28475.5 | -105.1185 | -104.7155 | -104.3255
[20 empty] | 2963 | 2020-05-04 10:00 | 2963 | 5 | 4 | 11 | 268076.879 | 268.0769 | 114.663 | 192434 | 0.32203 | 1.0988 | 0 | 65775.3 | 65.7753 | 2460.73 | -34218.9 | 114.89 | 184170 | 0.29602 | 1.01 | 0 | 52452.1 | 52.4521 | 1938.1 | -22469.2 | 115.214 | 179111 | 0.25363 | 0.86539 | 0 | 57511.6 | 57.5116 | 2262.04 | -27833.7 | -153.4139 | -153.1869 | -152.8629
[20 empty] | 2964 | 2020-05-04 11:00 | 2964 | 5 | 4 | 12 | 278053.17 | 278.0532 | 138.569 | 182140 | 0.25978 | 0.88638 | 0 | 55481.6 | 55.4816 | 1985.1 | -22472 | 138.944 | 175606 | 0.22246 | 0.75905 | 0 | 45796.3 | 45.7963 | 1639.82 | -15251.3 | 139.547 | 172455 | 0.2146 | 0.7322 | 0 | 48947.2 | 48.9472 | 1699.93 | -18289.6 | -139.4842 | -139.1092 | -138.5062
[20 empty] | 2965 | 2020-05-04 12:00 | 2965 | 5 | 4 | 13 | 271340.979 | 271.341 | 90.6462 | 147756 | 0.25463 | 0.86879 | 0 | 55535 | 55.535 | 1945.72 | -26495.7 | 90.8452 | 141400 | 0.2171 | 0.74076 | 0 | 45523.5 | 45.5235 | 1581.61 | -17375.3 | 91.3504 | 137745 | 0.20698 | 0.70621 | 0 | 49178.9 | 49.1789 | 1658.97 | -21773.3 | -180.6948 | -180.4958 | -179.9906
[20 empty] | 2966 | 2020-05-04 13:00 | 2966 | 5 | 4 | 14 | 250741.639 | 250.7416 | 85.0779 | 119257 | 0.31595 | 1.078 | 0 | 61827.2 | 61.8272 | 2414.32 | -32309.4 | 85.1713 | 111682 | 0.2674 | 0.91237 | 0 | 50265.2 | 50.2652 | 2125.14 | -22063.2 | 85.926 | 107695 | 0.27811 | 0.94891 | 0 | 54252.4 | 54.2524 | 2043.31 | -26380.7 | -165.6637 | -165.5703 | -164.8156
[20 empty] | 2967 | 2020-05-04 14:00 | 2967 | 5 | 4 | 15 | 190257.935 | 190.2579 | 70 | 133783 | 0.31167 | 1.0634 | 0 | 76353.5 | 76.3535 | 2381.63 | -46903.3 | 70.392 | 124885 | 0.30745 | 1.049 | 0 | 62394.9 | 62.3949 | 2350.1 | -34306 | 70.9768 | 119824 | 0.30755 | 1.0494 | 0 | 67455.3 | 67.4553 | 2349.32 | -39873.7 | -120.2579 | -119.8659 | -119.2811
[20 empty] | 2968 | 2020-05-04 15:00 | 2968 | 5 | 4 | 16 | 147532.994 | 147.533 | 68.4763 | 123660 | 0.35751 | 1.2198 | 0 | 90935.9 | 90.9359 | 2731.85 | -58598.8 | 68.7094 | 115251 | 0.33159 | 1.1314 | 0 | 77490.3 | 77.4903 | 2467.37 | -47379.2 | 69.1942 | 110215 | 0.32289 | 1.1017 | 0 | 82526.4 | 82.5264 | 2533.81 | -52497.5 | -79.0567 | -78.8236 | -78.3388
[20 empty] | 2969 | 2020-05-04 16:00 | 2969 | 5 | 4 | 17 | 114288.392 | 114.2884 | 14.6733 | 32724.3 | 0 | 0 | 0 | 0 | 0 | 0 | 0 | 14.6733 | 32724.3 | 0 | 0 | 0 | 0 | 0 | 0 | 0 | 14.6733 | 32724.3 | 0 | 0 | 0 | 0 | 0 | 0 | 0 | -99.6151 | -99.6151 | -99.6151
[20 empty] | 2970 | 2020-05-04 17:00 | 2970 | 5 | 4 | 18 | 45665.717 | 45.6657 | 13.7561 | 32724.3 | 0 | 0 | 0 | 0 | 0 | 0 | 0 | 13.7561 | 32724.3 | 0 | 0 | 0 | 0 | 0 | 0 | 0 | 13.7561 | 32724.3 | 0 | 0 | 0 | 0 | 0 | 0 | 0 | -31.9096 | -31.9096 | -31.9096
[20 empty] | 2971 | 2020-05-04 18:00 | 2971 | 5 | 4 | 19 | 1548.653 | 1.5487 | 10.3718 | 32651 | 0 | 0 | 0 | 0 | 0 | 0 | 0 | 10.3718 | 32651 | 0 | 0 | 0 | 0 | 0 | 0 | 0 | 10.3718 | 32651 | 0 | 0 | 0 | 0 | 0 | 0 | 0 | 8.8231 | 8.8231 | 8.8231
[20 empty] | 2972 | 2020-05-04 19:00 | 2972 | 5 | 4 | 20 | 0 | 0 | 8.8603 | 10289 | 0 | 0 | 0 | 0 | 0 | 0 | 0 | 8.8603 | 10289 | 0 | 0 | 0 | 0 | 0 | 0 | 0 | 8.8603 | 10289 | 0 | 0 | 0 | 0 | 0 | 0 | 0 | 8.8603 | 8.8603 | 8.8603
[20 empty] | 2973 | 2020-05-04 20:00 | 2973 | 5 | 4 | 21 | 0 | 0 | 7.3488 | 10289 | 0 | 0 | 0 | 0 | 0 | 0 | 0 | 7.3488 | 10289 | 0 | 0 | 0 | 0 | 0 | 0 | 0 | 7.3488 | 10289 | 0 | 0 | 0 | 0 | 0 | 0 | 0 | 7.3488 | 7.3488 | 7.3488
[20 empty] | 2974 | 2020-05-04 21:00 | 2974 | 5 | 4 | 22 | 0 | 0 | 7.3488 | 10289 | 0 | 0 | 0 | 0 | 0 | 0 | 0 | 7.3488 | 10289 | 0 | 0 | 0 | 0 | 0 | 0 | 0 | 7.3488 | 10289 | 0 | 0 | 0 | 0 | 0 | 0 | 0 | 7.3488 | 7.3488 | 7.3488
[20 empty] | 2975 | 2020-05-04 22:00 | 2975 | 5 | 4 | 23 | 0 | 0 | 7.3488 | 10289 | 0 | 0 | 0 | 0 | 0 | 0 | 0 | 7.3488 | 10289 | 0 | 0 | 0 | 0 | 0 | 0 | 0 | 7.3488 | 10289 | 0 | 0 | 0 | 0 | 0 | 0 | 0 | 7.3488 | 7.3488 | 7.3488
[20 empty] | 2976 | 2020-05-04 23:00 | 2976 | 5 | 4 | 24 | 0 | 0 | 7.3488 | 10435.6 | 0 | 0 | 0 | 0 | 0 | 0 | 0 | 7.3488 | 10435.6 | 0 | 0 | 0 | 0 | 0 | 0 | 0 | 7.3488 | 10435.6 | 0 | 0 | 0 | 0 | 0 | 0 | 0 | 7.3488 | 7.3488 | 7.3488
[20 empty] | 2977 | 2020-05-05 | 2977 | 5 | 5 | 1 | 0 | 0 | 7.3488 | 10435.6 | 0 | 0 | 0 | 0 | 0 | 0 | 0 | 7.3488 | 10435.6 | 0 | 0 | 0 | 0 | 0 | 0 | 0 | 7.3488 | 10435.6 | 0 | 0 | 0 | 0 | 0 | 0 | 0 | 7.3488 | 7.3488 | 7.3488
[20 empty] | 2978 | 2020-05-05 01:00 | 2978 | 5 | 5 | 2 | 0 | 0 | 23.3001 | 10435.6 | 11.3828 | 38.8381 | 0 | 0 | 0 | 86957.3 | 0 | 23.3001 | 10435.6 | 11.3828 | 38.8381 | 0 | 0 | 0 | 86956.5 | 0 | 23.3 | 10435.6 | 11.3827 | 38.8378 | 0 | 0 | 0 | 86957.2 | 0 | 23.3001 | 23.3001 | 23.3
[20 empty] | 2979 | 2020-05-05 02:00 | 2979 | 5 | 5 | 3 | 0 | 0 | 7.3488 | 10582.3 | 0 | 0 | 0 | 0 | 0 | 0 | 0 | 7.3488 | 10582.3 | 0 | 0 | 0 | 0 | 0 | 0 | 0 | 7.3488 | 10582.3 | 0 | 0 | 0 | 0 | 0 | 0 | 0 | 7.3488 | 7.3488 | 7.3488
[20 empty] | 2980 | 2020-05-05 03:00 | 2980 | 5 | 5 | 4 | 0 | 0 | 9.7056 | 166089 | 0.7144 | 2.4375 | 0 | 155580 | 155.58 | 5459.07 | -22463.4 | 9.6747 | 160044 | 0.7144 | 2.4375 | 0 | 153175 | 153.175 | 5459.06 | -22463.2 | 9.7329 | 163684 | 0.7144 | 2.4375 | 0 | 149535 | 149.535 | 5459.06 | -22463.3 | 9.7056 | 9.6747 | 9.7329
[20 empty] | 2981 | 2020-05-05 04:00 | 2981 | 5 | 5 | 5 | 0 | 0 | 10.1313 | 58316.3 | 0 | 0 | 0 | 47807.4 | 47.8074 | 0 | -17692.1 | 10.1004 | 57342.2 | 0 | 0 | 0 | 47936.4 | 47.9364 | 0 | -17692.4 | 10.1587 | 58445.4 | 0 | 0 | 0 | 46833.3 | 46.8333 | 0 | -17692.4 | 10.1313 | 10.1004 | 10.1587
[20 empty] | 2982 | 2020-05-05 05:00 | 2982 | 5 | 5 | 6 | 8872.068 | 8.8721 | 12.2796 | 73599.8 | 0 | 0 | 0 | 40875.5 | 40.8755 | 0 | -16891 | 12.2487 | 72742.5 | 0 | 0 | 0 | 40900.5 | 40.9005 | 0 | -16891.2 | 12.3069 | 73624.9 | 0 | 0 | 0 | 40018.2 | 40.0182 | 0 | -16891.2 | 3.4075 | 3.3766 | 3.4348
[20 empty] | 2983 | 2020-05-05 06:00 | 2983 | 5 | 5 | 7 | 28254.925 | 28.2549 | 94.3998 | 248933 | 0.45751 | 1.561 | 0 | 166573 | 166.573 | 3496.01 | -142070 | 95.1151 | 252524 | 0.5249 | 1.7909 | 0 | 177108 | 177.108 | 5230.24 | -151475 | 96.0964 | 259468 | 0.68446 | 2.3354 | 0 | 170164 | 170.164 | 4010.95 | -145328 | 66.1449 | 66.8602 | 67.8415
[20 empty] | 2984 | 2020-05-05 07:00 | 2984 | 5 | 5 | 8 | 78392.952 | 78.393 | 129.378 | 272180 | 0.74273 | 2.5342 | 0 | 189819 | 189.819 | 5675.51 | -139767 | 130.037 | 269011 | 0.79275 | 2.7049 | 0 | 188707 | 188.707 | 6721.56 | -138767 | 131.116 | 271067 | 0.87962 | 3.0013 | 0 | 186650 | 186.65 | 6057.72 | -137950 | 50.985 | 51.644 | 52.723
[20 empty] | 2985 | 2020-05-05 08:00 | 2985 | 5 | 5 | 9 | 167349.315 | 167.3493 | 135.856 | 174164 | 2.7343 | 9.3293 | 0 | 117101 | 117.101 | 20893.7 | -69794 | 136.454 | 167013 | 2.7655 | 9.4359 | 0 | 108351 | 108.351 | 21198.2 | -58905.8 | 137.231 | 165414 | 2.7741 | 9.4653 | 0 | 109950 | 109.95 | 21132.2 | -63569.2 | -31.4933 | -30.8953 | -30.1183
[20 empty] | 2986 | 2020-05-05 09:00 | 2986 | 5 | 5 | 10 | 206709.281 | 206.7093 | 136.447 | 150123 | 2.0901 | 7.1316 | 0 | 93060.5 | 93.0605 | 15971.7 | -53297.7 | 136.88 | 141086 | 2.0845 | 7.1123 | 0 | 80242.8 | 80.2428 | 15056.5 | -42215.9 | 136.845 | 137306 | 1.9704 | 6.7229 | 0 | 84022.9 | 84.0229 | 15928.5 | -46207.9 | -70.2623 | -69.8293 | -69.8643
[20 empty] | 2987 | 2020-05-05 10:00 | 2987 | 5 | 5 | 11 | 224658.743 | 224.6587 | 115.928 | 210534 | 0.37767 | 1.2886 | 0 | 83874.9 | 83.8749 | 2885.9 | -48394.2 | 115.991 | 201014 | 0.35816 | 1.222 | 0 | 69941.6 | 69.9416 | 1970.48 | -36106.8 | 115.882 | 196601 | 0.25787 | 0.87985 | 0 | 74354.7 | 74.3547 | 2736.85 | -41046.8 | -108.7307 | -108.6677 | -108.7767
[20 empty] | 2988 | 2020-05-05 11:00 | 2988 | 5 | 5 | 12 | 251412.594 | 251.4126 | 149.408 | 188714 | 9.9982 | 34.1137 | 0 | 62055.2 | 62.0552 | 76399.9 | -25181.3 | 149.827 | 182543 | 10.3772 | 35.407 | 0 | 52535 | 52.535 | 83813.7 | -18329.6 | 151.027 | 179194 | 10.9684 | 37.4242 | 0 | 55883.9 | 55.8839 | 79296.3 | -21736.9 | -102.0046 | -101.5856 | -100.3856
[20 empty] | 2989 | 2020-05-05 12:00 | 2989 | 5 | 5 | 13 | 246807.79 | 246.8078 | 102.65 | 139787 | 11.7544 | 40.106 | 0 | 49355.5 | 49.3555 | 89819.7 | -18539.5 | 103.884 | 133959 | 12.464 | 42.5272 | 0 | 42074.3 | 42.0743 | 94462.5 | -12406.1 | 103.336 | 132506 | 12.3619 | 42.1788 | 0 | 43527.4 | 43.5274 | 95242.7 | -14169.8 | -144.1578 | -142.9238 | -143.4718
[20 empty] | 2990 | 2020-05-05 13:00 | 2990 | 5 | 5 | 14 | 230375.969 | 230.376 | 95.0839 | 100019 | 10.7424 | 36.6531 | 0 | 43470.1 | 43.4701 | 82087 | -14072.9 | 94.5435 | 95564.5 | 10.6862 | 36.4613 | 0 | 38615 | 38.615 | 86618.8 | -10462.3 | 95.7816 | 95164.2 | 11.3355 | 38.6767 | 0 | 39015.3 | 39.0153 | 81657.4 | -11580.6 | -135.2921 | -135.8325 | -134.5944
[20 empty] | 2991 | 2020-05-05 14:00 | 2991 | 5 | 5 | 15 | 199216.281 | 199.2163 | 83.7015 | 100708 | 14.344 | 48.9417 | 0 | 44305.3 | 44.3053 | 109608 | -16531.6 | 82.6959 | 94139 | 14.0546 | 47.9543 | 0 | 37080.6 | 37.0806 | 113995 | -9369.39 | 84.1913 | 93483.1 | 14.9181 | 50.9006 | 0 | 37736.4 | 37.7364 | 107397 | -10996.9 | -115.5148 | -116.5204 | -115.025
[20 empty] | 2992 | 2020-05-05 15:00 | 2992 | 5 | 5 | 16 | 144128.576 | 144.1286 | 81.3461 | 73799.6 | 14.2334 | 48.5644 | 0 | 42248.7 | 42.2487 | 108763 | -13358.4 | 80.3935 | 67959.9 | 13.9582 | 47.6254 | 0 | 36092.9 | 36.0929 | 112419 | -8612.57 | 81.6714 | 67643.8 | 14.7119 | 50.197 | 0 | 36409.1 | 36.4091 | 106660 | -9681.04 | -62.7825 | -63.7351 | -62.4572
[20 empty] | 2993 | 2020-05-05 16:00 | 2993 | 5 | 5 | 17 | 109225.469 | 109.2255 | 14.6733 | 31550.8 | 0 | 0 | 0 | 0 | 0 | 0 | 0 | 14.6733 | 31550.8 | 0 | 0 | 0 | 0 | 0 | 0 | 0 | 14.6733 | 31550.8 | 0 | 0 | 0 | 0 | 0 | 0 | 0 | -94.5522 | -94.5522 | -94.5522
[20 empty] | 2994 | 2020-05-05 17:00 | 2994 | 5 | 5 | 18 | 44686.35 | 44.6863 | 13.7561 | 31770.9 | 0 | 0 | 0 | 0 | 0 | 0 | 0 | 13.7561 | 31770.9 | 0 | 0 | 0 | 0 | 0 | 0 | 0 | 13.7561 | 31770.9 | 0 | 0 | 0 | 0 | 0 | 0 | 0 | -30.9302 | -30.9302 | -30.9302
[20 empty] | 2995 | 2020-05-05 18:00 | 2995 | 5 | 5 | 19 | 2136.544 | 2.1365 | 10.3718 | 31844.2 | 0 | 0 | 0 | 0 | 0 | 0 | 0 | 10.3718 | 31844.2 | 0 | 0 | 0 | 0 | 0 | 0 | 0 | 10.3718 | 31844.2 | 0 | 0 | 0 | 0 | 0 | 0 | 0 | 8.2353 | 8.2353 | 8.2353
[20 empty] | 2996 | 2020-05-05 19:00 | 2996 | 5 | 5 | 20 | 0 | 0 | 8.8603 | 9482.38 | 0 | 0 | 0 | 0 | 0 | 0 | 0 | 8.8603 | 9482.38 | 0 | 0 | 0 | 0 | 0 | 0 | 0 | 8.8603 | 9482.38 | 0 | 0 | 0 | 0 | 0 | 0 | 0 | 8.8603 | 8.8603 | 8.8603
[20 empty] | 2997 | 2020-05-05 20:00 | 2997 | 5 | 5 | 21 | 0 | 0 | 7.3488 | 9849.01 | 0 | 0 | 0 | 0 | 0 | 0 | 0 | 7.3488 | 9849.01 | 0 | 0 | 0 | 0 | 0 | 0 | 0 | 7.3488 | 9849.01 | 0 | 0 | 0 | 0 | 0 | 0 | 0 | 7.3488 | 7.3488 | 7.3488
[20 empty] | 2998 | 2020-05-05 21:00 | 2998 | 5 | 5 | 22 | 0 | 0 | 7.3488 | 9922.34 | 0 | 0 | 0 | 0 | 0 | 0 | 0 | 7.3488 | 9922.34 | 0 | 0 | 0 | 0 | 0 | 0 | 0 | 7.3488 | 9922.34 | 0 | 0 | 0 | 0 | 0 | 0 | 0 | 7.3488 | 7.3488 | 7.3488
[20 empty] | 2999 | 2020-05-05 22:00 | 2999 | 5 | 5 | 23 | 0 | 0 | 7.3488 | 9922.34 | 0 | 0 | 0 | 0 | 0 | 0 | 0 | 7.3488 | 9922.34 | 0 | 0 | 0 | 0 | 0 | 0 | 0 | 7.3488 | 9922.34 | 0 | 0 | 0 | 0 | 0 | 0 | 0 | 7.3488 | 7.3488 | 7.3488
[20 empty] | 3000 | 2020-05-05 23:00 | 3000 | 5 | 5 | 24 | 0 | 0 | 23.7048 | 10435.6 | 11.7874 | 40.2186 | 0 | 0 | 0 | 90072.6 | 0 | 23.7048 | 10435.6 | 11.7875 | 40.2189 | 0 | 0 | 0 | 90072.6 | 0 | 23.7048 | 10435.6 | 11.7874 | 40.2186 | 0 | 0 | 0 | 90073.1 | 0 | 23.7048 | 23.7048 | 23.7048
[20 empty] | 3001 | 2020-05-06 | 3001 | 5 | 6 | 1 | 0 | 0 | 7.3488 | 10435.6 | 0 | 0 | 0 | 0 | 0 | 0 | 0 | 7.3488 | 10435.6 | 0 | 0 | 0 | 0 | 0 | 0 | 0 | 7.3488 | 10435.6 | 0 | 0 | 0 | 0 | 0 | 0 | 0 | 7.3488 | 7.3488 | 7.3488
[20 empty] | 3002 | 2020-05-06 01:00 | 3002 | 5 | 6 | 2 | 0 | 0 | 7.3488 | 10435.6 | 0 | 0 | 0 | 0 | 0 | 0 | 0 | 7.3488 | 10435.6 | 0 | 0 | 0 | 0 | 0 | 0 | 0 | 7.3488 | 10435.6 | 0 | 0 | 0 | 0 | 0 | 0 | 0 | 7.3488 | 7.3488 | 7.3488
[20 empty] | 3003 | 2020-05-06 02:00 | 3003 | 5 | 6 | 3 | 0 | 0 | 7.3488 | 10435.6 | 0 | 0 | 0 | 0 | 0 | 0 | 0 | 7.3488 | 10435.6 | 0 | 0 | 0 | 0 | 0 | 0 | 0 | 7.3488 | 10435.6 | 0 | 0 | 0 | 0 | 0 | 0 | 0 | 7.3488 | 7.3488 | 7.3488
[20 empty] | 3004 | 2020-05-06 03:00 | 3004 | 5 | 6 | 4 | 0 | 0 | 9.759 | 142689 | 0.76786 | 2.6199 | 0 | 132327 | 132.327 | 5867.56 | -16715 | 9.7281 | 137478 | 0.76786 | 2.6199 | 0 | 131733 | 131.733 | 5867.55 | -16714.7 | 9.7864 | 142096 | 0.76786 | 2.6199 | 0 | 127116 | 127.116 | 5867.54 | -16714.9 | 9.759 | 9.7281 | 9.7864
[20 empty] | 3005 | 2020-05-06 04:00 | 3005 | 5 | 6 | 5 | 0 | 0 | 10.1313 | 52171.4 | 0 | 0 | 0 | 41809.1 | 41.8091 | 0 | -12795.4 | 10.1004 | 51197.2 | 0 | 0 | 0 | 41937.9 | 41.9379 | 0 | -12795.6 | 10.1587 | 52300.2 | 0 | 0 | 0 | 40834.9 | 40.8349 | 0 | -12795.7 | 10.1313 | 10.1004 | 10.1587
[20 empty] | 3006 | 2020-05-06 05:00 | 3006 | 5 | 6 | 6 | 10910.138 | 10.9101 | 28.257 | 72971.6 | 11.4089 | 38.9272 | 0 | 40320.6 | 40.3206 | 87180 | -12421.5 | 28.2261 | 71997.3 | 11.4089 | 38.9272 | 0 | 40449.4 | 40.4494 | 87179.7 | -12421.5 | 28.2843 | 73100.4 | 11.4089 | 38.9272 | 0 | 39346.3 | 39.3463 | 87180.3 | -12421.6 | 17.3469 | 17.316 | 17.3742
[20 empty] | 3007 | 2020-05-06 06:00 | 3007 | 5 | 6 | 7 | 65234.815 | 65.2348 | 91.2878 | 144826 | 0.1645 | 0.56127 | 0 | 62685.8 | 62.6858 | 1257.01 | -38036.5 | 91.3568 | 137607 | 0.12048 | 0.41107 | 0 | 52134.8 | 52.1348 | 788.488 | -25865.8 | 91.7512 | 134275 | 0.10319 | 0.35207 | 0 | 55466.3 | 55.4663 | 920.614 | -30919.9 | 26.053 | 26.122 | 26.5164
[20 empty] | 3008 | 2020-05-06 07:00 | 3008 | 5 | 6 | 8 | 132858.151 | 132.8582 | 127.139 | 164248 | 0.3381 | 1.1536 | 0 | 82107.6 | 82.1076 | 2583.53 | -51528.9 | 127.158 | 154808 | 0.30904 | 1.0545 | 0 | 67811.7 | 67.8117 | 1741.33 | -39196.4 | 127.224 | 149952 | 0.22788 | 0.77753 | 0 | 72667.8 | 72.6678 | 2361.53 | -44282.8 | -5.7192 | -5.7002 | -5.6342
[20 empty] | 3009 | 2020-05-06 08:00 | 3009 | 5 | 6 | 9 | 188974.353 | 188.9744 | 138.21 | 116677 | 6.1966 | 21.1429 | 0 | 59834.6 | 59.8346 | 47350.9 | -21593.1 | 138.756 | 110880 | 6.3972 | 21.8273 | 0 | 50406.1 | 50.4061 | 51213.2 | -14860.7 | 139.897 | 107249 | 6.7021 | 22.8675 | 0 | 54037.2 | 54.0372 | 48883.8 | -18540.3 | -50.7644 | -50.2184 | -49.0774
[20 empty] | 3010 | 2020-05-06 09:00 | 3010 | 5 | 6 | 10 | 230469.244 | 230.4692 | 144.491 | 100671 | 10.8721 | 37.0956 | 0 | 44048.1 | 44.0481 | 83078 | -13701.4 | 145.924 | 96096.4 | 11.6167 | 39.6362 | 0 | 39132.3 | 39.1323 | 92496.8 | -10223.6 | 146.902 | 95754.9 | 12.1047 | 41.3012 | 0 | 39473.8 | 39.4738 | 88767.7 | -10628.6 | -85.9782 | -84.5452 | -83.5672
[20 empty] | 3011 | 2020-05-06 10:00 | 3011 | 5 | 6 | 11 | 220770.192 | 220.7702 | 121.981 | 164960 | 8.5576 | 29.1986 | 0 | 38300.6 | 38.3006 | 65392.1 | -9813.71 | 123.646 | 162330 | 9.3808 | 32.0074 | 0 | 36093 | 36.093 | 79313.5 | -8324.39 | 125.932 | 162752 | 10.3794 | 35.4145 | 0 | 35671.4 | 35.6714 | 71682.7 | -8964.57 | -98.7892 | -97.1242 | -94.8382
[20 empty] | 3012 | 2020-05-06 11:00 | 3012 | 5 | 6 | 12 | 193208.99 | 193.209 | 154.555 | 160852 | 15.5186 | 52.9495 | 0 | 34192.9 | 34.1929 | 118584 | -6443.84 | 158.679 | 158998 | 17.7342 | 60.5091 | 0 | 32578.1 | 32.5781 | 148423 | -4959.19 | 161.866 | 159237 | 19.4236 | 66.2733 | 0 | 32338.8 | 32.3388 | 135514 | -5727.77 | -38.654 | -34.53 | -31.343
[20 empty] | 3013 | 2020-05-06 12:00 | 3013 | 5 | 6 | 13 | 190832.151 | 190.8322 | 105.058 | 121481 | 13.8811 | 47.3623 | 0 | 31744.9 | 31.7449 | 106071 | -4790.77 | 108.293 | 89736.4 | 15.5291 | 52.9853 | 0 | 0 | 0 | 129270 | -3377.47 | 111.111 | 89736.4 | 16.9171 | 57.7211 | 0 | 0 | 0 | 118664 | -3900.43 | -85.7742 | -82.5392 | -79.7212
[20 empty] | 3014 | 2020-05-06 13:00 | 3014 | 5 | 6 | 14 | 249826.486 | 249.8265 | 97.4964 | 56475.9 | 12.857 | 43.8681 | 0 | 0 | 0 | 98245.3 | -3522.59 | 100.572 | 56475.9 | 14.4094 | 49.1649 | 0 | 0 | 0 | 123089 | -3428.8 | 104.089 | 56475.9 | 16.1082 | 54.9612 | 0 | 0 | 0 | 110108 | -3342.57 | -152.3301 | -149.2545 | -145.7375
[20 empty] | 3015 | 2020-05-06 14:00 | 3015 | 5 | 6 | 15 | 213218.308 | 213.2183 | 74.1098 | 131609 | 5.2722 | 17.9887 | 0 | 74839.5 | 74.8395 | 40287 | -5365.86 | 75.8852 | 56769.3 | 5.8547 | 19.9762 | 0 | 0 | 0 | 50350.3 | -5180.33 | 78.2836 | 56769.3 | 6.5891 | 22.4821 | 0 | 0 | 0 | 44738.1 | -5164.53 | -139.1085 | -137.3331 | -134.9347
[20 empty] | 3016 | 2020-05-06 15:00 | 3016 | 5 | 6 | 16 | 165386.989 | 165.387 | 73.6919 | 63541.7 | 6.9958 | 23.8698 | 0 | 31697.5 | 31.6975 | 53458.1 | -5100.48 | 76.2267 | 147297 | 7.9494 | 27.1234 | 0 | 0 | 0 | 68344.8 | -5244.05 | 78.9964 | 31844.2 | 8.944 | 30.517 | 0 | 115453 | 115.453 | 60744.7 | -5144.29 | -91.6951 | -89.1603 | -86.3906
[20 empty] | 3017 | 2020-05-06 16:00 | 3017 | 5 | 6 | 17 | 107831.53 | 107.8315 | 14.6733 | 31844.2 | 0 | 0 | 0 | 0 | 0 | 0 | 0 | 14.6733 | 31844.2 | 0 | 0 | 0 | 0 | 0 | 0 | 0 | 14.6733 | 31844.2 | 0 | 0 | 0 | 0 | 0 | 0 | 0 | -93.1582 | -93.1582 | -93.1582
[20 empty] | 3018 | 2020-05-06 17:00 | 3018 | 5 | 6 | 18 | 46236.539 | 46.2365 | 13.7561 | 32137.6 | 0 | 0 | 0 | 0 | 0 | 0 | 0 | 13.7561 | 32137.6 | 0 | 0 | 0 | 0 | 0 | 0 | 0 | 13.7561 | 32137.6 | 0 | 0 | 0 | 0 | 0 | 0 | 0 | -32.4804 | -32.4804 | -32.4804
[20 empty] | 3019 | 2020-05-06 18:00 | 3019 | 5 | 6 | 19 | 2605.514 | 2.6055 | 10.3718 | 32284.3 | 0 | 0 | 0 | 0 | 0 | 0 | 0 | 10.3718 | 32284.3 | 0 | 0 | 0 | 0 | 0 | 0 | 0 | 10.3718 | 32284.3 | 0 | 0 | 0 | 0 | 0 | 0 | 0 | 7.7663 | 7.7663 | 7.7663
[20 empty] | 3020 | 2020-05-06 19:00 | 3020 | 5 | 6 | 20 | 0 | 0 | 8.8603 | 9922.34 | 0 | 0 | 0 | 0 | 0 | 0 | 0 | 8.8603 | 9922.34 | 0 | 0 | 0 | 0 | 0 | 0 | 0 | 8.8603 | 9922.34 | 0 | 0 | 0 | 0 | 0 | 0 | 0 | 8.8603 | 8.8603 | 8.8603
[20 empty] | 3021 | 2020-05-06 20:00 | 3021 | 5 | 6 | 21 | 0 | 0 | 7.3488 | 9922.34 | 0 | 0 | 0 | 0 | 0 | 0 | 0 | 7.3488 | 9922.34 | 0 | 0 | 0 | 0 | 0 | 0 | 0 | 7.3488 | 9922.34 | 0 | 0 | 0 | 0 | 0 | 0 | 0 | 7.3488 | 7.3488 | 7.3488
[20 empty] | 3022 | 2020-05-06 21:00 | 3022 | 5 | 6 | 22 | 0 | 0 | 7.3488 | 9995.67 | 0 | 0 | 0 | 0 | 0 | 0 | 0 | 7.3488 | 9995.67 | 0 | 0 | 0 | 0 | 0 | 0 | 0 | 7.3488 | 9995.67 | 0 | 0 | 0 | 0 | 0 | 0 | 0 | 7.3488 | 7.3488 | 7.3488
[20 empty] | 3023 | 2020-05-06 22:00 | 3023 | 5 | 6 | 23 | 0 | 0 | 23.4593 | 9995.67 | 11.5419 | 39.381 | 0 | 0 | 0 | 88068.6 | 0 | 23.4593 | 9995.67 | 11.5419 | 39.381 | 0 | 0 | 0 | 88067.9 | 0 | 23.4592 | 9995.67 | 11.5419 | 39.381 | 0 | 0 | 0 | 88068.5 | 0 | 23.4593 | 23.4593 | 23.4592
[20 empty] | 3024 | 2020-05-06 23:00 | 3024 | 5 | 6 | 24 | 0 | 0 | 7.3488 | 10142.3 | 0 | 0 | 0 | 0 | 0 | 0 | 0 | 7.3488 | 10142.3 | 0 | 0 | 0 | 0 | 0 | 0 | 0 | 7.3488 | 10142.3 | 0 | 0 | 0 | 0 | 0 | 0 | 0 | 7.3488 | 7.3488 | 7.3488
[20 empty] | 3025 | 2020-05-07 | 3025 | 5 | 7 | 1 | 0 | 0 | 7.3488 | 10142.3 | 0 | 0 | 0 | 0 | 0 | 0 | 0 | 7.3488 | 10142.3 | 0 | 0 | 0 | 0 | 0 | 0 | 0 | 7.3488 | 10142.3 | 0 | 0 | 0 | 0 | 0 | 0 | 0 | 7.3488 | 7.3488 | 7.3488
[20 empty] | 3026 | 2020-05-07 01:00 | 3026 | 5 | 7 | 2 | 0 | 0 | 7.3488 | 10142.3 | 0 | 0 | 0 | 0 | 0 | 0 | 0 | 7.3488 | 10142.3 | 0 | 0 | 0 | 0 | 0 | 0 | 0 | 7.3488 | 10142.3 | 0 | 0 | 0 | 0 | 0 | 0 | 0 | 7.3488 | 7.3488 | 7.3488
[20 empty] | 3027 | 2020-05-07 02:00 | 3027 | 5 | 7 | 3 | 0 | 0 | 7.3488 | 10142.3 | 0 | 0 | 0 | 0 | 0 | 0 | 0 | 7.3488 | 10142.3 | 0 | 0 | 0 | 0 | 0 | 0 | 0 | 7.3488 | 10142.3 | 0 | 0 | 0 | 0 | 0 | 0 | 0 | 7.3488 | 7.3488 | 7.3488
[20 empty] | 3028 | 2020-05-07 03:00 | 3028 | 5 | 7 | 4 | 0 | 0 | 7.3488 | 10362.3 | 0 | 0 | 0 | 0 | 0 | 0 | 0 | 7.3488 | 10362.3 | 0 | 0 | 0 | 0 | 0 | 0 | 0 | 7.3488 | 10362.3 | 0 | 0 | 0 | 0 | 0 | 0 | 0 | 7.3488 | 7.3488 | 7.3488
[20 empty] | 3029 | 2020-05-07 04:00 | 3029 | 5 | 7 | 5 | 0 | 0 | 24.8874 | 10362.3 | 11.4586 | 39.0967 | 0 | 0 | 0 | 87441.8 | 0 | 24.8874 | 10362.3 | 11.4586 | 39.0967 | 0 | 0 | 0 | 87441.3 | 0 | 24.8874 | 10362.3 | 11.4586 | 39.0967 | 0 | 0 | 0 | 87441.8 | 0 | 24.8874 | 24.8874 | 24.8874
[20 empty] | 3030 | 2020-05-07 05:00 | 3030 | 5 | 7 | 6 | 12163.736 | 12.1637 | 11.0086 | 32430.9 | 0 | 0 | 0 | 0 | 0 | 0 | 0 | 11.0086 | 32430.9 | 0 | 0 | 0 | 0 | 0 | 0 | 0 | 11.0086 | 32430.9 | 0 | 0 | 0 | 0 | 0 | 0 | 0 | -1.1551 | -1.1551 | -1.1551
[20 empty] | 3031 | 2020-05-07 06:00 | 3031 | 5 | 7 | 7 | 73326.162 | 73.3262 | 93.0277 | 210898 | 0.65826 | 2.246 | 0 | 129051 | 129.051 | 5030.01 | -15768 | 93.6889 | 204843 | 0.97925 | 3.3412 | 0 | 127436 | 127.436 | 6664.77 | -13040 | 94.0501 | 209283 | 0.87219 | 2.9759 | 0 | 122997 | 122.997 | 7482.81 | -13551.2 | 19.7015 | 20.3627 | 20.7239
[20 empty] | 3032 | 2020-05-07 07:00 | 3032 | 5 | 7 | 8 | 151937.16 | 151.9372 | 126.986 | 130347 | 0.61106 | 2.0849 | 0 | 48499.9 | 48.4999 | 4669.35 | -20740.2 | 128.215 | 125145 | 1.2132 | 4.1393 | 0 | 43331.5 | 43.3315 | 16432.5 | -15623.9 | 129.799 | 125178 | 2.1505 | 7.3373 | 0 | 43298 | 43.298 | 9270.36 | -16670.5 | -24.9512 | -23.7222 | -22.1382
[20 empty] | 3033 | 2020-05-07 08:00 | 3033 | 5 | 7 | 9 | 214394.897 | 214.3949 | 149.049 | 97037.2 | 16.6121 | 56.6805 | 0 | 40634.7 | 40.6347 | 126939 | -10099 | 152.9 | 94445.4 | 18.7141 | 63.8525 | 0 | 38169.3 | 38.1693 | 155657 | -8868.52 | 155.95 | 94571.8 | 20.3702 | 69.5031 | 0 | 38042.9 | 38.0429 | 143002 | -9628.65 | -65.3459 | -61.4949 | -58.4449
[20 empty] | 3034 | 2020-05-07 09:00 | 3034 | 5 | 7 | 10 | 232300.853 | 232.3009 | 156.421 | 91158.1 | 21.2922 | 72.649 | 0 | 34902.3 | 34.9023 | 162703 | -7156.11 | 160.784 | 89258.8 | 23.9121 | 81.5881 | 0 | 33096.7 | 33.0967 | 202233 | -5366.69 | 165.19 | 89352.5 | 26.4654 | 90.2999 | 0 | 33003 | 33.003 | 182722 | -6260.73 | -75.8799 | -71.5169 | -67.1109
[20 empty] | 3035 | 2020-05-07 10:00 | 3035 | 5 | 7 | 11 | 286704.752 | 286.7048 | 135.085 | 159491 | 19.3982 | 66.1867 | 0 | 32832.3 | 32.8323 | 148230 | -5789.84 | 139.347 | 157417 | 21.9023 | 74.7306 | 0 | 0 | 0 | 182994 | -4281.43 | 142.909 | 126659 | 23.9478 | 81.7099 | 0 | 30757.7 | 30.7577 | 167364 | -4838.17 | -151.6198 | -147.3578 | -143.7958
[20 empty] | 3036 | 2020-05-07 11:00 | 3036 | 5 | 7 | 12 | 293627.908 | 293.6279 | 165.972 | 126659 | 23.2659 | 79.3833 | 0 | 0 | 0 | 177784 | -2699.43 | 170.351 | 126659 | 25.8608 | 88.237 | 0 | 0 | 0 | 218769 | -2205.07 | 174.926 | 126659 | 28.6294 | 97.6835 | 0 | 0 | 0 | 197612 | -2309.99 | -127.6559 | -123.2769 | -118.7019
[20 empty] | 3037 | 2020-05-07 12:00 | 3037 | 5 | 7 | 13 | 256179.625 | 256.1796 | 120.754 | 88887.1 | 26.797 | 91.4314 | 0 | 0 | 0 | 204767 | -2140.53 | 125.787 | 88887.1 | 29.8284 | 101.7745 | 0 | 0 | 0 | 249913 | -2181.38 | 130.631 | 88887.1 | 32.7051 | 111.5898 | 0 | 0 | 0 | 227931 | -2162.34 | -135.4256 | -130.3926 | -125.5486
[20 empty] | 3038 | 2020-05-07 13:00 | 3038 | 5 | 7 | 14 | 270776.351 | 270.7764 | 112.367 | 56109.1 | 25.034 | 85.416 | 0 | 0 | 0 | 191295 | -1684.1 | 117.475 | 56109.1 | 28.0861 | 95.8298 | 0 | 0 | 0 | 237267 | -1692.96 | 122.428 | 56109.1 | 31.0502 | 105.9433 | 0 | 0 | 0 | 214617 | -1691.39 | -158.4094 | -153.3014 | -148.3484
[20 empty] | 3039 | 2020-05-07 14:00 | 3039 | 5 | 7 | 15 | 238703.506 | 238.7035 | 84.3968 | 56475.9 | 13.6548 | 46.5902 | 0 | 0 | 0 | 104342 | -3612.78 | 87.9221 | 56475.9 | 15.3637 | 52.4209 | 0 | 0 | 0 | 129586 | -3618.97 | 91.3288 | 56475.9 | 16.9584 | 57.8621 | 0 | 0 | 0 | 117400 | -3615.61 | -154.3067 | -150.7814 | -147.3747
[20 empty] | 3040 | 2020-05-07 15:00 | 3040 | 5 | 7 | 16 | 189768.614 | 189.7686 | 75.6433 | 31844.2 | 7.59 | 25.8973 | 0 | 0 | 0 | 57998.6 | -3809.89 | 78.0149 | 31844.2 | 8.5018 | 29.0081 | 0 | 0 | 0 | 71177.7 | -3810.04 | 80.2392 | 31844.2 | 9.3148 | 31.7819 | 0 | 0 | 0 | 64965.6 | -3809.87 | -114.1253 | -111.7537 | -109.5294
[20 empty] | 3041 | 2020-05-07 16:00 | 3041 | 5 | 7 | 17 | 116441.763 | 116.4418 | 14.6733 | 31844.2 | 0 | 0 | 0 | 0 | 0 | 0 | 0 | 14.6733 | 31844.2 | 0 | 0 | 0 | 0 | 0 | 0 | 0 | 14.6733 | 31844.2 | 0 | 0 | 0 | 0 | 0 | 0 | 0 | -101.7685 | -101.7685 | -101.7685
[20 empty] | 3042 | 2020-05-07 17:00 | 3042 | 5 | 7 | 18 | 48411.693 | 48.4117 | 13.7561 | 31550.8 | 0 | 0 | 0 | 0 | 0 | 0 | 0 | 13.7561 | 31550.8 | 0 | 0 | 0 | 0 | 0 | 0 | 0 | 13.7561 | 31550.8 | 0 | 0 | 0 | 0 | 0 | 0 | 0 | -34.6556 | -34.6556 | -34.6556
[20 empty] | 3043 | 2020-05-07 18:00 | 3043 | 5 | 7 | 19 | 2777.531 | 2.7775 | 10.3718 | 31697.5 | 0 | 0 | 0 | 0 | 0 | 0 | 0 | 10.3718 | 31697.5 | 0 | 0 | 0 | 0 | 0 | 0 | 0 | 10.3718 | 31697.5 | 0 | 0 | 0 | 0 | 0 | 0 | 0 | 7.5943 | 7.5943 | 7.5943
[20 empty] | 3044 | 2020-05-07 19:00 | 3044 | 5 | 7 | 20 | 0 | 0 | 8.8603 | 9335.73 | 0 | 0 | 0 | 0 | 0 | 0 | 0 | 8.8603 | 9335.73 | 0 | 0 | 0 | 0 | 0 | 0 | 0 | 8.8603 | 9335.73 | 0 | 0 | 0 | 0 | 0 | 0 | 0 | 8.8603 | 8.8603 | 8.8603
[20 empty] | 3045 | 2020-05-07 20:00 | 3045 | 5 | 7 | 21 | 0 | 0 | 7.3488 | 9555.71 | 0 | 0 | 0 | 0 | 0 | 0 | 0 | 7.3488 | 9555.71 | 0 | 0 | 0 | 0 | 0 | 0 | 0 | 7.3488 | 9555.71 | 0 | 0 | 0 | 0 | 0 | 0 | 0 | 7.3488 | 7.3488 | 7.3488
[20 empty] | 3046 | 2020-05-07 21:00 | 3046 | 5 | 7 | 22 | 0 | 0 | 7.3488 | 9702.36 | 0 | 0 | 0 | 0 | 0 | 0 | 0 | 7.3488 | 9702.36 | 0 | 0 | 0 | 0 | 0 | 0 | 0 | 7.3488 | 9702.36 | 0 | 0 | 0 | 0 | 0 | 0 | 0 | 7.3488 | 7.3488 | 7.3488
[20 empty] | 3047 | 2020-05-07 22:00 | 3047 | 5 | 7 | 23 | 0 | 0 | 23.7575 | 9702.36 | 11.8402 | 40.3988 | 0 | 0 | 0 | 90410 | 0 | 23.7575 | 9702.36 | 11.8402 | 40.3988 | 0 | 0 | 0 | 90409.7 | 0 | 23.7575 | 9702.36 | 11.8402 | 40.3988 | 0 | 0 | 0 | 90409.7 | 0 | 23.7575 | 23.7575 | 23.7575
[20 empty] | 3048 | 2020-05-07 23:00 | 3048 | 5 | 7 | 24 | 0 | 0 | 7.8094 | 9849.01 | 0 | 0 | 0 | 0 | 0 | 0 | 0 | 7.8094 | 9849.01 | 0 | 0 | 0 | 0 | 0 | 0 | 0 | 7.8094 | 9849.01 | 0 | 0 | 0 | 0 | 0 | 0 | 0 | 7.8094 | 7.8094 | 7.8094
[20 empty] | 3049 | 2020-05-08 | 3049 | 5 | 8 | 1 | 0 | 0 | 7.8094 | 9849.01 | 0 | 0 | 0 | 0 | 0 | 0 | 0 | 7.8094 | 9849.01 | 0 | 0 | 0 | 0 | 0 | 0 | 0 | 7.8094 | 9849.01 | 0 | 0 | 0 | 0 | 0 | 0 | 0 | 7.8094 | 7.8094 | 7.8094
[20 empty] | 3050 | 2020-05-08 01:00 | 3050 | 5 | 8 | 2 | 0 | 0 | 7.8094 | 9849.01 | 0 | 0 | 0 | 0 | 0 | 0 | 0 | 7.8094 | 9849.01 | 0 | 0 | 0 | 0 | 0 | 0 | 0 | 7.8094 | 9849.01 | 0 | 0 | 0 | 0 | 0 | 0 | 0 | 7.8094 | 7.8094 | 7.8094
[20 empty] | 3051 | 2020-05-08 02:00 | 3051 | 5 | 8 | 3 | 0 | 0 | 7.8094 | 10069 | 0 | 0 | 0 | 0 | 0 | 0 | 0 | 7.8094 | 10069 | 0 | 0 | 0 | 0 | 0 | 0 | 0 | 7.8094 | 10069 | 0 | 0 | 0 | 0 | 0 | 0 | 0 | 7.8094 | 7.8094 | 7.8094
[20 empty] | 3052 | 2020-05-08 03:00 | 3052 | 5 | 8 | 4 | 0 | 0 | 23.8907 | 10142.3 | 11.5128 | 39.2817 | 0 | 0 | 0 | 87974.2 | 0 | 23.8907 | 10142.3 | 11.5128 | 39.2817 | 0 | 0 | 0 | 87973.9 | 0 | 23.8907 | 10142.3 | 11.5128 | 39.2817 | 0 | 0 | 0 | 87973.9 | 0 | 23.8907 | 23.8907 | 23.8907
[20 empty] | 3053 | 2020-05-08 04:00 | 3053 | 5 | 8 | 5 | 0 | 0 | 7.8094 | 10142.3 | 0 | 0 | 0 | 0 | 0 | 0 | 0 | 7.8094 | 10142.3 | 0 | 0 | 0 | 0 | 0 | 0 | 0 | 7.8094 | 10142.3 | 0 | 0 | 0 | 0 | 0 | 0 | 0 | 7.8094 | 7.8094 | 7.8094
[20 empty] | 3054 | 2020-05-08 05:00 | 3054 | 5 | 8 | 6 | 10694.029 | 10.694 | 7.8057 | 9922.34 | 0 | 0 | 0 | 0 | 0 | 0 | 0 | 7.8048 | 9922.34 | 0 | 0 | 0 | 0 | 0 | 0 | 0 | 7.8041 | 9922.34 | 0 | 0 | 0 | 0 | 0 | 0 | 0 | -2.8883 | -2.8892 | -2.8899
[20 empty] | 3055 | 2020-05-08 06:00 | 3055 | 5 | 8 | 7 | 40212.77 | 40.2128 | 7.8021 | 9629.03 | 0 | 0 | 0 | 0 | 0 | 0 | 0 | 7.8013 | 9629.03 | 0 | 0 | 0 | 0 | 0 | 0 | 0 | 7.8004 | 9629.03 | 0 | 0 | 0 | 0 | 0 | 0 | 0 | -32.4106 | -32.4115 | -32.4123
[20 empty] | 3056 | 2020-05-08 07:00 | 3056 | 5 | 8 | 8 | 83531.252 | 83.5313 | 7.8023 | 9629.03 | 0 | 0 | 0 | 0 | 0 | 0 | 0 | 7.8016 | 9629.03 | 0 | 0 | 0 | 0 | 0 | 0 | 0 | 7.8008 | 9629.03 | 0 | 0 | 0 | 0 | 0 | 0 | 0 | -75.7289 | -75.7297 | -75.7305
[20 empty] | 3057 | 2020-05-08 08:00 | 3057 | 5 | 8 | 9 | 120856.335 | 120.8563 | 23.8214 | 9262.4 | 11.4514 | 39.0722 | 0 | 0 | 0 | 87504.8 | 0 | 23.8205 | 9262.4 | 11.4514 | 39.0722 | 0 | 0 | 0 | 87504.7 | 0 | 23.8198 | 9262.4 | 11.4514 | 39.0722 | 0 | 0 | 0 | 87504.5 | 0 | -97.0349 | -97.0358 | -97.0365
[20 empty] | 3058 | 2020-05-08 09:00 | 3058 | 5 | 8 | 10 | 180999.04 | 180.999 | 7.7998 | 9115.75 | 0 | 0 | 0 | 0 | 0 | 0 | 0 | 7.7993 | 9115.75 | 0 | 0 | 0 | 0 | 0 | 0 | 0 | 7.7993 | 9115.75 | 0 | 0 | 0 | 0 | 0 | 0 | 0 | -173.1993 | -173.1997 | -173.1997
[20 empty] | 3059 | 2020-05-08 10:00 | 3059 | 5 | 8 | 11 | 191718.37 | 191.7184 | 7.7993 | 9115.75 | 0 | 0 | 0 | 0 | 0 | 0 | 0 | 7.7993 | 9115.75 | 0 | 0 | 0 | 0 | 0 | 0 | 0 | 7.7993 | 9115.75 | 0 | 0 | 0 | 0 | 0 | 0 | 0 | -183.919 | -183.919 | -183.919
[20 empty] | 3060 | 2020-05-08 11:00 | 3060 | 5 | 8 | 12 | 215409.322 | 215.4093 | 7.7993 | 8822.44 | 0 | 0 | 0 | 0 | 0 | 0 | 0 | 7.7993 | 8822.44 | 0 | 0 | 0 | 0 | 0 | 0 | 0 | 7.7993 | 8822.44 | 0 | 0 | 0 | 0 | 0 | 0 | 0 | -207.61 | -207.61 | -207.61
[20 empty] | 3061 | 2020-05-08 12:00 | 3061 | 5 | 8 | 13 | 216914.528 | 216.9145 | 7.7993 | 8822.44 | 0 | 0 | 0 | 0 | 0 | 0 | 0 | 7.7993 | 8822.44 | 0 | 0 | 0 | 0 | 0 | 0 | 0 | 7.7993 | 8822.44 | 0 | 0 | 0 | 0 | 0 | 0 | 0 | -209.1152 | -209.1152 | -209.1152
[20 empty] | 3062 | 2020-05-08 13:00 | 3062 | 5 | 8 | 14 | 191823.534 | 191.8235 | 7.7993 | 8822.44 | 0 | 0 | 0 | 0 | 0 | 0 | 0 | 7.7993 | 8822.44 | 0 | 0 | 0 | 0 | 0 | 0 | 0 | 7.7993 | 8822.44 | 0 | 0 | 0 | 0 | 0 | 0 | 0 | -184.0242 | -184.0242 | -184.0242
[20 empty] | 3063 | 2020-05-08 14:00 | 3063 | 5 | 8 | 15 | 155211.929 | 155.2119 | 23.7911 | 8969.09 | 11.4233 | 38.9763 | 0 | 0 | 0 | 87290.1 | 0 | 23.7911 | 8969.09 | 11.4233 | 38.9763 | 0 | 0 | 0 | 87290.1 | 0 | 23.7911 | 8969.09 | 11.4233 | 38.9763 | 0 | 0 | 0 | 87289.9 | 0 | -131.4208 | -131.4208 | -131.4208
[20 empty] | 3064 | 2020-05-08 15:00 | 3064 | 5 | 8 | 16 | 80082.919 | 80.0829 | 7.7993 | 9042.42 | 0 | 0 | 0 | 0 | 0 | 0 | 0 | 7.7993 | 9042.42 | 0 | 0 | 0 | 0 | 0 | 0 | 0 | 7.7993 | 9042.42 | 0 | 0 | 0 | 0 | 0 | 0 | 0 | -72.2836 | -72.2836 | -72.2836
[20 empty] | 3065 | 2020-05-08 16:00 | 3065 | 5 | 8 | 17 | 48709.939 | 48.7099 | 7.7993 | 9042.42 | 0 | 0 | 0 | 0 | 0 | 0 | 0 | 7.7993 | 9042.42 | 0 | 0 | 0 | 0 | 0 | 0 | 0 | 7.7993 | 9042.42 | 0 | 0 | 0 | 0 | 0 | 0 | 0 | -40.9106 | -40.9106 | -40.9106
[20 empty] | 3066 | 2020-05-08 17:00 | 3066 | 5 | 8 | 18 | 37314.838 | 37.3148 | 7.7993 | 8969.09 | 0 | 0 | 0 | 0 | 0 | 0 | 0 | 7.7993 | 8969.09 | 0 | 0 | 0 | 0 | 0 | 0 | 0 | 7.7993 | 8969.09 | 0 | 0 | 0 | 0 | 0 | 0 | 0 | -29.5155 | -29.5155 | -29.5155
[20 empty] | 3067 | 2020-05-08 18:00 | 3067 | 5 | 8 | 19 | 3511.22 | 3.5112 | 7.8025 | 9409.05 | 0 | 0 | 0 | 0 | 0 | 0 | 0 | 7.8021 | 9409.05 | 0 | 0 | 0 | 0 | 0 | 0 | 0 | 7.8014 | 9409.05 | 0 | 0 | 0 | 0 | 0 | 0 | 0 | 4.2912 | 4.2909 | 4.2902
[20 empty] | 3068 | 2020-05-08 19:00 | 3068 | 5 | 8 | 20 | 0 | 0 | 23.7821 | 9555.71 | 11.4043 | 38.9115 | 0 | 0 | 0 | 87144.6 | 0 | 23.7821 | 9555.71 | 11.4043 | 38.9115 | 0 | 0 | 0 | 87144.7 | 0 | 23.7821 | 9555.71 | 11.4043 | 38.9115 | 0 | 0 | 0 | 87144.5 | 0 | 23.7821 | 23.7821 | 23.7821
[20 empty] | 3069 | 2020-05-08 20:00 | 3069 | 5 | 8 | 21 | 0 | 0 | 7.8094 | 9775.69 | 0 | 0 | 0 | 0 | 0 | 0 | 0 | 7.8094 | 9775.69 | 0 | 0 | 0 | 0 | 0 | 0 | 0 | 7.8094 | 9775.69 | 0 | 0 | 0 | 0 | 0 | 0 | 0 | 7.8094 | 7.8094 | 7.8094
[20 empty] | 3070 | 2020-05-08 21:00 | 3070 | 5 | 8 | 22 | 0 | 0 | 7.8094 | 9775.69 | 0 | 0 | 0 | 0 | 0 | 0 | 0 | 7.8094 | 9775.69 | 0 | 0 | 0 | 0 | 0 | 0 | 0 | 7.8094 | 9775.69 | 0 | 0 | 0 | 0 | 0 | 0 | 0 | 7.8094 | 7.8094 | 7.8094
[20 empty] | 3071 | 2020-05-08 22:00 | 3071 | 5 | 8 | 23 | 0 | 0 | 7.8094 | 9775.69 | 0 | 0 | 0 | 0 | 0 | 0 | 0 | 7.8094 | 9775.69 | 0 | 0 | 0 | 0 | 0 | 0 | 0 | 7.8094 | 9775.69 | 0 | 0 | 0 | 0 | 0 | 0 | 0 | 7.8094 | 7.8094 | 7.8094
[20 empty] | 3072 | 2020-05-08 23:00 | 3072 | 5 | 8 | 24 | 0 | 0 | 7.8094 | 9849.01 | 0 | 0 | 0 | 0 | 0 | 0 | 0 | 7.8094 | 9849.01 | 0 | 0 | 0 | 0 | 0 | 0 | 0 | 7.8094 | 9849.01 | 0 | 0 | 0 | 0 | 0 | 0 | 0 | 7.8094 | 7.8094 | 7.8094
[20 empty] | 3073 | 2020-05-09 | 3073 | 5 | 9 | 1 | 0 | 0 | 23.7297 | 9922.34 | 11.3518 | 38.7323 | 0 | 0 | 0 | 86636.8 | 0 | 23.7297 | 9922.34 | 11.3518 | 38.7323 | 0 | 0 | 0 | 86636.8 | 0 | 23.7297 | 9922.34 | 11.3518 | 38.7323 | 0 | 0 | 0 | 86636.7 | 0 | 23.7297 | 23.7297 | 23.7297
[20 empty] | 3074 | 2020-05-09 01:00 | 3074 | 5 | 9 | 2 | 0 | 0 | 7.8094 | 9922.34 | 0 | 0 | 0 | 0 | 0 | 0 | 0 | 7.8094 | 9922.34 | 0 | 0 | 0 | 0 | 0 | 0 | 0 | 7.8094 | 9922.34 | 0 | 0 | 0 | 0 | 0 | 0 | 0 | 7.8094 | 7.8094 | 7.8094
[20 empty] | 3075 | 2020-05-09 02:00 | 3075 | 5 | 9 | 3 | 0 | 0 | 7.8094 | 9995.67 | 0 | 0 | 0 | 0 | 0 | 0 | 0 | 7.8094 | 9995.67 | 0 | 0 | 0 | 0 | 0 | 0 | 0 | 7.8094 | 9995.67 | 0 | 0 | 0 | 0 | 0 | 0 | 0 | 7.8094 | 7.8094 | 7.8094
[20 empty] | 3076 | 2020-05-09 03:00 | 3076 | 5 | 9 | 4 | 0 | 0 | 7.8094 | 9995.67 | 0 | 0 | 0 | 0 | 0 | 0 | 0 | 7.8094 | 9995.67 | 0 | 0 | 0 | 0 | 0 | 0 | 0 | 7.8094 | 9995.67 | 0 | 0 | 0 | 0 | 0 | 0 | 0 | 7.8094 | 7.8094 | 7.8094
[20 empty] | 3077 | 2020-05-09 04:00 | 3077 | 5 | 9 | 5 | 0 | 0 | 7.8094 | 9995.67 | 0 | 0 | 0 | 0 | 0 | 0 | 0 | 7.8094 | 9995.67 | 0 | 0 | 0 | 0 | 0 | 0 | 0 | 7.8094 | 9995.67 | 0 | 0 | 0 | 0 | 0 | 0 | 0 | 7.8094 | 7.8094 | 7.8094
[20 empty] | 3078 | 2020-05-09 05:00 | 3078 | 5 | 9 | 6 | 0 | 0 | 23.634 | 9922.34 | 11.2595 | 38.4174 | 0 | 0 | 0 | 85947.8 | 0 | 23.6333 | 9922.34 | 11.2594 | 38.4171 | 0 | 0 | 0 | 85947.8 | 0 | 23.6327 | 9922.34 | 11.2594 | 38.4171 | 0 | 0 | 0 | 85947.6 | 0 | 23.634 | 23.6333 | 23.6327
[20 empty] | 3079 | 2020-05-09 06:00 | 3079 | 5 | 9 | 7 | 4181.682 | 4.1817 | 7.8015 | 9849.01 | 0 | 0 | 0 | 0 | 0 | 0 | 0 | 7.8003 | 9849.01 | 0 | 0 | 0 | 0 | 0 | 0 | 0 | 7.7995 | 9849.01 | 0 | 0 | 0 | 0 | 0 | 0 | 0 | 3.6198 | 3.6186 | 3.6178
[20 empty] | 3080 | 2020-05-09 07:00 | 3080 | 5 | 9 | 8 | 86176.47 | 86.1765 | 7.7993 | 9849.01 | 0 | 0 | 0 | 0 | 0 | 0 | 0 | 7.7993 | 9849.01 | 0 | 0 | 0 | 0 | 0 | 0 | 0 | 7.7993 | 9849.01 | 0 | 0 | 0 | 0 | 0 | 0 | 0 | -78.3772 | -78.3772 | -78.3772
[20 empty] | 3081 | 2020-05-09 08:00 | 3081 | 5 | 9 | 9 | 83800.344 | 83.8003 | 7.7993 | 9409.05 | 0 | 0 | 0 | 0 | 0 | 0 | 0 | 7.7993 | 9409.05 | 0 | 0 | 0 | 0 | 0 | 0 | 0 | 7.7993 | 9409.05 | 0 | 0 | 0 | 0 | 0 | 0 | 0 | -76.001 | -76.001 | -76.001
[20 empty] | 3082 | 2020-05-09 09:00 | 3082 | 5 | 9 | 10 | 100462.153 | 100.4622 | 7.7998 | 9262.4 | 0 | 0 | 0 | 0 | 0 | 0 | 0 | 7.7993 | 9262.4 | 0 | 0 | 0 | 0 | 0 | 0 | 0 | 7.7993 | 9262.4 | 0 | 0 | 0 | 0 | 0 | 0 | 0 | -92.6623 | -92.6628 | -92.6628
[20 empty] | 3083 | 2020-05-09 10:00 | 3083 | 5 | 9 | 11 | 81190.853 | 81.1909 | 7.7993 | 9262.4 | 0 | 0 | 0 | 0 | 0 | 0 | 0 | 7.7993 | 9262.4 | 0 | 0 | 0 | 0 | 0 | 0 | 0 | 7.7993 | 9262.4 | 0 | 0 | 0 | 0 | 0 | 0 | 0 | -73.3915 | -73.3915 | -73.3915
[20 empty] | 3084 | 2020-05-09 11:00 | 3084 | 5 | 9 | 12 | 95177.123 | 95.1771 | 23.6305 | 9042.42 | 11.2626 | 38.428 | 0 | 0 | 0 | 86062.4 | 0 | 23.6304 | 9042.42 | 11.2626 | 38.428 | 0 | 0 | 0 | 86062.2 | 0 | 23.6304 | 9042.42 | 11.2626 | 38.428 | 0 | 0 | 0 | 86062.3 | 0 | -71.5466 | -71.5467 | -71.5467
[20 empty] | 3085 | 2020-05-09 12:00 | 3085 | 5 | 9 | 13 | 87534.689 | 87.5347 | 7.7993 | 8969.09 | 0 | 0 | 0 | 0 | 0 | 0 | 0 | 7.7993 | 8969.09 | 0 | 0 | 0 | 0 | 0 | 0 | 0 | 7.7993 | 8969.09 | 0 | 0 | 0 | 0 | 0 | 0 | 0 | -79.7354 | -79.7354 | -79.7354
[20 empty] | 3086 | 2020-05-09 13:00 | 3086 | 5 | 9 | 14 | 130506.333 | 130.5063 | 7.7993 | 8969.09 | 0 | 0 | 0 | 0 | 0 | 0 | 0 | 7.7993 | 8969.09 | 0 | 0 | 0 | 0 | 0 | 0 | 0 | 7.7993 | 8969.09 | 0 | 0 | 0 | 0 | 0 | 0 | 0 | -122.707 | -122.707 | -122.707
[20 empty] | 3087 | 2020-05-09 14:00 | 3087 | 5 | 9 | 15 | 123260.971 | 123.261 | 7.7993 | 8822.44 | 0 | 0 | 0 | 0 | 0 | 0 | 0 | 7.7993 | 8822.44 | 0 | 0 | 0 | 0 | 0 | 0 | 0 | 7.7993 | 8822.44 | 0 | 0 | 0 | 0 | 0 | 0 | 0 | -115.4617 | -115.4617 | -115.4617
[20 empty] | 3088 | 2020-05-09 15:00 | 3088 | 5 | 9 | 16 | 79729.625 | 79.7296 | 7.7993 | 8822.44 | 0 | 0 | 0 | 0 | 0 | 0 | 0 | 7.7993 | 8822.44 | 0 | 0 | 0 | 0 | 0 | 0 | 0 | 7.7993 | 8822.44 | 0 | 0 | 0 | 0 | 0 | 0 | 0 | -71.9303 | -71.9303 | -71.9303
[20 empty] | 3089 | 2020-05-09 16:00 | 3089 | 5 | 9 | 17 | 58458.885 | 58.4589 | 23.7222 | 8822.44 | 11.3544 | 38.7412 | 0 | 0 | 0 | 85654.9 | 0 | 23.7222 | 8822.44 | 11.3544 | 38.7412 | 0 | 0 | 0 | 85654.8 | 0 | 23.7222 | 8822.44 | 11.3544 | 38.7412 | 0 | 0 | 0 | 85654.8 | 0 | -34.7367 | -34.7367 | -34.7367
[20 empty] | 3090 | 2020-05-09 17:00 | 3090 | 5 | 9 | 18 | 1799.88 | 1.7999 | 7.7993 | 9042.42 | 0 | 0 | 0 | 0 | 0 | 0 | 0 | 7.7993 | 9042.42 | 0 | 0 | 0 | 0 | 0 | 0 | 0 | 7.7993 | 9042.42 | 0 | 0 | 0 | 0 | 0 | 0 | 0 | 5.9994 | 5.9994 | 5.9994
[20 empty] | 3091 | 2020-05-09 18:00 | 3091 | 5 | 9 | 19 | 0 | 0 | 7.8006 | 9115.75 | 0 | 0 | 0 | 0 | 0 | 0 | 0 | 7.8006 | 9115.75 | 0 | 0 | 0 | 0 | 0 | 0 | 0 | 7.8006 | 9115.75 | 0 | 0 | 0 | 0 | 0 | 0 | 0 | 7.8006 | 7.8006 | 7.8006
[20 empty] | 3092 | 2020-05-09 19:00 | 3092 | 5 | 9 | 20 | 0 | 0 | 7.8094 | 9115.75 | 0 | 0 | 0 | 0 | 0 | 0 | 0 | 7.8094 | 9115.75 | 0 | 0 | 0 | 0 | 0 | 0 | 0 | 7.8094 | 9115.75 | 0 | 0 | 0 | 0 | 0 | 0 | 0 | 7.8094 | 7.8094 | 7.8094
[20 empty] | 3093 | 2020-05-09 20:00 | 3093 | 5 | 9 | 21 | 0 | 0 | 7.8094 | 9409.05 | 0 | 0 | 0 | 0 | 0 | 0 | 0 | 7.8094 | 9409.05 | 0 | 0 | 0 | 0 | 0 | 0 | 0 | 7.8094 | 9409.05 | 0 | 0 | 0 | 0 | 0 | 0 | 0 | 7.8094 | 7.8094 | 7.8094
[20 empty] | 3094 | 2020-05-09 21:00 | 3094 | 5 | 9 | 22 | 0 | 0 | 23.5469 | 9555.71 | 11.169 | 38.1086 | 0 | 0 | 0 | 85346.7 | 0 | 23.5469 | 9555.71 | 11.169 | 38.1086 | 0 | 0 | 0 | 85346.7 | 0 | 23.5469 | 9555.71 | 11.169 | 38.1086 | 0 | 0 | 0 | 85346.7 | 0 | 23.5469 | 23.5469 | 23.5469
[20 empty] | 3095 | 2020-05-09 22:00 | 3095 | 5 | 9 | 23 | 0 | 0 | 7.8094 | 9555.71 | 0 | 0 | 0 | 0 | 0 | 0 | 0 | 7.8094 | 9555.71 | 0 | 0 | 0 | 0 | 0 | 0 | 0 | 7.8094 | 9555.71 | 0 | 0 | 0 | 0 | 0 | 0 | 0 | 7.8094 | 7.8094 | 7.8094
[20 empty] | 3096 | 2020-05-09 23:00 | 3096 | 5 | 9 | 24 | 0 | 0 | 7.3488 | 9702.36 | 0 | 0 | 0 | 0 | 0 | 0 | 0 | 7.3488 | 9702.36 | 0 | 0 | 0 | 0 | 0 | 0 | 0 | 7.3488 | 9702.36 | 0 | 0 | 0 | 0 | 0 | 0 | 0 | 7.3488 | 7.3488 | 7.3488
[20 empty] | 3097 | 2020-05-10 | 3097 | 5 | 10 | 1 | 0 | 0 | 7.3488 | 9849.01 | 0 | 0 | 0 | 0 | 0 | 0 | 0 | 7.3488 | 9849.01 | 0 | 0 | 0 | 0 | 0 | 0 | 0 | 7.3488 | 9849.01 | 0 | 0 | 0 | 0 | 0 | 0 | 0 | 7.3488 | 7.3488 | 7.3488
[20 empty] | 3098 | 2020-05-10 01:00 | 3098 | 5 | 10 | 2 | 0 | 0 | 7.3488 | 9849.01 | 0 | 0 | 0 | 0 | 0 | 0 | 0 | 7.3488 | 9849.01 | 0 | 0 | 0 | 0 | 0 | 0 | 0 | 7.3488 | 9849.01 | 0 | 0 | 0 | 0 | 0 | 0 | 0 | 7.3488 | 7.3488 | 7.3488
[20 empty] | 3099 | 2020-05-10 02:00 | 3099 | 5 | 10 | 3 | 0 | 0 | 7.3488 | 9995.67 | 0 | 0 | 0 | 0 | 0 | 0 | 0 | 7.3488 | 9995.67 | 0 | 0 | 0 | 0 | 0 | 0 | 0 | 7.3488 | 9995.67 | 0 | 0 | 0 | 0 | 0 | 0 | 0 | 7.3488 | 7.3488 | 7.3488
[20 empty] | 3100 | 2020-05-10 03:00 | 3100 | 5 | 10 | 4 | 0 | 0 | 25.4808 | 135007 | 11.9212 | 40.6751 | 0 | 125084 | 125.084 | 91094.7 | -17036 | 25.45 | 131149 | 11.9212 | 40.6751 | 0 | 125709 | 125.709 | 91094.6 | -17035.5 | 25.5082 | 135631 | 11.9212 | 40.6751 | 0 | 121227 | 121.227 | 91094.7 | -17035.8 | 25.4808 | 25.45 | 25.5082
[20 empty] | 3101 | 2020-05-10 04:00 | 3101 | 5 | 10 | 5 | 0 | 0 | 10.1313 | 51803.1 | 0 | 0 | 0 | 41880.7 | 41.8807 | 0 | -12768.8 | 10.1004 | 50828.7 | 0 | 0 | 0 | 42009.3 | 42.0093 | 0 | -12768.7 | 10.1587 | 51931.6 | 0 | 0 | 0 | 40906.3 | 40.9063 | 0 | -12768.9 | 10.1313 | 10.1004 | 10.1587
[20 empty] | 3102 | 2020-05-10 05:00 | 3102 | 5 | 10 | 6 | 12544.144 | 12.5441 | 12.2796 | 72413 | 0 | 0 | 0 | 40128.8 | 40.1288 | 0 | -12211.8 | 12.2487 | 71438.6 | 0 | 0 | 0 | 40257.2 | 40.2572 | 54150.1 | -12211.6 | 21.0808 | 72541.5 | 7.0864 | 24.1788 | 0 | 39154.3 | 39.1543 | 0 | -12211.8 | -0.26454 | -0.29544 | 8.5367
[20 empty] | 3103 | 2020-05-10 06:00 | 3103 | 5 | 10 | 7 | 12806.468 | 12.8065 | 93.993 | 120281 | 2.0173 | 6.8829 | 0 | 38507.3 | 38.5073 | 15414.8 | -10551.8 | 96.7651 | 119026 | 3.2658 | 11.1431 | 0 | 38375.4 | 38.3754 | 34832 | -10254.8 | 99.9029 | 120149 | 4.5583 | 15.553 | 0 | 37252.5 | 37.2525 | 24955.7 | -10232.2 | 81.1865 | 83.9586 | 87.0964
[20 empty] | 3104 | 2020-05-10 07:00 | 3104 | 5 | 10 | 8 | 44130.303 | 44.1303 | 128.573 | 119638 | 1.986 | 6.7762 | 0 | 37864.7 | 37.8647 | 15175.7 | -10379.5 | 133.09 | 117399 | 3.6247 | 12.3674 | 0 | 36527 | 36.527 | 44012.1 | -8808.49 | 136.995 | 118300 | 5.7597 | 19.6521 | 0 | 35626.1 | 35.6261 | 27697.7 | -9046.7 | 84.4427 | 88.9597 | 92.8647
[20 empty] | 3105 | 2020-05-10 08:00 | 3105 | 5 | 10 | 9 | 45900.817 | 45.9008 | 151.731 | 90442.8 | 16.5243 | 56.3809 | 0 | 33966.9 | 33.9669 | 126269 | -5995.39 | 157.562 | 89056.8 | 19.2606 | 65.7172 | 0 | 33374.8 | 33.3748 | 179721 | -5703.98 | 164.859 | 89850.7 | 23.5194 | 80.2482 | 0 | 32580.9 | 32.5809 | 147178 | -5976.03 | 105.8302 | 111.6612 | 118.9582
[20 empty] | 3106 | 2020-05-10 09:00 | 3106 | 5 | 10 | 10 | 137394.571 | 137.3946 | 158.893 | 87749.9 | 21.2686 | 72.5685 | 0 | 31420.7 | 31.4207 | 162522 | -4572.75 | 166 | 86713.4 | 24.9748 | 85.214 | 0 | 0 | 0 | 231403 | -4451.03 | 174.217 | 56329.2 | 30.2828 | 103.3249 | 0 | 30384.2 | 30.3842 | 190842 | -4508.65 | 21.4984 | 28.6054 | 36.8224
[20 empty] | 3107 | 2020-05-10 10:00 | 3107 | 5 | 10 | 11 | 270014.464 | 270.0145 | 136.972 | 157621 | 19.0802 | 65.1016 | 0 | 30962 | 30.962 | 145799 | -4529.96 | 143.451 | 156643 | 22.5267 | 76.8611 | 0 | 75845.4 | 75.8454 | 204927 | -4551.48 | 150.685 | 202504 | 26.8179 | 91.5027 | 0 | 29984.4 | 29.9844 | 172135 | -4548.02 | -133.0425 | -126.5635 | -119.3295
[20 empty] | 3108 | 2020-05-10 11:00 | 3108 | 5 | 10 | 12 | 173636.302 | 173.6363 | 176.474 | 126659 | 31.8211 | 108.5736 | 0 | 0 | 0 | 240051 | -2225.1 | 186.069 | 126659 | 37.7209 | 128.7037 | 0 | 0 | 0 | 336628 | -1977.9 | 195.731 | 126659 | 44.6233 | 152.2547 | 0 | 0 | 0 | 284557 | -2057.91 | 2.8377 | 12.4327 | 22.0947
[20 empty] | 3109 | 2020-05-10 12:00 | 3109 | 5 | 10 | 13 | 78405.013 | 78.405 | 130.42 | 88596.3 | 34.3049 | 117.0483 | 0 | 0 | 0 | 255491 | -2336.87 | 140.063 | 88596.3 | 40.119 | 136.886 | 0 | 0 | 0 | 347771 | -2345.63 | 149.779 | 88596.3 | 46.6955 | 159.325 | 0 | 0 | 0 | 298792 | -2343.38 | 52.015 | 61.658 | 71.374
[20 empty] | 3110 | 2020-05-10 13:00 | 3110 | 5 | 10 | 14 | 95362.78 | 95.3628 | 123.378 | 55962.4 | 33.0917 | 112.9089 | 0 | 0 | 0 | 246455 | -1652.09 | 133.525 | 55962.4 | 39.1636 | 133.6262 | 0 | 0 | 0 | 341570 | -1633.88 | 143.42 | 55962.4 | 45.8629 | 156.4842 | 0 | 0 | 0 | 291676 | -1626.32 | 28.0152 | 38.1622 | 48.0572
[20 empty] | 3111 | 2020-05-10 14:00 | 3111 | 5 | 10 | 15 | 98774.305 | 98.7743 | 88.5266 | 56475.9 | 15.3388 | 52.336 | 0 | 0 | 0 | 117210 | -3734.22 | 95.2213 | 56475.9 | 18.5232 | 63.2012 | 0 | 0 | 0 | 166601 | -3752.21 | 101.914 | 56475.9 | 21.8024 | 74.3898 | 0 | 0 | 0 | 141543 | -3741.88 | -10.2477 | -3.553 | 3.1397
[20 empty] | 3112 | 2020-05-10 15:00 | 3112 | 5 | 10 | 16 | 72085.986 | 72.086 | 77.6222 | 31917.6 | 6.8571 | 23.3966 | 0 | 0 | 0 | 52398.2 | -3995.63 | 82.678 | 31917.6 | 8.3631 | 28.5349 | 0 | 0 | 0 | 76545.2 | -3972.81 | 87.7089 | 31917.6 | 10.0172 | 34.1787 | 0 | 0 | 0 | 63905.8 | -3972.4 | 5.5362 | 10.592 | 15.6229
[20 empty] | 3113 | 2020-05-10 16:00 | 3113 | 5 | 10 | 17 | 46016.913 | 46.0169 | 14.6733 | 31917.6 | 0 | 0 | 0 | 0 | 0 | 0 | 0 | 14.6733 | 31917.6 | 0 | 0 | 0 | 0 | 0 | 0 | 0 | 14.6733 | 31917.6 | 0 | 0 | 0 | 0 | 0 | 0 | 0 | -31.3436 | -31.3436 | -31.3436
[20 empty] | 3114 | 2020-05-10 17:00 | 3114 | 5 | 10 | 18 | 38606.828 | 38.6068 | 13.7561 | 32210.9 | 0 | 0 | 0 | 0 | 0 | 0 | 0 | 13.7561 | 32210.9 | 0 | 0 | 0 | 0 | 0 | 0 | 0 | 13.7561 | 32210.9 | 0 | 0 | 0 | 0 | 0 | 0 | 0 | -24.8507 | -24.8507 | -24.8507
[20 empty] | 3115 | 2020-05-10 18:00 | 3115 | 5 | 10 | 19 | 4999.77 | 4.9998 | 10.3718 | 32357.6 | 0 | 0 | 0 | 0 | 0 | 0 | 0 | 10.3718 | 32357.6 | 0 | 0 | 0 | 0 | 0 | 0 | 0 | 10.3718 | 32357.6 | 0 | 0 | 0 | 0 | 0 | 0 | 0 | 5.372 | 5.372 | 5.372
[20 empty] | 3116 | 2020-05-10 19:00 | 3116 | 5 | 10 | 20 | 0 | 0 | 8.8603 | 9995.67 | 0 | 0 | 0 | 0 | 0 | 0 | 0 | 8.8603 | 9995.67 | 0 | 0 | 0 | 0 | 0 | 0 | 0 | 8.8603 | 9995.67 | 0 | 0 | 0 | 0 | 0 | 0 | 0 | 8.8603 | 8.8603 | 8.8603
[20 empty] | 3117 | 2020-05-10 20:00 | 3117 | 5 | 10 | 21 | 0 | 0 | 7.3488 | 9995.67 | 0 | 0 | 0 | 0 | 0 | 0 | 0 | 7.3488 | 9995.67 | 0 | 0 | 0 | 0 | 0 | 0 | 0 | 7.3488 | 9995.67 | 0 | 0 | 0 | 0 | 0 | 0 | 0 | 7.3488 | 7.3488 | 7.3488
[20 empty] | 3118 | 2020-05-10 21:00 | 3118 | 5 | 10 | 22 | 0 | 0 | 23.5982 | 10142.3 | 11.6809 | 39.8552 | 0 | 0 | 0 | 89167.2 | 0 | 23.5982 | 10142.3 | 11.6809 | 39.8552 | 0 | 0 | 0 | 89167.4 | 0 | 23.5982 | 10142.3 | 11.6809 | 39.8552 | 0 | 0 | 0 | 89167.5 | 0 | 23.5982 | 23.5982 | 23.5982
[20 empty] | 3119 | 2020-05-10 22:00 | 3119 | 5 | 10 | 23 | 0 | 0 | 7.3488 | 10142.3 | 0 | 0 | 0 | 0 | 0 | 0 | 0 | 7.3488 | 10142.3 | 0 | 0 | 0 | 0 | 0 | 0 | 0 | 7.3488 | 10142.3 | 0 | 0 | 0 | 0 | 0 | 0 | 0 | 7.3488 | 7.3488 | 7.3488
[20 empty] | 3120 | 2020-05-10 23:00 | 3120 | 5 | 10 | 24 | 0 | 0 | 7.3488 | 10142.3 | 0 | 0 | 0 | 0 | 0 | 0 | 0 | 7.3488 | 10142.3 | 0 | 0 | 0 | 0 | 0 | 0 | 0 | 7.3488 | 10142.3 | 0 | 0 | 0 | 0 | 0 | 0 | 0 | 7.3488 | 7.3488 | 7.3488
[20 empty] | 3121 | 2020-05-11 | 3121 | 5 | 11 | 1 | 0 | 0 | 7.3488 | 10142.3 | 0 | 0 | 0 | 0 | 0 | 0 | 0 | 7.3488 | 10142.3 | 0 | 0 | 0 | 0 | 0 | 0 | 0 | 7.3488 | 10142.3 | 0 | 0 | 0 | 0 | 0 | 0 | 0 | 7.3488 | 7.3488 | 7.3488
[20 empty] | 3122 | 2020-05-11 01:00 | 3122 | 5 | 11 | 2 | 0 | 0 | 7.3488 | 10142.3 | 0 | 0 | 0 | 0 | 0 | 0 | 0 | 7.3488 | 10142.3 | 0 | 0 | 0 | 0 | 0 | 0 | 0 | 7.3488 | 10142.3 | 0 | 0 | 0 | 0 | 0 | 0 | 0 | 7.3488 | 7.3488 | 7.3488
[20 empty] | 3123 | 2020-05-11 02:00 | 3123 | 5 | 11 | 3 | 0 | 0 | 23.2274 | 10215.6 | 11.3101 | 38.5901 | 0 | 0 | 0 | 86325.1 | 0 | 23.2274 | 10215.6 | 11.3101 | 38.5901 | 0 | 0 | 0 | 86325.4 | 0 | 23.2274 | 10215.6 | 11.3101 | 38.5901 | 0 | 0 | 0 | 86325.4 | 0 | 23.2274 | 23.2274 | 23.2274
[20 empty] | 3124 | 2020-05-11 03:00 | 3124 | 5 | 11 | 4 | 0 | 0 | 7.3488 | 10142.3 | 0 | 0 | 0 | 0 | 0 | 0 | 0 | 7.3488 | 10142.3 | 0 | 0 | 0 | 0 | 0 | 0 | 0 | 7.3488 | 10142.3 | 0 | 0 | 0 | 0 | 0 | 0 | 0 | 7.3488 | 7.3488 | 7.3488
[20 empty] | 3125 | 2020-05-11 04:00 | 3125 | 5 | 11 | 5 | 0 | 0 | 8.8603 | 10142.3 | 0 | 0 | 0 | 0 | 0 | 0 | 0 | 8.8603 | 10142.3 | 0 | 0 | 0 | 0 | 0 | 0 | 0 | 8.8603 | 10142.3 | 0 | 0 | 0 | 0 | 0 | 0 | 0 | 8.8603 | 8.8603 | 8.8603
[20 empty] | 3126 | 2020-05-11 05:00 | 3126 | 5 | 11 | 6 | 594.053 | 0.59405 | 11.0086 | 32357.6 | 0 | 0 | 0 | 0 | 0 | 0 | 0 | 18.6542 | 32357.6 | 6.1777 | 21.0783 | 0 | 0 | 0 | 144604 | 0 | 35.033 | 32357.6 | 18.9238 | 64.568 | 0 | 0 | 0 | 47206.4 | 0 | 10.4145 | 18.0601 | 34.4389
[20 empty] | 3127 | 2020-05-11 06:00 | 3127 | 5 | 11 | 7 | 19885.379 | 19.8854 | 93.6447 | 203730 | 0.39997 | 1.3647 | 0 | 121736 | 121.736 | 3056.35 | -12905.3 | 95.4296 | 199125 | 1.6259 | 5.5475 | 0 | 124367 | 124.367 | 21147.6 | -15356.6 | 97.083 | 206361 | 2.7675 | 9.4427 | 0 | 117132 | 117.132 | 12424 | -12097.6 | 73.7593 | 75.5442 | 77.1976
[20 empty] | 3128 | 2020-05-11 07:00 | 3128 | 5 | 11 | 8 | 37204.695 | 37.2047 | 127.588 | 119622 | 1.3075 | 4.4613 | 0 | 37628.6 | 37.6286 | 9991.36 | -9316.43 | 129.326 | 118114 | 2.3725 | 8.0949 | 0 | 38226.1 | 38.2261 | 24221.8 | -9023.41 | 131.119 | 120220 | 3.1698 | 10.8154 | 0 | 36120.8 | 36.1208 | 18129 | -8980.88 | 90.3833 | 92.1213 | 93.9143
[20 empty] | 3129 | 2020-05-11 08:00 | 3129 | 5 | 11 | 9 | 90377.733 | 90.3777 | 139.748 | 56916 | 6.569 | 22.4133 | 0 | 0 | 0 | 50196.1 | -4242.21 | 143.174 | 56916 | 8.5709 | 29.2441 | 0 | 0 | 0 | 78543.2 | -4183.89 | 145.962 | 56916 | 10.2786 | 35.0706 | 0 | 0 | 0 | 65494 | -4211.08 | 49.3703 | 52.7963 | 55.5843
[20 empty] | 3130 | 2020-05-11 09:00 | 3130 | 5 | 11 | 10 | 60234.264 | 60.2343 | 144.054 | 56842.7 | 8.3789 | 28.5887 | 0 | 0 | 0 | 64026.3 | -3207.85 | 147.416 | 56842.7 | 10.6165 | 36.2235 | 0 | 0 | 0 | 96455 | -3132.07 | 150.499 | 56842.7 | 12.6227 | 43.0687 | 0 | 0 | 0 | 81124.6 | -3174.81 | 83.8197 | 87.1817 | 90.2647
[20 empty] | 3131 | 2020-05-11 10:00 | 3131 | 5 | 11 | 11 | 65096.653 | 65.0967 | 121.668 | 126659 | 5.6155 | 19.16 | 0 | 0 | 0 | 42910.1 | -3637.41 | 124.943 | 126659 | 7.7146 | 26.322 | 0 | 0 | 0 | 72223.7 | -3673.5 | 127.877 | 126659 | 9.4516 | 32.249 | 0 | 0 | 0 | 58950 | -3652.99 | 56.5713 | 59.8463 | 62.7803
[20 empty] | 3132 | 2020-05-11 11:00 | 3132 | 5 | 11 | 12 | 94293.732 | 94.2937 | 156.844 | 126659 | 14.112 | 48.1501 | 0 | 0 | 0 | 107835 | -2007.69 | 161.463 | 126659 | 17.3745 | 59.2818 | 0 | 0 | 0 | 153134 | -1803.29 | 165.606 | 126659 | 20.0401 | 68.3768 | 0 | 0 | 0 | 132765 | -1829.69 | 62.5503 | 67.1693 | 71.3123
[20 empty] | 3133 | 2020-05-11 12:00 | 3133 | 5 | 11 | 13 | 64593.435 | 64.5934 | 116.756 | 90006.5 | 21.7332 | 74.1537 | 0 | 0 | 0 | 166072 | -2003.42 | 121.828 | 90006.5 | 25.2504 | 86.1544 | 0 | 0 | 0 | 220117 | -2062.34 | 126.889 | 90006.5 | 28.8058 | 98.2854 | 0 | 0 | 0 | 192949 | -2063.64 | 52.1626 | 57.2346 | 62.2956
[20 empty] | 3134 | 2020-05-11 13:00 | 3134 | 5 | 11 | 14 | 72142.164 | 72.1422 | 109.684 | 56329.2 | 20.668 | 70.5192 | 0 | 0 | 0 | 157932 | -1954.12 | 115.076 | 56329.2 | 24.3392 | 83.0454 | 0 | 0 | 0 | 213419 | -1973.38 | 120.321 | 56329.2 | 27.9293 | 95.2948 | 0 | 0 | 0 | 185986 | -1951.25 | 37.5418 | 42.9338 | 48.1788
[20 empty] | 3135 | 2020-05-11 14:00 | 3135 | 5 | 11 | 15 | 74174.478 | 74.1745 | 101.481 | 56035.7 | 28.3491 | 96.7271 | 0 | 0 | 0 | 213859 | -2951.73 | 107.693 | 56035.7 | 32.1786 | 109.7934 | 0 | 0 | 0 | 269932 | -2996.85 | 113.614 | 56035.7 | 35.7821 | 122.0885 | 0 | 0 | 0 | 242747 | -2968.66 | 27.3065 | 33.5185 | 39.4395
[20 empty] | 3136 | 2020-05-11 15:00 | 3136 | 5 | 11 | 16 | 49781.947 | 49.7819 | 95.0827 | 31330.8 | 23.8871 | 81.5028 | 0 | 0 | 0 | 182531 | -2993.6 | 101.26 | 31330.8 | 27.3686 | 93.3817 | 0 | 0 | 0 | 235244 | -3004.96 | 107.159 | 31330.8 | 30.7855 | 105.0401 | 0 | 0 | 0 | 209135 | -2986.38 | 45.3008 | 51.4781 | 57.3771
[20 empty] | 3137 | 2020-05-11 16:00 | 3137 | 5 | 11 | 17 | 38329.353 | 38.3294 | 14.6733 | 31330.8 | 0 | 0 | 0 | 0 | 0 | 0 | 0 | 14.6733 | 31330.8 | 0 | 0 | 0 | 0 | 0 | 0 | 0 | 14.6733 | 31330.8 | 0 | 0 | 0 | 0 | 0 | 0 | 0 | -23.6561 | -23.6561 | -23.6561
[20 empty] | 3138 | 2020-05-11 17:00 | 3138 | 5 | 11 | 18 | 50206.711 | 50.2067 | 13.7561 | 31917.6 | 0 | 0 | 0 | 0 | 0 | 0 | 0 | 13.7561 | 31917.6 | 0 | 0 | 0 | 0 | 0 | 0 | 0 | 13.7561 | 31917.6 | 0 | 0 | 0 | 0 | 0 | 0 | 0 | -36.4506 | -36.4506 | -36.4506
[20 empty] | 3139 | 2020-05-11 18:00 | 3139 | 5 | 11 | 19 | 5275.038 | 5.275 | 10.3718 | 31917.6 | 0 | 0 | 0 | 0 | 0 | 0 | 0 | 10.3718 | 31917.6 | 0 | 0 | 0 | 0 | 0 | 0 | 0 | 10.3718 | 31917.6 | 0 | 0 | 0 | 0 | 0 | 0 | 0 | 5.0968 | 5.0968 | 5.0968
[20 empty] | 3140 | 2020-05-11 19:00 | 3140 | 5 | 11 | 20 | 0 | 0 | 8.8603 | 9555.71 | 0 | 0 | 0 | 0 | 0 | 0 | 0 | 8.8603 | 9555.71 | 0 | 0 | 0 | 0 | 0 | 0 | 0 | 8.8603 | 9555.71 | 0 | 0 | 0 | 0 | 0 | 0 | 0 | 8.8603 | 8.8603 | 8.8603
[20 empty] | 3141 | 2020-05-11 20:00 | 3141 | 5 | 11 | 21 | 0 | 0 | 7.3488 | 9922.34 | 0 | 0 | 0 | 0 | 0 | 0 | 0 | 7.3488 | 9922.34 | 0 | 0 | 0 | 0 | 0 | 0 | 0 | 7.3488 | 9922.34 | 0 | 0 | 0 | 0 | 0 | 0 | 0 | 7.3488 | 7.3488 | 7.3488
[20 empty] | 3142 | 2020-05-11 21:00 | 3142 | 5 | 11 | 22 | 0 | 0 | 23.7367 | 9922.34 | 11.8194 | 40.3278 | 0 | 0 | 0 | 90195.6 | 0 | 23.7367 | 9922.34 | 11.8194 | 40.3278 | 0 | 0 | 0 | 90195.7 | 0 | 23.7367 | 9922.34 | 11.8194 | 40.3278 | 0 | 0 | 0 | 90195.8 | 0 | 23.7367 | 23.7367 | 23.7367
[20 empty] | 3143 | 2020-05-11 22:00 | 3143 | 5 | 11 | 23 | 0 | 0 | 7.3488 | 9922.34 | 0 | 0 | 0 | 0 | 0 | 0 | 0 | 7.3488 | 9922.34 | 0 | 0 | 0 | 0 | 0 | 0 | 0 | 7.3488 | 9922.34 | 0 | 0 | 0 | 0 | 0 | 0 | 0 | 7.3488 | 7.3488 | 7.3488
[20 empty] | 3144 | 2020-05-11 23:00 | 3144 | 5 | 11 | 24 | 0 | 0 | 7.3488 | 9922.34 | 0 | 0 | 0 | 0 | 0 | 0 | 0 | 7.3488 | 9922.34 | 0 | 0 | 0 | 0 | 0 | 0 | 0 | 7.3488 | 9922.34 | 0 | 0 | 0 | 0 | 0 | 0 | 0 | 7.3488 | 7.3488 | 7.3488
[20 empty] | 3145 | 2020-05-12 | 3145 | 5 | 12 | 1 | 0 | 0 | 7.3488 | 9849.01 | 0 | 0 | 0 | 0 | 0 | 0 | 0 | 7.3488 | 9849.01 | 0 | 0 | 0 | 0 | 0 | 0 | 0 | 7.3488 | 9849.01 | 0 | 0 | 0 | 0 | 0 | 0 | 0 | 7.3488 | 7.3488 | 7.3488
[20 empty] | 3146 | 2020-05-12 01:00 | 3146 | 5 | 12 | 2 | 0 | 0 | 7.3488 | 9849.01 | 0 | 0 | 0 | 0 | 0 | 0 | 0 | 7.3488 | 9849.01 | 0 | 0 | 0 | 0 | 0 | 0 | 0 | 7.3488 | 9849.01 | 0 | 0 | 0 | 0 | 0 | 0 | 0 | 7.3488 | 7.3488 | 7.3488
[20 empty] | 3147 | 2020-05-12 02:00 | 3147 | 5 | 12 | 3 | 0 | 0 | 7.3488 | 9702.36 | 0 | 0 | 0 | 0 | 0 | 0 | 0 | 7.3488 | 9702.36 | 0 | 0 | 0 | 0 | 0 | 0 | 0 | 7.3488 | 9702.36 | 0 | 0 | 0 | 0 | 0 | 0 | 0 | 7.3488 | 7.3488 | 7.3488
[20 empty] | 3148 | 2020-05-12 03:00 | 3148 | 5 | 12 | 4 | 0 | 0 | 23.3583 | 9702.36 | 11.4409 | 39.0364 | 0 | 0 | 0 | 87305.8 | 0 | 23.3583 | 9702.36 | 11.441 | 39.0367 | 0 | 0 | 0 | 87305.9 | 0 | 23.3583 | 9702.36 | 11.4409 | 39.0364 | 0 | 0 | 0 | 87306 | 0 | 23.3583 | 23.3583 | 23.3583
[20 empty] | 3149 | 2020-05-12 04:00 | 3149 | 5 | 12 | 5 | 0 | 0 | 8.8603 | 9702.36 | 0 | 0 | 0 | 0 | 0 | 0 | 0 | 8.8603 | 9702.36 | 0 | 0 | 0 | 0 | 0 | 0 | 0 | 8.8603 | 9702.36 | 0 | 0 | 0 | 0 | 0 | 0 | 0 | 8.8603 | 8.8603 | 8.8603
[20 empty] | 3150 | 2020-05-12 05:00 | 3150 | 5 | 12 | 6 | 8181.048 | 8.181 | 11.0086 | 32137.6 | 0 | 0 | 0 | 0 | 0 | 0 | 0 | 24.6926 | 32137.6 | 10.6801 | 36.4405 | 0 | 0 | 0 | 133459 | 0 | 33.372 | 32137.6 | 17.4691 | 59.6046 | 0 | 0 | 0 | 81598.2 | 0 | 2.8276 | 16.5116 | 25.191
[20 empty] | 3151 | 2020-05-12 06:00 | 3151 | 5 | 12 | 7 | 50758.493 | 50.7585 | 98.9288 | 81773.4 | 5.0894 | 17.3651 | 0 | 0 | 0 | 38890.3 | -7532.15 | 100.453 | 81773.4 | 6.4231 | 21.9156 | 0 | 0 | 0 | 55113.8 | -8110.02 | 101.833 | 81773.4 | 7.2125 | 24.6091 | 0 | 0 | 0 | 49081.4 | -7864.41 | 48.1703 | 49.6945 | 51.0745
[20 empty] | 3152 | 2020-05-12 07:00 | 3152 | 5 | 12 | 8 | 39404.143 | 39.4041 | 132.527 | 81773.4 | 5.641 | 19.247 | 0 | 0 | 0 | 43105 | -5868.68 | 134.24 | 81773.4 | 6.6861 | 22.8129 | 0 | 0 | 0 | 57685.7 | -6287.94 | 135.965 | 81773.4 | 7.5491 | 25.7575 | 0 | 0 | 0 | 51090.9 | -6055.5 | 93.1229 | 94.8359 | 96.5609
[20 empty] | 3153 | 2020-05-12 08:00 | 3153 | 5 | 12 | 9 | 96251.424 | 96.2514 | 150.401 | 56622.6 | 15.5652 | 53.1085 | 0 | 0 | 0 | 118940 | -2876.81 | 153.551 | 56622.6 | 17.7529 | 60.5729 | 0 | 0 | 0 | 149835 | -2904.39 | 156.515 | 56622.6 | 19.6083 | 66.9035 | 0 | 0 | 0 | 135657 | -2949.37 | 54.1496 | 57.2996 | 60.2636
[20 empty] | 3154 | 2020-05-12 09:00 | 3154 | 5 | 12 | 10 | 121528.774 | 121.5288 | 158.289 | 56475.9 | 20.4504 | 69.7768 | 0 | 0 | 0 | 156270 | -1962.87 | 162.351 | 56475.9 | 23.3937 | 79.8193 | 0 | 0 | 0 | 198470 | -1893.45 | 166.276 | 56475.9 | 25.973 | 88.6199 | 0 | 0 | 0 | 178761 | -1884.99 | 36.7602 | 40.8222 | 44.7472
[20 empty] | 3155 | 2020-05-12 10:00 | 3155 | 5 | 12 | 11 | 133422.676 | 133.4227 | 135.746 | 126659 | 17.4599 | 59.5732 | 0 | 0 | 0 | 133418 | -1900.65 | 139.538 | 126659 | 20.1821 | 68.8613 | 0 | 0 | 0 | 172747 | -1926.66 | 143.315 | 126659 | 22.6067 | 77.1341 | 0 | 0 | 0 | 154219 | -1910.67 | 2.3233 | 6.1153 | 9.8923
[20 empty] | 3156 | 2020-05-12 11:00 | 3156 | 5 | 12 | 12 | 138645.195 | 138.6452 | 162.141 | 126659 | 17.5461 | 59.8673 | 0 | 0 | 0 | 134077 | -680.024 | 166.055 | 126659 | 20.0878 | 68.5396 | 0 | 0 | 0 | 170346 | -576.509 | 169.716 | 126659 | 22.2924 | 76.0617 | 0 | 0 | 0 | 153499 | -565.025 | 23.4958 | 27.4098 | 31.0708
[20 empty] | 3157 | 2020-05-12 12:00 | 3157 | 5 | 12 | 13 | 191874.549 | 191.8745 | 116.702 | 89812.3 | 20.3754 | 69.5209 | 0 | 0 | 0 | 155697 | -668.912 | 121.218 | 89812.3 | 23.3487 | 79.6658 | 0 | 0 | 0 | 197836 | -701.203 | 125.329 | 89812.3 | 25.8901 | 88.337 | 0 | 0 | 0 | 178417 | -683.383 | -75.1725 | -70.6565 | -66.5455
[20 empty] | 3158 | 2020-05-12 13:00 | 3158 | 5 | 12 | 14 | 265120.637 | 265.1206 | 109.08 | 56475.9 | 19.2247 | 65.5947 | 0 | 0 | 0 | 146903 | -622.496 | 113.707 | 56475.9 | 22.1715 | 75.6492 | 0 | 0 | 0 | 189110 | -657.589 | 117.986 | 56475.9 | 24.7481 | 84.4405 | 0 | 0 | 0 | 169421 | -639.565 | -156.0406 | -151.4136 | -147.1346
[20 empty] | 3159 | 2020-05-12 14:00 | 3159 | 5 | 12 | 15 | 232370.888 | 232.3709 | 81.6015 | 56769.3 | 8.2818 | 28.2576 | 0 | 0 | 0 | 63284.7 | -2055.36 | 84.7402 | 56769.3 | 9.7612 | 33.3054 | 0 | 0 | 0 | 84722.2 | -2078.22 | 87.8755 | 56769.3 | 11.0873 | 37.8299 | 0 | 0 | 0 | 74589.6 | -2066.49 | -150.7694 | -147.6307 | -144.4954
[20 empty] | 3160 | 2020-05-12 15:00 | 3160 | 5 | 12 | 16 | 184775.625 | 184.7756 | 75.3123 | 32064.2 | 4.2553 | 14.5191 | 0 | 0 | 0 | 32516.4 | -2326 | 78.0137 | 32064.2 | 5.0285 | 17.1571 | 0 | 0 | 0 | 43760.7 | -2342.3 | 80.738 | 32064.2 | 5.7268 | 19.5398 | 0 | 0 | 0 | 38424.4 | -2348.42 | -109.4633 | -106.7619 | -104.0376
[20 empty] | 3161 | 2020-05-12 16:00 | 3161 | 5 | 12 | 17 | 81044.909 | 81.0449 | 14.6733 | 32064.2 | 0 | 0 | 0 | 0 | 0 | 0 | 0 | 14.6733 | 32064.2 | 0 | 0 | 0 | 0 | 0 | 0 | 0 | 14.6733 | 32064.2 | 0 | 0 | 0 | 0 | 0 | 0 | 0 | -66.3716 | -66.3716 | -66.3716
[20 empty] | 3162 | 2020-05-12 17:00 | 3162 | 5 | 12 | 18 | 29559.718 | 29.5597 | 13.7561 | 32357.6 | 0 | 0 | 0 | 0 | 0 | 0 | 0 | 13.7561 | 32357.6 | 0 | 0 | 0 | 0 | 0 | 0 | 0 | 13.7561 | 32357.6 | 0 | 0 | 0 | 0 | 0 | 0 | 0 | -15.8036 | -15.8036 | -15.8036
[20 empty] | 3163 | 2020-05-12 18:00 | 3163 | 5 | 12 | 19 | 5407.345 | 5.4073 | 10.3718 | 32430.9 | 0 | 0 | 0 | 0 | 0 | 0 | 0 | 10.3718 | 32430.9 | 0 | 0 | 0 | 0 | 0 | 0 | 0 | 10.3718 | 32430.9 | 0 | 0 | 0 | 0 | 0 | 0 | 0 | 4.9645 | 4.9645 | 4.9645
[20 empty] | 3164 | 2020-05-12 19:00 | 3164 | 5 | 12 | 20 | 0 | 0 | 8.8603 | 10069 | 0 | 0 | 0 | 0 | 0 | 0 | 0 | 8.8603 | 10069 | 0 | 0 | 0 | 0 | 0 | 0 | 0 | 8.8603 | 10069 | 0 | 0 | 0 | 0 | 0 | 0 | 0 | 8.8603 | 8.8603 | 8.8603
[20 empty] | 3165 | 2020-05-12 20:00 | 3165 | 5 | 12 | 21 | 0 | 0 | 7.3488 | 10142.3 | 0 | 0 | 0 | 0 | 0 | 0 | 0 | 7.3488 | 10142.3 | 0 | 0 | 0 | 0 | 0 | 0 | 0 | 7.3488 | 10142.3 | 0 | 0 | 0 | 0 | 0 | 0 | 0 | 7.3488 | 7.3488 | 7.3488
[20 empty] | 3166 | 2020-05-12 21:00 | 3166 | 5 | 12 | 22 | 0 | 0 | 23.7796 | 10142.3 | 11.8623 | 40.4742 | 0 | 0 | 0 | 90523.6 | 0 | 23.7796 | 10142.3 | 11.8622 | 40.4738 | 0 | 0 | 0 | 90523.3 | 0 | 23.7796 | 10142.3 | 11.8622 | 40.4738 | 0 | 0 | 0 | 90523.3 | 0 | 23.7796 | 23.7796 | 23.7796
[20 empty] | 3167 | 2020-05-12 22:00 | 3167 | 5 | 12 | 23 | 0 | 0 | 7.3488 | 10142.3 | 0 | 0 | 0 | 0 | 0 | 0 | 0 | 7.3488 | 10142.3 | 0 | 0 | 0 | 0 | 0 | 0 | 0 | 7.3488 | 10142.3 | 0 | 0 | 0 | 0 | 0 | 0 | 0 | 7.3488 | 7.3488 | 7.3488
[20 empty] | 3168 | 2020-05-12 23:00 | 3168 | 5 | 12 | 24 | 0 | 0 | 7.3488 | 10289 | 0 | 0 | 0 | 0 | 0 | 0 | 0 | 7.3488 | 10289 | 0 | 0 | 0 | 0 | 0 | 0 | 0 | 7.3488 | 10289 | 0 | 0 | 0 | 0 | 0 | 0 | 0 | 7.3488 | 7.3488 | 7.3488
[20 empty] | 3169 | 2020-05-13 | 3169 | 5 | 13 | 1 | 0 | 0 | 7.3488 | 10362.3 | 0 | 0 | 0 | 0 | 0 | 0 | 0 | 7.3488 | 10362.3 | 0 | 0 | 0 | 0 | 0 | 0 | 0 | 7.3488 | 10362.3 | 0 | 0 | 0 | 0 | 0 | 0 | 0 | 7.3488 | 7.3488 | 7.3488
[20 empty] | 3170 | 2020-05-13 01:00 | 3170 | 5 | 13 | 2 | 0 | 0 | 7.3488 | 10362.3 | 0 | 0 | 0 | 0 | 0 | 0 | 0 | 7.3488 | 10362.3 | 0 | 0 | 0 | 0 | 0 | 0 | 0 | 7.3488 | 10362.3 | 0 | 0 | 0 | 0 | 0 | 0 | 0 | 7.3488 | 7.3488 | 7.3488
[20 empty] | 3171 | 2020-05-13 02:00 | 3171 | 5 | 13 | 3 | 0 | 0 | 23.4282 | 10142.3 | 11.5109 | 39.2752 | 0 | 0 | 0 | 87845.9 | 0 | 23.4281 | 10142.3 | 11.5108 | 39.2748 | 0 | 0 | 0 | 87845.6 | 0 | 23.4282 | 10142.3 | 11.5108 | 39.2748 | 0 | 0 | 0 | 87845.5 | 0 | 23.4282 | 23.4281 | 23.4282
[20 empty] | 3172 | 2020-05-13 03:00 | 3172 | 5 | 13 | 4 | 0 | 0 | 7.3488 | 10069 | 0 | 0 | 0 | 0 | 0 | 0 | 0 | 7.3488 | 10069 | 0 | 0 | 0 | 0 | 0 | 0 | 0 | 7.3488 | 10069 | 0 | 0 | 0 | 0 | 0 | 0 | 0 | 7.3488 | 7.3488 | 7.3488
[20 empty] | 3173 | 2020-05-13 04:00 | 3173 | 5 | 13 | 5 | 0 | 0 | 8.8603 | 10069 | 0 | 0 | 0 | 0 | 0 | 0 | 0 | 8.8603 | 10069 | 0 | 0 | 0 | 0 | 0 | 0 | 0 | 8.8603 | 10069 | 0 | 0 | 0 | 0 | 0 | 0 | 0 | 8.8603 | 8.8603 | 8.8603
[20 empty] | 3174 | 2020-05-13 05:00 | 3174 | 5 | 13 | 6 | 14971.942 | 14.9719 | 11.0086 | 32284.3 | 0 | 0 | 0 | 0 | 0 | 0 | 0 | 17.3804 | 32284.3 | 4.827 | 16.4696 | 0 | 0 | 0 | 89613.5 | 0 | 25.9713 | 32284.3 | 11.7326 | 40.0316 | 0 | 0 | 0 | 36873.4 | 0 | -3.9633 | 2.4085 | 10.9994
[20 empty] | 3175 | 2020-05-13 06:00 | 3175 | 5 | 13 | 7 | 19464.536 | 19.4645 | 97.5573 | 81920.1 | 3.3447 | 11.4121 | 0 | 0 | 0 | 25558.2 | -8404.74 | 98.8564 | 81920.1 | 4.2368 | 14.4561 | 0 | 0 | 0 | 32085.5 | -8800.33 | 99.3721 | 81920.1 | 4.1989 | 14.3267 | 0 | 0 | 0 | 32375.4 | -10721.9 | 78.0928 | 79.3919 | 79.9076
[20 empty] | 3176 | 2020-05-13 07:00 | 3176 | 5 | 13 | 8 | 39636.283 | 39.6363 | 130.887 | 81920.1 | 3.924 | 13.3888 | 0 | 0 | 0 | 29985 | -6496.13 | 131.782 | 81920.1 | 4.4024 | 15.0209 | 0 | 0 | 0 | 35026.1 | -6722.34 | 132.867 | 81920.1 | 4.5837 | 15.6397 | 0 | 0 | 0 | 33640.3 | -6606.62 | 91.2507 | 92.1457 | 93.2307
[20 empty] | 3177 | 2020-05-13 08:00 | 3177 | 5 | 13 | 9 | 56227.286 | 56.2273 | 144.507 | 56842.7 | 10.8775 | 37.114 | 0 | 0 | 0 | 83119.6 | -3793.5 | 146.391 | 56842.7 | 11.9373 | 40.7301 | 0 | 0 | 0 | 96980.3 | -4087.95 | 148.014 | 56842.7 | 12.6914 | 43.3031 | 0 | 0 | 0 | 91218.1 | -3898.21 | 88.2797 | 90.1637 | 91.7867
[20 empty] | 3178 | 2020-05-13 09:00 | 3178 | 5 | 13 | 10 | 121017.89 | 121.0179 | 146.598 | 56842.7 | 11.2364 | 38.3386 | 0 | 0 | 0 | 85862.1 | -2731.83 | 148.51 | 56842.7 | 12.2453 | 41.781 | 0 | 0 | 0 | 99629.9 | -3047.45 | 150.203 | 56842.7 | 13.0382 | 44.4863 | 0 | 0 | 0 | 93571.6 | -2880.33 | 25.5801 | 27.4921 | 29.1851
[20 empty] | 3179 | 2020-05-13 10:00 | 3179 | 5 | 13 | 11 | 126746.498 | 126.7465 | 124.149 | 126659 | 8.2817 | 28.2572 | 0 | 0 | 0 | 63283.8 | -3012.26 | 125.912 | 126659 | 9.1695 | 31.2864 | 0 | 0 | 0 | 75560.7 | -3095.7 | 127.58 | 126659 | 9.8883 | 33.739 | 0 | 0 | 0 | 70067.9 | -3034.18 | -2.5975 | -0.8345 | 0.8335
[20 empty] | 3180 | 2020-05-13 11:00 | 3180 | 5 | 13 | 12 | 285458.067 | 285.4581 | 151.633 | 126659 | 8.9658 | 30.5915 | 0 | 0 | 0 | 68511.7 | -1482.2 | 153.275 | 126659 | 9.7757 | 33.3546 | 0 | 0 | 0 | 79318.8 | -1482.76 | 154.856 | 126659 | 10.3801 | 35.4169 | 0 | 0 | 0 | 74699.8 | -1496.16 | -133.8251 | -132.1831 | -130.6021
[20 empty] | 3181 | 2020-05-13 12:00 | 3181 | 5 | 13 | 13 | 283798.68 | 283.7987 | 103.648 | 90803.1 | 9.5497 | 32.5836 | 0 | 0 | 0 | 72973.1 | -1795.68 | 105.532 | 90803.1 | 10.5119 | 35.8666 | 0 | 0 | 0 | 86328.8 | -1821.52 | 107.339 | 90803.1 | 11.2975 | 38.5471 | 0 | 0 | 0 | 80325.6 | -1811.05 | -180.1507 | -178.2667 | -176.4597
[20 empty] | 3182 | 2020-05-13 13:00 | 3182 | 5 | 13 | 14 | 265684.762 | 265.6848 | 95.9183 | 56842.7 | 8.7637 | 29.9017 | 0 | 0 | 0 | 66967 | -2150.22 | 97.8481 | 56842.7 | 9.6904 | 33.0637 | 0 | 0 | 0 | 79916.5 | -2168.71 | 99.7094 | 56842.7 | 10.4584 | 35.6841 | 0 | 0 | 0 | 74048.3 | -2159.3 | -169.7665 | -167.8367 | -165.9754
[20 empty] | 3183 | 2020-05-13 14:00 | 3183 | 5 | 13 | 15 | 231234.37 | 231.2344 | 79.3452 | 56769.3 | 8.1919 | 27.9509 | 0 | 0 | 0 | 62597.9 | -3849.38 | 81.3426 | 56769.3 | 9.0577 | 30.9047 | 0 | 0 | 0 | 74652.9 | -3860.31 | 83.2341 | 56769.3 | 9.7695 | 33.3336 | 0 | 0 | 0 | 69213.2 | -3854.71 | -151.8892 | -149.8918 | -148.0003
[20 empty] | 3184 | 2020-05-13 15:00 | 3184 | 5 | 13 | 16 | 118882.564 | 118.8826 | 78.9699 | 31844.2 | 9.5614 | 32.6236 | 0 | 0 | 0 | 73062.8 | -3841.92 | 81.4034 | 31844.2 | 10.5896 | 36.1317 | 0 | 0 | 0 | 87392.2 | -3939.94 | 83.6689 | 31844.2 | 11.4367 | 39.022 | 0 | 0 | 0 | 80919.3 | -3886.72 | -39.9127 | -37.4792 | -35.2137
[20 empty] | 3185 | 2020-05-13 16:00 | 3185 | 5 | 13 | 17 | 74487.787 | 74.4878 | 14.6733 | 31844.2 | 0 | 0 | 0 | 0 | 0 | 0 | 0 | 14.6733 | 31844.2 | 0 | 0 | 0 | 0 | 0 | 0 | 0 | 14.6733 | 31844.2 | 0 | 0 | 0 | 0 | 0 | 0 | 0 | -59.8145 | -59.8145 | -59.8145
[20 empty] | 3186 | 2020-05-13 17:00 | 3186 | 5 | 13 | 18 | 52744.997 | 52.745 | 13.7561 | 32137.6 | 0 | 0 | 0 | 0 | 0 | 0 | 0 | 13.7561 | 32137.6 | 0 | 0 | 0 | 0 | 0 | 0 | 0 | 13.7561 | 32137.6 | 0 | 0 | 0 | 0 | 0 | 0 | 0 | -38.9889 | -38.9889 | -38.9889
[20 empty] | 3187 | 2020-05-13 18:00 | 3187 | 5 | 13 | 19 | 6338.867 | 6.3389 | 10.3718 | 32284.3 | 0 | 0 | 0 | 0 | 0 | 0 | 0 | 10.3718 | 32284.3 | 0 | 0 | 0 | 0 | 0 | 0 | 0 | 10.3718 | 32284.3 | 0 | 0 | 0 | 0 | 0 | 0 | 0 | 4.0329 | 4.0329 | 4.0329
[20 empty] | 3188 | 2020-05-13 19:00 | 3188 | 5 | 13 | 20 | 0 | 0 | 8.8603 | 9922.34 | 0 | 0 | 0 | 0 | 0 | 0 | 0 | 8.8603 | 9922.34 | 0 | 0 | 0 | 0 | 0 | 0 | 0 | 8.8603 | 9922.34 | 0 | 0 | 0 | 0 | 0 | 0 | 0 | 8.8603 | 8.8603 | 8.8603
[20 empty] | 3189 | 2020-05-13 20:00 | 3189 | 5 | 13 | 21 | 0 | 0 | 7.3488 | 9849.01 | 0 | 0 | 0 | 0 | 0 | 0 | 0 | 7.3488 | 9849.01 | 0 | 0 | 0 | 0 | 0 | 0 | 0 | 7.3488 | 9849.01 | 0 | 0 | 0 | 0 | 0 | 0 | 0 | 7.3488 | 7.3488 | 7.3488
[20 empty] | 3190 | 2020-05-13 21:00 | 3190 | 5 | 13 | 22 | 0 | 0 | 23.8719 | 9922.34 | 11.9545 | 40.7888 | 0 | 0 | 0 | 91213.7 | 0 | 23.8719 | 9922.34 | 11.9545 | 40.7888 | 0 | 0 | 0 | 91213.8 | 0 | 23.8719 | 9922.34 | 11.9545 | 40.7888 | 0 | 0 | 0 | 91213.7 | 0 | 23.8719 | 23.8719 | 23.8719
[20 empty] | 3191 | 2020-05-13 22:00 | 3191 | 5 | 13 | 23 | 0 | 0 | 7.3488 | 9922.34 | 0 | 0 | 0 | 0 | 0 | 0 | 0 | 7.3488 | 9922.34 | 0 | 0 | 0 | 0 | 0 | 0 | 0 | 7.3488 | 9922.34 | 0 | 0 | 0 | 0 | 0 | 0 | 0 | 7.3488 | 7.3488 | 7.3488
[20 empty] | 3192 | 2020-05-13 23:00 | 3192 | 5 | 13 | 24 | 0 | 0 | 7.3488 | 9849.01 | 0 | 0 | 0 | 0 | 0 | 0 | 0 | 7.3488 | 9849.01 | 0 | 0 | 0 | 0 | 0 | 0 | 0 | 7.3488 | 9849.01 | 0 | 0 | 0 | 0 | 0 | 0 | 0 | 7.3488 | 7.3488 | 7.3488
[20 empty] | 3193 | 2020-05-14 | 3193 | 5 | 14 | 1 | 0 | 0 | 7.3488 | 9849.01 | 0 | 0 | 0 | 0 | 0 | 0 | 0 | 7.3488 | 9849.01 | 0 | 0 | 0 | 0 | 0 | 0 | 0 | 7.3488 | 9849.01 | 0 | 0 | 0 | 0 | 0 | 0 | 0 | 7.3488 | 7.3488 | 7.3488
[20 empty] | 3194 | 2020-05-14 01:00 | 3194 | 5 | 14 | 2 | 0 | 0 | 7.3488 | 9849.01 | 0 | 0 | 0 | 0 | 0 | 0 | 0 | 7.3488 | 9849.01 | 0 | 0 | 0 | 0 | 0 | 0 | 0 | 7.3488 | 9849.01 | 0 | 0 | 0 | 0 | 0 | 0 | 0 | 7.3488 | 7.3488 | 7.3488
[20 empty] | 3195 | 2020-05-14 02:00 | 3195 | 5 | 14 | 3 | 0 | 0 | 7.3488 | 9849.01 | 0 | 0 | 0 | 0 | 0 | 0 | 0 | 7.3488 | 9849.01 | 0 | 0 | 0 | 0 | 0 | 0 | 0 | 7.3488 | 9849.01 | 0 | 0 | 0 | 0 | 0 | 0 | 0 | 7.3488 | 7.3488 | 7.3488
[20 empty] | 3196 | 2020-05-14 03:00 | 3196 | 5 | 14 | 4 | 0 | 0 | 23.5148 | 9922.34 | 11.5975 | 39.5707 | 0 | 0 | 0 | 88489.5 | 0 | 23.5148 | 9922.34 | 11.5975 | 39.5707 | 0 | 0 | 0 | 88489.3 | 0 | 23.5148 | 9922.34 | 11.5975 | 39.5707 | 0 | 0 | 0 | 88489.4 | 0 | 23.5148 | 23.5148 | 23.5148
[20 empty] | 3197 | 2020-05-14 04:00 | 3197 | 5 | 14 | 5 | 0 | 0 | 8.8603 | 9922.34 | 0 | 0 | 0 | 0 | 0 | 0 | 0 | 8.8603 | 9922.34 | 0 | 0 | 0 | 0 | 0 | 0 | 0 | 8.8603 | 9922.34 | 0 | 0 | 0 | 0 | 0 | 0 | 0 | 8.8603 | 8.8603 | 8.8603
[20 empty] | 3198 | 2020-05-14 05:00 | 3198 | 5 | 14 | 6 | 5735.473 | 5.7355 | 11.0086 | 32210.9 | 0 | 0 | 0 | 0 | 0 | 0 | 0 | 11.0086 | 32210.9 | 0 | 0 | 0 | 0 | 0 | 0 | 0 | 11.0086 | 32210.9 | 0 | 0 | 0 | 0 | 0 | 0 | 0 | 5.2731 | 5.2731 | 5.2731
[20 empty] | 3199 | 2020-05-14 06:00 | 3199 | 5 | 14 | 7 | 15676.199 | 15.6762 | 103.227 | 81773.4 | 9.2073 | 31.4154 | 0 | 0 | 0 | 70356.9 | -8892.49 | 104.93 | 81773.4 | 10.3194 | 35.2098 | 0 | 0 | 0 | 87980.2 | -8915.64 | 106.848 | 81773.4 | 11.5136 | 39.2844 | 0 | 0 | 0 | 78854.7 | -8906.1 | 87.5508 | 89.2538 | 91.1718
[20 empty] | 3200 | 2020-05-14 07:00 | 3200 | 5 | 14 | 8 | 30389.776 | 30.3898 | 136.611 | 81773.4 | 9.0878 | 31.0075 | 0 | 0 | 0 | 69443.3 | -7499.23 | 138.451 | 81773.4 | 10.4553 | 35.6735 | 0 | 0 | 0 | 86313 | -6365.58 | 139.948 | 81773.4 | 11.2954 | 38.5399 | 0 | 0 | 0 | 79893.2 | -6586.23 | 106.2212 | 108.0612 | 109.5582
[20 empty] | 3201 | 2020-05-14 08:00 | 3201 | 5 | 14 | 9 | 61140.44 | 61.1404 | 145.531 | 56842.7 | 11.8973 | 40.5936 | 0 | 0 | 0 | 90912.3 | -3715 | 147.275 | 56842.7 | 12.9687 | 44.2492 | 0 | 0 | 0 | 105373 | -3827.77 | 148.946 | 56842.7 | 13.7897 | 47.0505 | 0 | 0 | 0 | 99098.7 | -3780.6 | 84.3906 | 86.1346 | 87.8056
[20 empty] | 3202 | 2020-05-14 09:00 | 3202 | 5 | 14 | 10 | 80423.872 | 80.4239 | 150.741 | 56696 | 15.0968 | 51.5103 | 0 | 0 | 0 | 115361 | -2690.98 | 152.836 | 56696 | 16.379 | 55.8851 | 0 | 0 | 0 | 133892 | -2734.07 | 154.917 | 56696 | 17.5219 | 59.7847 | 0 | 0 | 0 | 125159 | -2682.82 | 70.3171 | 72.4121 | 74.4931
[20 empty] | 3203 | 2020-05-14 10:00 | 3203 | 5 | 14 | 11 | 107174.447 | 107.1744 | 128.296 | 126659 | 12.0814 | 41.2217 | 0 | 0 | 0 | 92319 | -3059.93 | 130.432 | 126659 | 13.2697 | 45.2762 | 0 | 0 | 0 | 109705 | -3131.56 | 132.548 | 126659 | 14.3567 | 48.9851 | 0 | 0 | 0 | 101399 | -3093.1 | 21.1216 | 23.2576 | 25.3736
[20 empty] | 3204 | 2020-05-14 11:00 | 3204 | 5 | 14 | 12 | 127877.081 | 127.8771 | 165.168 | 126659 | 21.699 | 74.037 | 0 | 0 | 0 | 165811 | -1353.44 | 168.061 | 126659 | 23.6143 | 80.572 | 0 | 0 | 0 | 194155 | -1396.2 | 171.019 | 126659 | 25.4082 | 86.6928 | 0 | 0 | 0 | 180446 | -1317.88 | 37.2909 | 40.1839 | 43.1419
[20 empty] | 3205 | 2020-05-14 12:00 | 3205 | 5 | 14 | 13 | 71629.574 | 71.6296 | 111.158 | 90310.4 | 16.5275 | 56.3918 | 0 | 0 | 0 | 126293 | -1651.39 | 113.542 | 90310.4 | 18.0018 | 61.4221 | 0 | 0 | 0 | 147758 | -1656.08 | 115.847 | 90310.4 | 19.3366 | 65.9765 | 0 | 0 | 0 | 137559 | -1654.17 | 39.5284 | 41.9124 | 44.2174
[20 empty] | 3206 | 2020-05-14 13:00 | 3206 | 5 | 14 | 14 | 162231.635 | 162.2316 | 102.011 | 56769.3 | 14.616 | 49.8698 | 0 | 0 | 0 | 111687 | -2054.96 | 104.035 | 56769.3 | 15.8929 | 54.2266 | 0 | 0 | 0 | 130272 | -2046.82 | 106.026 | 56769.3 | 17.0482 | 58.1685 | 0 | 0 | 0 | 121444 | -2051.1 | -60.2206 | -58.1966 | -56.2056
[20 empty] | 3207 | 2020-05-14 14:00 | 3207 | 5 | 14 | 15 | 68197.047 | 68.197 | 82.9354 | 56769.3 | 12.0859 | 41.2371 | 0 | 0 | 0 | 92353.4 | -3944.73 | 84.5538 | 56769.3 | 12.9848 | 44.3041 | 0 | 0 | 0 | 105699 | -3944.95 | 86.2305 | 56769.3 | 13.8324 | 47.1961 | 0 | 0 | 0 | 99221.8 | -3945.08 | 14.7384 | 16.3568 | 18.0335
[20 empty] | 3208 | 2020-05-14 15:00 | 3208 | 5 | 14 | 16 | 36781.838 | 36.7818 | 79.5488 | 31917.6 | 11.1133 | 37.9186 | 0 | 0 | 0 | 84921.3 | -4022.21 | 81.1092 | 31917.6 | 12.0931 | 41.2617 | 0 | 0 | 0 | 96801.1 | -4014.78 | 82.467 | 31917.6 | 12.668 | 43.2232 | 0 | 0 | 0 | 92407.9 | -4018.63 | 42.767 | 44.3274 | 45.6852
[20 empty] | 3209 | 2020-05-14 16:00 | 3209 | 5 | 14 | 17 | 16771.033 | 16.771 | 14.6733 | 31917.6 | 0 | 0 | 0 | 0 | 0 | 0 | 0 | 14.6733 | 31917.6 | 0 | 0 | 0 | 0 | 0 | 0 | 0 | 14.6733 | 31917.6 | 0 | 0 | 0 | 0 | 0 | 0 | 0 | -2.0977 | -2.0977 | -2.0977
[20 empty] | 3210 | 2020-05-14 17:00 | 3210 | 5 | 14 | 18 | 22949.447 | 22.9494 | 13.7561 | 31990.9 | 0 | 0 | 0 | 0 | 0 | 0 | 0 | 13.7561 | 31990.9 | 0 | 0 | 0 | 0 | 0 | 0 | 0 | 13.7561 | 31990.9 | 0 | 0 | 0 | 0 | 0 | 0 | 0 | -9.1933 | -9.1933 | -9.1933
[20 empty] | 3211 | 2020-05-14 18:00 | 3211 | 5 | 14 | 19 | 6915.387 | 6.9154 | 10.3718 | 32064.2 | 0 | 0 | 0 | 0 | 0 | 0 | 0 | 10.3718 | 32064.2 | 0 | 0 | 0 | 0 | 0 | 0 | 0 | 10.3718 | 32064.2 | 0 | 0 | 0 | 0 | 0 | 0 | 0 | 3.4564 | 3.4564 | 3.4564
[20 empty] | 3212 | 2020-05-14 19:00 | 3212 | 5 | 14 | 20 | 0 | 0 | 8.8603 | 9702.36 | 0 | 0 | 0 | 0 | 0 | 0 | 0 | 8.8603 | 9702.36 | 0 | 0 | 0 | 0 | 0 | 0 | 0 | 8.8603 | 9702.36 | 0 | 0 | 0 | 0 | 0 | 0 | 0 | 8.8603 | 8.8603 | 8.8603
[20 empty] | 3213 | 2020-05-14 20:00 | 3213 | 5 | 14 | 21 | 0 | 0 | 7.3488 | 9702.36 | 0 | 0 | 0 | 0 | 0 | 0 | 0 | 7.3488 | 9702.36 | 0 | 0 | 0 | 0 | 0 | 0 | 0 | 7.3488 | 9702.36 | 0 | 0 | 0 | 0 | 0 | 0 | 0 | 7.3488 | 7.3488 | 7.3488
[20 empty] | 3214 | 2020-05-14 21:00 | 3214 | 5 | 14 | 22 | 0 | 0 | 23.8464 | 9702.36 | 11.9291 | 40.7021 | 0 | 0 | 0 | 91072.4 | 0 | 23.8464 | 9702.36 | 11.9291 | 40.7021 | 0 | 0 | 0 | 91072.7 | 0 | 23.8464 | 9702.36 | 11.9291 | 40.7021 | 0 | 0 | 0 | 91072.3 | 0 | 23.8464 | 23.8464 | 23.8464
[20 empty] | 3215 | 2020-05-14 22:00 | 3215 | 5 | 14 | 23 | 0 | 0 | 7.3488 | 9702.36 | 0 | 0 | 0 | 0 | 0 | 0 | 0 | 7.3488 | 9702.36 | 0 | 0 | 0 | 0 | 0 | 0 | 0 | 7.3488 | 9702.36 | 0 | 0 | 0 | 0 | 0 | 0 | 0 | 7.3488 | 7.3488 | 7.3488
[20 empty] | 3216 | 2020-05-14 23:00 | 3216 | 5 | 14 | 24 | 0 | 0 | 7.8094 | 9702.36 | 0 | 0 | 0 | 0 | 0 | 0 | 0 | 7.8094 | 9702.36 | 0 | 0 | 0 | 0 | 0 | 0 | 0 | 7.8094 | 9702.36 | 0 | 0 | 0 | 0 | 0 | 0 | 0 | 7.8094 | 7.8094 | 7.8094
[20 empty] | 3217 | 2020-05-15 | 3217 | 5 | 15 | 1 | 0 | 0 | 7.8094 | 9629.03 | 0 | 0 | 0 | 0 | 0 | 0 | 0 | 7.8094 | 9629.03 | 0 | 0 | 0 | 0 | 0 | 0 | 0 | 7.8094 | 9629.03 | 0 | 0 | 0 | 0 | 0 | 0 | 0 | 7.8094 | 7.8094 | 7.8094
[20 empty] | 3218 | 2020-05-15 01:00 | 3218 | 5 | 15 | 2 | 0 | 0 | 7.8094 | 9629.03 | 0 | 0 | 0 | 0 | 0 | 0 | 0 | 7.8094 | 9629.03 | 0 | 0 | 0 | 0 | 0 | 0 | 0 | 7.8094 | 9629.03 | 0 | 0 | 0 | 0 | 0 | 0 | 0 | 7.8094 | 7.8094 | 7.8094
[20 empty] | 3219 | 2020-05-15 02:00 | 3219 | 5 | 15 | 3 | 0 | 0 | 23.9996 | 9555.71 | 11.6218 | 39.6536 | 0 | 0 | 0 | 88674.9 | 0 | 23.9996 | 9555.71 | 11.6217 | 39.6532 | 0 | 0 | 0 | 88675.1 | 0 | 23.9997 | 9555.71 | 11.6218 | 39.6536 | 0 | 0 | 0 | 88674.7 | 0 | 23.9996 | 23.9996 | 23.9997
[20 empty] | 3220 | 2020-05-15 03:00 | 3220 | 5 | 15 | 4 | 0 | 0 | 7.8094 | 9555.71 | 0 | 0 | 0 | 0 | 0 | 0 | 0 | 7.8094 | 9555.71 | 0 | 0 | 0 | 0 | 0 | 0 | 0 | 7.8094 | 9555.71 | 0 | 0 | 0 | 0 | 0 | 0 | 0 | 7.8094 | 7.8094 | 7.8094
[20 empty] | 3221 | 2020-05-15 04:00 | 3221 | 5 | 15 | 5 | 0 | 0 | 7.8094 | 9629.03 | 0 | 0 | 0 | 0 | 0 | 0 | 0 | 7.8094 | 9629.03 | 0 | 0 | 0 | 0 | 0 | 0 | 0 | 7.8094 | 9629.03 | 0 | 0 | 0 | 0 | 0 | 0 | 0 | 7.8094 | 7.8094 | 7.8094
[20 empty] | 3222 | 2020-05-15 05:00 | 3222 | 5 | 15 | 6 | 0 | 0 | 7.8094 | 9629.03 | 0 | 0 | 0 | 0 | 0 | 0 | 0 | 7.8094 | 9629.03 | 0 | 0 | 0 | 0 | 0 | 0 | 0 | 7.8094 | 9629.03 | 0 | 0 | 0 | 0 | 0 | 0 | 0 | 7.8094 | 7.8094 | 7.8094
[20 empty] | 3223 | 2020-05-15 06:00 | 3223 | 5 | 15 | 7 | 10190.253 | 10.1903 | 7.8078 | 9555.71 | 0 | 0 | 0 | 0 | 0 | 0 | 0 | 7.8075 | 9555.71 | 0 | 0 | 0 | 0 | 0 | 0 | 0 | 7.8072 | 9555.71 | 0 | 0 | 0 | 0 | 0 | 0 | 0 | -2.3824 | -2.3828 | -2.3831
[20 empty] | 3224 | 2020-05-15 07:00 | 3224 | 5 | 15 | 8 | 10026.77 | 10.0268 | 23.9373 | 9555.71 | 11.5695 | 39.4751 | 0 | 0 | 0 | 88278.7 | 0 | 23.9373 | 9555.71 | 11.5695 | 39.4751 | 0 | 0 | 0 | 88278.7 | 0 | 23.9373 | 9555.71 | 11.5695 | 39.4751 | 0 | 0 | 0 | 88278.4 | 0 | 13.9105 | 13.9105 | 13.9105
[20 empty] | 3225 | 2020-05-15 08:00 | 3225 | 5 | 15 | 9 | 31226.223 | 31.2262 | 7.7993 | 9482.38 | 0 | 0 | 0 | 0 | 0 | 0 | 0 | 7.7993 | 9482.38 | 0 | 0 | 0 | 0 | 0 | 0 | 0 | 7.7993 | 9482.38 | 0 | 0 | 0 | 0 | 0 | 0 | 0 | -23.4269 | -23.4269 | -23.4269
[20 empty] | 3226 | 2020-05-15 09:00 | 3226 | 5 | 15 | 10 | 32980.713 | 32.9807 | 7.7993 | 9409.05 | 0 | 0 | 0 | 0 | 0 | 0 | 0 | 7.7993 | 9409.05 | 0 | 0 | 0 | 0 | 0 | 0 | 0 | 7.7993 | 9409.05 | 0 | 0 | 0 | 0 | 0 | 0 | 0 | -25.1814 | -25.1814 | -25.1814
[20 empty] | 3227 | 2020-05-15 10:00 | 3227 | 5 | 15 | 11 | 22637.89 | 22.6379 | 7.7993 | 9482.38 | 0 | 0 | 0 | 0 | 0 | 0 | 0 | 7.7993 | 9482.38 | 0 | 0 | 0 | 0 | 0 | 0 | 0 | 7.7993 | 9482.38 | 0 | 0 | 0 | 0 | 0 | 0 | 0 | -14.8386 | -14.8386 | -14.8386
[20 empty] | 3228 | 2020-05-15 11:00 | 3228 | 5 | 15 | 12 | 52578.389 | 52.5784 | 7.7993 | 9555.71 | 0 | 0 | 0 | 0 | 0 | 0 | 0 | 7.7993 | 9555.71 | 0 | 0 | 0 | 0 | 0 | 0 | 0 | 7.7993 | 9555.71 | 0 | 0 | 0 | 0 | 0 | 0 | 0 | -44.7791 | -44.7791 | -44.7791
[20 empty] | 3229 | 2020-05-15 12:00 | 3229 | 5 | 15 | 13 | 37862.829 | 37.8628 | 7.7993 | 9409.05 | 0 | 0 | 0 | 0 | 0 | 0 | 0 | 7.7993 | 9409.05 | 0 | 0 | 0 | 0 | 0 | 0 | 0 | 7.7993 | 9409.05 | 0 | 0 | 0 | 0 | 0 | 0 | 0 | -30.0635 | -30.0635 | -30.0635
[20 empty] | 3230 | 2020-05-15 13:00 | 3230 | 5 | 15 | 14 | 52229.869 | 52.2299 | 23.9178 | 9482.38 | 11.55 | 39.4086 | 0 | 0 | 0 | 88132.3 | 0 | 23.9177 | 9482.38 | 11.5499 | 39.4083 | 0 | 0 | 0 | 88132.5 | 0 | 23.9178 | 9482.38 | 11.55 | 39.4086 | 0 | 0 | 0 | 88131.9 | 0 | -28.3121 | -28.3122 | -28.3121
[20 empty] | 3231 | 2020-05-15 14:00 | 3231 | 5 | 15 | 15 | 47494.08 | 47.4941 | 7.7993 | 9335.73 | 0 | 0 | 0 | 0 | 0 | 0 | 0 | 7.7993 | 9335.73 | 0 | 0 | 0 | 0 | 0 | 0 | 0 | 7.7993 | 9335.73 | 0 | 0 | 0 | 0 | 0 | 0 | 0 | -39.6948 | -39.6948 | -39.6948
[20 empty] | 3232 | 2020-05-15 15:00 | 3232 | 5 | 15 | 16 | 180845.542 | 180.8455 | 7.7993 | 9189.07 | 0 | 0 | 0 | 0 | 0 | 0 | 0 | 7.7993 | 9189.07 | 0 | 0 | 0 | 0 | 0 | 0 | 0 | 7.7993 | 9189.07 | 0 | 0 | 0 | 0 | 0 | 0 | 0 | -173.0462 | -173.0462 | -173.0462
[20 empty] | 3233 | 2020-05-15 16:00 | 3233 | 5 | 15 | 17 | 120947.102 | 120.9471 | 7.7993 | 9262.4 | 0 | 0 | 0 | 0 | 0 | 0 | 0 | 7.7993 | 9262.4 | 0 | 0 | 0 | 0 | 0 | 0 | 0 | 7.7993 | 9262.4 | 0 | 0 | 0 | 0 | 0 | 0 | 0 | -113.1478 | -113.1478 | -113.1478
[20 empty] | 3234 | 2020-05-15 17:00 | 3234 | 5 | 15 | 18 | 52759.686 | 52.7597 | 7.7993 | 9335.73 | 0 | 0 | 0 | 0 | 0 | 0 | 0 | 7.7993 | 9335.73 | 0 | 0 | 0 | 0 | 0 | 0 | 0 | 7.7993 | 9335.73 | 0 | 0 | 0 | 0 | 0 | 0 | 0 | -44.9604 | -44.9604 | -44.9604
[20 empty] | 3235 | 2020-05-15 18:00 | 3235 | 5 | 15 | 19 | 6407.117 | 6.4071 | 23.8603 | 9409.05 | 11.4923 | 39.2117 | 0 | 0 | 0 | 87691.5 | 0 | 23.8603 | 9409.05 | 11.4922 | 39.2114 | 0 | 0 | 0 | 87691.7 | 0 | 23.8604 | 9409.05 | 11.4923 | 39.2117 | 0 | 0 | 0 | 87690.9 | 0 | 17.4532 | 17.4532 | 17.4533
[20 empty] | 3236 | 2020-05-15 19:00 | 3236 | 5 | 15 | 20 | 0 | 0 | 7.8094 | 9482.38 | 0 | 0 | 0 | 0 | 0 | 0 | 0 | 7.8094 | 9482.38 | 0 | 0 | 0 | 0 | 0 | 0 | 0 | 7.8094 | 9482.38 | 0 | 0 | 0 | 0 | 0 | 0 | 0 | 7.8094 | 7.8094 | 7.8094
[20 empty] | 3237 | 2020-05-15 20:00 | 3237 | 5 | 15 | 21 | 0 | 0 | 7.8094 | 9409.05 | 0 | 0 | 0 | 0 | 0 | 0 | 0 | 7.8094 | 9409.05 | 0 | 0 | 0 | 0 | 0 | 0 | 0 | 7.8094 | 9409.05 | 0 | 0 | 0 | 0 | 0 | 0 | 0 | 7.8094 | 7.8094 | 7.8094
[20 empty] | 3238 | 2020-05-15 21:00 | 3238 | 5 | 15 | 22 | 0 | 0 | 7.8094 | 9555.71 | 0 | 0 | 0 | 0 | 0 | 0 | 0 | 7.8094 | 9555.71 | 0 | 0 | 0 | 0 | 0 | 0 | 0 | 7.8094 | 9555.71 | 0 | 0 | 0 | 0 | 0 | 0 | 0 | 7.8094 | 7.8094 | 7.8094
[20 empty] | 3239 | 2020-05-15 22:00 | 3239 | 5 | 15 | 23 | 0 | 0 | 7.8094 | 9555.71 | 0 | 0 | 0 | 0 | 0 | 0 | 0 | 7.8094 | 9555.71 | 0 | 0 | 0 | 0 | 0 | 0 | 0 | 7.8094 | 9555.71 | 0 | 0 | 0 | 0 | 0 | 0 | 0 | 7.8094 | 7.8094 | 7.8094
[20 empty] | 3240 | 2020-05-15 23:00 | 3240 | 5 | 15 | 24 | 0 | 0 | 23.8247 | 9482.38 | 11.4468 | 39.0565 | 0 | 0 | 0 | 87341.4 | 0 | 23.8246 | 9482.38 | 11.4467 | 39.0561 | 0 | 0 | 0 | 87341.4 | 0 | 23.8247 | 9482.38 | 11.4468 | 39.0565 | 0 | 0 | 0 | 87340.8 | 0 | 23.8247 | 23.8246 | 23.8247
[20 empty] | 3241 | 2020-05-16 | 3241 | 5 | 16 | 1 | 0 | 0 | 7.8094 | 9555.71 | 0 | 0 | 0 | 0 | 0 | 0 | 0 | 7.8094 | 9555.71 | 0 | 0 | 0 | 0 | 0 | 0 | 0 | 7.8094 | 9555.71 | 0 | 0 | 0 | 0 | 0 | 0 | 0 | 7.8094 | 7.8094 | 7.8094
[20 empty] | 3242 | 2020-05-16 01:00 | 3242 | 5 | 16 | 2 | 0 | 0 | 7.8094 | 9555.71 | 0 | 0 | 0 | 0 | 0 | 0 | 0 | 7.8094 | 9555.71 | 0 | 0 | 0 | 0 | 0 | 0 | 0 | 7.8094 | 9555.71 | 0 | 0 | 0 | 0 | 0 | 0 | 0 | 7.8094 | 7.8094 | 7.8094
[20 empty] | 3243 | 2020-05-16 02:00 | 3243 | 5 | 16 | 3 | 0 | 0 | 7.8094 | 9555.71 | 0 | 0 | 0 | 0 | 0 | 0 | 0 | 7.8094 | 9555.71 | 0 | 0 | 0 | 0 | 0 | 0 | 0 | 7.8094 | 9555.71 | 0 | 0 | 0 | 0 | 0 | 0 | 0 | 7.8094 | 7.8094 | 7.8094
[20 empty] | 3244 | 2020-05-16 03:00 | 3244 | 5 | 16 | 4 | 0 | 0 | 7.8094 | 9555.71 | 0 | 0 | 0 | 0 | 0 | 0 | 0 | 7.8094 | 9555.71 | 0 | 0 | 0 | 0 | 0 | 0 | 0 | 7.8094 | 9555.71 | 0 | 0 | 0 | 0 | 0 | 0 | 0 | 7.8094 | 7.8094 | 7.8094
[20 empty] | 3245 | 2020-05-16 04:00 | 3245 | 5 | 16 | 5 | 0 | 0 | 23.7809 | 9555.71 | 11.403 | 38.907 | 0 | 0 | 0 | 87009.4 | 0 | 23.7808 | 9555.71 | 11.403 | 38.907 | 0 | 0 | 0 | 87009.5 | 0 | 23.7809 | 9555.71 | 11.403 | 38.907 | 0 | 0 | 0 | 87008.9 | 0 | 23.7809 | 23.7808 | 23.7809
[20 empty] | 3246 | 2020-05-16 05:00 | 3246 | 5 | 16 | 6 | 1165.389 | 1.1654 | 7.8094 | 9409.05 | 0 | 0 | 0 | 0 | 0 | 0 | 0 | 7.8094 | 9409.05 | 0 | 0 | 0 | 0 | 0 | 0 | 0 | 7.8094 | 9409.05 | 0 | 0 | 0 | 0 | 0 | 0 | 0 | 6.644 | 6.644 | 6.644
[20 empty] | 3247 | 2020-05-16 06:00 | 3247 | 5 | 16 | 7 | 12831.281 | 12.8313 | 7.8045 | 9555.71 | 0 | 0 | 0 | 0 | 0 | 0 | 0 | 7.8034 | 9555.71 | 0 | 0 | 0 | 0 | 0 | 0 | 0 | 7.8025 | 9555.71 | 0 | 0 | 0 | 0 | 0 | 0 | 0 | -5.0268 | -5.0279 | -5.0288
[20 empty] | 3248 | 2020-05-16 07:00 | 3248 | 5 | 16 | 8 | 24937.467 | 24.9375 | 7.8052 | 9555.71 | 0 | 0 | 0 | 0 | 0 | 0 | 0 | 7.8044 | 9555.71 | 0 | 0 | 0 | 0 | 0 | 0 | 0 | 7.8036 | 9555.71 | 0 | 0 | 0 | 0 | 0 | 0 | 0 | -17.1322 | -17.1331 | -17.1338
[20 empty] | 3249 | 2020-05-16 08:00 | 3249 | 5 | 16 | 9 | 39124.843 | 39.1248 | 7.805 | 9702.36 | 0 | 0 | 0 | 0 | 0 | 0 | 0 | 7.8042 | 9702.36 | 0 | 0 | 0 | 0 | 0 | 0 | 0 | 7.8035 | 9702.36 | 0 | 0 | 0 | 0 | 0 | 0 | 0 | -31.3198 | -31.3206 | -31.3213
[20 empty] | 3250 | 2020-05-16 09:00 | 3250 | 5 | 16 | 10 | 15555.901 | 15.5559 | 7.7995 | 9702.36 | 0 | 0 | 0 | 0 | 0 | 0 | 0 | 7.7993 | 9702.36 | 0 | 0 | 0 | 0 | 0 | 0 | 0 | 7.7993 | 9702.36 | 0 | 0 | 0 | 0 | 0 | 0 | 0 | -7.7564 | -7.7566 | -7.7566
[20 empty] | 3251 | 2020-05-16 10:00 | 3251 | 5 | 16 | 11 | 91968.447 | 91.9684 | 23.7593 | 9702.36 | 11.3915 | 38.8678 | 0 | 0 | 0 | 86918.1 | 0 | 23.7592 | 9702.36 | 11.3914 | 38.8675 | 0 | 0 | 0 | 86918.1 | 0 | 23.7593 | 9702.36 | 11.3915 | 38.8678 | 0 | 0 | 0 | 86917.7 | 0 | -68.2091 | -68.2092 | -68.2091
[20 empty] | 3252 | 2020-05-16 11:00 | 3252 | 5 | 16 | 12 | 101599.417 | 101.5994 | 7.7993 | 9555.71 | 0 | 0 | 0 | 0 | 0 | 0 | 0 | 7.7993 | 9555.71 | 0 | 0 | 0 | 0 | 0 | 0 | 0 | 7.7993 | 9555.71 | 0 | 0 | 0 | 0 | 0 | 0 | 0 | -93.8001 | -93.8001 | -93.8001
[20 empty] | 3253 | 2020-05-16 12:00 | 3253 | 5 | 16 | 13 | 87035.347 | 87.0353 | 7.7993 | 9629.03 | 0 | 0 | 0 | 0 | 0 | 0 | 0 | 7.7993 | 9629.03 | 0 | 0 | 0 | 0 | 0 | 0 | 0 | 7.7993 | 9629.03 | 0 | 0 | 0 | 0 | 0 | 0 | 0 | -79.236 | -79.236 | -79.236
[20 empty] | 3254 | 2020-05-16 13:00 | 3254 | 5 | 16 | 14 | 267343.171 | 267.3432 | 7.7993 | 9629.03 | 0 | 0 | 0 | 0 | 0 | 0 | 0 | 7.7993 | 9629.03 | 0 | 0 | 0 | 0 | 0 | 0 | 0 | 7.7993 | 9629.03 | 0 | 0 | 0 | 0 | 0 | 0 | 0 | -259.5439 | -259.5439 | -259.5439
[20 empty] | 3255 | 2020-05-16 14:00 | 3255 | 5 | 16 | 15 | 204525.38 | 204.5254 | 7.7993 | 9555.71 | 0 | 0 | 0 | 0 | 0 | 0 | 0 | 7.7993 | 9555.71 | 0 | 0 | 0 | 0 | 0 | 0 | 0 | 7.7993 | 9555.71 | 0 | 0 | 0 | 0 | 0 | 0 | 0 | -196.7261 | -196.7261 | -196.7261
[20 empty] | 3256 | 2020-05-16 15:00 | 3256 | 5 | 16 | 16 | 99672.148 | 99.6721 | 23.7066 | 9702.36 | 11.3388 | 38.688 | 0 | 0 | 0 | 86516.5 | 0 | 23.7065 | 9702.36 | 11.3387 | 38.6876 | 0 | 0 | 0 | 86516.3 | 0 | 23.7066 | 9702.36 | 11.3387 | 38.6876 | 0 | 0 | 0 | 86516 | 0 | -75.9655 | -75.9656 | -75.9655
[20 empty] | 3257 | 2020-05-16 16:00 | 3257 | 5 | 16 | 17 | 122385.595 | 122.3856 | 7.7993 | 9702.36 | 0 | 0 | 0 | 0 | 0 | 0 | 0 | 7.7993 | 9702.36 | 0 | 0 | 0 | 0 | 0 | 0 | 0 | 7.7993 | 9702.36 | 0 | 0 | 0 | 0 | 0 | 0 | 0 | -114.5863 | -114.5863 | -114.5863
[20 empty] | 3258 | 2020-05-16 17:00 | 3258 | 5 | 16 | 18 | 19275.517 | 19.2755 | 7.7993 | 9629.03 | 0 | 0 | 0 | 0 | 0 | 0 | 0 | 7.7993 | 9629.03 | 0 | 0 | 0 | 0 | 0 | 0 | 0 | 7.7993 | 9629.03 | 0 | 0 | 0 | 0 | 0 | 0 | 0 | -11.4762 | -11.4762 | -11.4762
[20 empty] | 3259 | 2020-05-16 18:00 | 3259 | 5 | 16 | 19 | 7057.45 | 7.0575 | 7.7994 | 9629.03 | 0 | 0 | 0 | 0 | 0 | 0 | 0 | 7.7994 | 9629.03 | 0 | 0 | 0 | 0 | 0 | 0 | 0 | 7.7994 | 9629.03 | 0 | 0 | 0 | 0 | 0 | 0 | 0 | 0.74193 | 0.74193 | 0.74193
[20 empty] | 3260 | 2020-05-16 19:00 | 3260 | 5 | 16 | 20 | 0 | 0 | 7.8094 | 9629.03 | 0 | 0 | 0 | 0 | 0 | 0 | 0 | 7.8094 | 9629.03 | 0 | 0 | 0 | 0 | 0 | 0 | 0 | 7.8094 | 9629.03 | 0 | 0 | 0 | 0 | 0 | 0 | 0 | 7.8094 | 7.8094 | 7.8094
[20 empty] | 3261 | 2020-05-16 20:00 | 3261 | 5 | 16 | 21 | 0 | 0 | 23.6751 | 9629.03 | 11.2972 | 38.546 | 0 | 0 | 0 | 86199.5 | 0 | 23.6751 | 9629.03 | 11.2972 | 38.546 | 0 | 0 | 0 | 86199.3 | 0 | 23.6751 | 9629.03 | 11.2972 | 38.546 | 0 | 0 | 0 | 86199 | 0 | 23.6751 | 23.6751 | 23.6751
[20 empty] | 3262 | 2020-05-16 21:00 | 3262 | 5 | 16 | 22 | 0 | 0 | 7.8094 | 9702.36 | 0 | 0 | 0 | 0 | 0 | 0 | 0 | 7.8094 | 9702.36 | 0 | 0 | 0 | 0 | 0 | 0 | 0 | 7.8094 | 9702.36 | 0 | 0 | 0 | 0 | 0 | 0 | 0 | 7.8094 | 7.8094 | 7.8094
[20 empty] | 3263 | 2020-05-16 22:00 | 3263 | 5 | 16 | 23 | 0 | 0 | 7.8094 | 9702.36 | 0 | 0 | 0 | 0 | 0 | 0 | 0 | 7.8094 | 9702.36 | 0 | 0 | 0 | 0 | 0 | 0 | 0 | 7.8094 | 9702.36 | 0 | 0 | 0 | 0 | 0 | 0 | 0 | 7.8094 | 7.8094 | 7.8094
[20 empty] | 3264 | 2020-05-16 23:00 | 3264 | 5 | 16 | 24 | 0 | 0 | 7.3488 | 9849.01 | 0 | 0 | 0 | 0 | 0 | 0 | 0 | 7.3488 | 9849.01 | 0 | 0 | 0 | 0 | 0 | 0 | 0 | 7.3488 | 9849.01 | 0 | 0 | 0 | 0 | 0 | 0 | 0 | 7.3488 | 7.3488 | 7.3488
[20 empty] | 3265 | 2020-05-17 | 3265 | 5 | 17 | 1 | 0 | 0 | 7.3488 | 9849.01 | 0 | 0 | 0 | 0 | 0 | 0 | 0 | 7.3488 | 9849.01 | 0 | 0 | 0 | 0 | 0 | 0 | 0 | 7.3488 | 9849.01 | 0 | 0 | 0 | 0 | 0 | 0 | 0 | 7.3488 | 7.3488 | 7.3488
[20 empty] | 3266 | 2020-05-17 01:00 | 3266 | 5 | 17 | 2 | 0 | 0 | 23.175 | 9849.01 | 11.2577 | 38.4113 | 0 | 0 | 0 | 85896.7 | 0 | 23.1749 | 9849.01 | 11.2576 | 38.4109 | 0 | 0 | 0 | 85896.6 | 0 | 23.1749 | 9849.01 | 11.2576 | 38.4109 | 0 | 0 | 0 | 85896.4 | 0 | 23.175 | 23.1749 | 23.1749
[20 empty] | 3267 | 2020-05-17 02:00 | 3267 | 5 | 17 | 3 | 0 | 0 | 7.3488 | 10069 | 0 | 0 | 0 | 0 | 0 | 0 | 0 | 7.3488 | 10069 | 0 | 0 | 0 | 0 | 0 | 0 | 0 | 7.3488 | 10069 | 0 | 0 | 0 | 0 | 0 | 0 | 0 | 7.3488 | 7.3488 | 7.3488
[20 empty] | 3268 | 2020-05-17 03:00 | 3268 | 5 | 17 | 4 | 0 | 0 | 7.3488 | 10069 | 0 | 0 | 0 | 0 | 0 | 0 | 0 | 7.3488 | 10069 | 0 | 0 | 0 | 0 | 0 | 0 | 0 | 7.3488 | 10069 | 0 | 0 | 0 | 0 | 0 | 0 | 0 | 7.3488 | 7.3488 | 7.3488
[20 empty] | 3269 | 2020-05-17 04:00 | 3269 | 5 | 17 | 5 | 0 | 0 | 8.8603 | 10069 | 0 | 0 | 0 | 0 | 0 | 0 | 0 | 8.8603 | 10069 | 0 | 0 | 0 | 0 | 0 | 0 | 0 | 8.8603 | 10069 | 0 | 0 | 0 | 0 | 0 | 0 | 0 | 8.8603 | 8.8603 | 8.8603
[20 empty] | 3270 | 2020-05-17 05:00 | 3270 | 5 | 17 | 6 | 16611.162 | 16.6112 | 11.0086 | 32504.3 | 0 | 0 | 0 | 0 | 0 | 0 | 0 | 11.0086 | 32504.3 | 0 | 0 | 0 | 0 | 0 | 0 | 0 | 11.0086 | 32504.3 | 0 | 0 | 0 | 0 | 0 | 0 | 0 | -5.6026 | -5.6026 | -5.6026
[20 empty] | 3271 | 2020-05-17 06:00 | 3271 | 5 | 17 | 7 | 73634.423 | 73.6344 | 90.3447 | 82140.3 | 0 | 0 | 0 | 0 | 0 | 0 | -1589.97 | 90.4019 | 82140.3 | 0 | 0 | 0 | 0 | 0 | 0 | -1505.34 | 90.6727 | 82140.3 | 0 | 0 | 0 | 0 | 0 | 0 | -1531.06 | 16.7103 | 16.7675 | 17.0383
[20 empty] | 3272 | 2020-05-17 07:00 | 3272 | 5 | 17 | 8 | 143419.81 | 143.4198 | 124.101 | 82066.9 | 0 | 0 | 0 | 0 | 0 | 0 | -2832.84 | 124.224 | 82066.9 | 0 | 0 | 0 | 0 | 0 | 0 | -3066.68 | 124.546 | 82066.9 | 0 | 0 | 0 | 0 | 0 | 0 | -2948.3 | -19.3188 | -19.1958 | -18.8738
[20 empty] | 3273 | 2020-05-17 08:00 | 3273 | 5 | 17 | 9 | 201177.027 | 201.177 | 134.393 | 57062.7 | 4.1447 | 14.1416 | 0 | 0 | 0 | 31671.1 | -1771.76 | 134.606 | 57062.7 | 4.1446 | 14.1413 | 0 | 0 | 0 | 31671 | -2239.76 | 135.012 | 57062.7 | 4.1447 | 14.1416 | 0 | 0 | 0 | 31670.5 | -1999.93 | -66.784 | -66.571 | -66.165
[20 empty] | 3274 | 2020-05-17 09:00 | 3274 | 5 | 17 | 10 | 160289.938 | 160.2899 | 138.206 | 56916 | 6.5028 | 22.1875 | 0 | 0 | 0 | 49690.3 | -1158.22 | 138.64 | 56916 | 6.6291 | 22.6186 | 0 | 0 | 0 | 51598.9 | -1572.42 | 139.263 | 56916 | 6.7526 | 23.0397 | 0 | 0 | 0 | 50655.8 | -1365.35 | -22.0839 | -21.6499 | -21.0269
[20 empty] | 3275 | 2020-05-17 10:00 | 3275 | 5 | 17 | 11 | 166437.536 | 166.4375 | 115.183 | 126659 | 2.875 | 9.8095 | 0 | 0 | 0 | 21969.1 | -210.46 | 115.683 | 126659 | 3.0095 | 10.2685 | 0 | 0 | 0 | 24024.1 | -417.248 | 116.422 | 126659 | 3.1439 | 10.7271 | 0 | 0 | 0 | 22996.9 | -303.092 | -51.2545 | -50.7545 | -50.0155
[20 empty] | 3276 | 2020-05-17 11:00 | 3276 | 5 | 17 | 12 | 45194.94 | 45.1949 | 148.617 | 126659 | 11.1575 | 38.0694 | 0 | 0 | 0 | 85259.1 | -1603.6 | 149.6 | 126659 | 11.7513 | 40.0954 | 0 | 0 | 0 | 94299.8 | -2120.66 | 150.758 | 126659 | 12.3406 | 42.1061 | 0 | 0 | 0 | 89796.5 | -1849.88 | 103.4221 | 104.4051 | 105.5631
[20 empty] | 3277 | 2020-05-17 12:00 | 3277 | 5 | 17 | 13 | 286811.197 | 286.8112 | 104.935 | 90583 | 15.574 | 53.1385 | 0 | 0 | 0 | 119007 | -131.891 | 106.185 | 90583 | 16.4174 | 56.0162 | 0 | 0 | 0 | 131987 | -184.386 | 107.603 | 90583 | 17.2726 | 58.9341 | 0 | 0 | 0 | 125452 | -157.148 | -181.8762 | -180.6262 | -179.2082
[20 empty] | 3278 | 2020-05-17 13:00 | 3278 | 5 | 17 | 14 | 260055.907 | 260.0559 | 97.063 | 56696 | 14.0814 | 48.0457 | 0 | 0 | 0 | 107590 | -203.64 | 98.3701 | 56696 | 14.9372 | 50.9657 | 0 | 0 | 0 | 120796 | -369.49 | 99.845 | 56696 | 15.8098 | 53.943 | 0 | 0 | 0 | 114129 | -277.98 | -162.9929 | -161.6858 | -160.2109
[20 empty] | 3279 | 2020-05-17 14:00 | 3279 | 5 | 17 | 15 | 185544.08 | 185.5441 | 85.4484 | 56549.2 | 19.0198 | 64.8956 | 0 | 0 | 0 | 145323 | 0 | 88.363 | 56549.2 | 20.1896 | 68.8869 | 0 | 0 | 0 | 163209 | -5.8718 | 90.1264 | 56549.2 | 21.3608 | 72.883 | 0 | 0 | 0 | 154261 | -2.8789 | -100.0957 | -97.1811 | -95.4177
[20 empty] | 3280 | 2020-05-17 15:00 | 3280 | 5 | 17 | 16 | 175491.44 | 175.4914 | 79.8454 | 31770.9 | 14.3408 | 48.9308 | 0 | 0 | 0 | 109507 | -131.896 | 81.1601 | 31770.9 | 15.199 | 51.859 | 0 | 0 | 0 | 122780 | -320.003 | 82.6469 | 31770.9 | 16.079 | 54.8615 | 0 | 0 | 0 | 116060 | -215.893 | -95.646 | -94.3313 | -92.8445
[20 empty] | 3281 | 2020-05-17 16:00 | 3281 | 5 | 17 | 17 | 90249.603 | 90.2496 | 14.6733 | 31770.9 | 0 | 0 | 0 | 0 | 0 | 0 | 0 | 14.6733 | 31770.9 | 0 | 0 | 0 | 0 | 0 | 0 | 0 | 14.6733 | 31770.9 | 0 | 0 | 0 | 0 | 0 | 0 | 0 | -75.5763 | -75.5763 | -75.5763
[20 empty] | 3282 | 2020-05-17 17:00 | 3282 | 5 | 17 | 18 | 53648.382 | 53.6484 | 13.7561 | 31697.5 | 0 | 0 | 0 | 0 | 0 | 0 | 0 | 13.7561 | 31697.5 | 0 | 0 | 0 | 0 | 0 | 0 | 0 | 13.7561 | 31697.5 | 0 | 0 | 0 | 0 | 0 | 0 | 0 | -39.8923 | -39.8923 | -39.8923
[20 empty] | 3283 | 2020-05-17 18:00 | 3283 | 5 | 17 | 19 | 7601.219 | 7.6012 | 10.3718 | 31697.5 | 0 | 0 | 0 | 0 | 0 | 0 | 0 | 10.3718 | 31697.5 | 0 | 0 | 0 | 0 | 0 | 0 | 0 | 10.3718 | 31697.5 | 0 | 0 | 0 | 0 | 0 | 0 | 0 | 2.7706 | 2.7706 | 2.7706
[20 empty] | 3284 | 2020-05-17 19:00 | 3284 | 5 | 17 | 20 | 0 | 0 | 8.8603 | 9335.73 | 0 | 0 | 0 | 0 | 0 | 0 | 0 | 8.8603 | 9335.73 | 0 | 0 | 0 | 0 | 0 | 0 | 0 | 8.8603 | 9335.73 | 0 | 0 | 0 | 0 | 0 | 0 | 0 | 8.8603 | 8.8603 | 8.8603
[20 empty] | 3285 | 2020-05-17 20:00 | 3285 | 5 | 17 | 21 | 0 | 0 | 7.3488 | 9555.71 | 0 | 0 | 0 | 0 | 0 | 0 | 0 | 7.3488 | 9555.71 | 0 | 0 | 0 | 0 | 0 | 0 | 0 | 7.3488 | 9555.71 | 0 | 0 | 0 | 0 | 0 | 0 | 0 | 7.3488 | 7.3488 | 7.3488
[20 empty] | 3286 | 2020-05-17 21:00 | 3286 | 5 | 17 | 22 | 0 | 0 | 23.675 | 9629.03 | 11.7576 | 40.1169 | 0 | 0 | 0 | 89815.4 | 0 | 23.6749 | 9629.03 | 11.7576 | 40.1169 | 0 | 0 | 0 | 89815.2 | 0 | 23.6749 | 9629.03 | 11.7576 | 40.1169 | 0 | 0 | 0 | 89815 | 0 | 23.675 | 23.6749 | 23.6749
[20 empty] | 3287 | 2020-05-17 22:00 | 3287 | 5 | 17 | 23 | 0 | 0 | 7.3488 | 9629.03 | 0 | 0 | 0 | 0 | 0 | 0 | 0 | 7.3488 | 9629.03 | 0 | 0 | 0 | 0 | 0 | 0 | 0 | 7.3488 | 9629.03 | 0 | 0 | 0 | 0 | 0 | 0 | 0 | 7.3488 | 7.3488 | 7.3488
[20 empty] | 3288 | 2020-05-17 23:00 | 3288 | 5 | 17 | 24 | 0 | 0 | 7.3488 | 9629.03 | 0 | 0 | 0 | 0 | 0 | 0 | 0 | 7.3488 | 9629.03 | 0 | 0 | 0 | 0 | 0 | 0 | 0 | 7.3488 | 9629.03 | 0 | 0 | 0 | 0 | 0 | 0 | 0 | 7.3488 | 7.3488 | 7.3488
[20 empty] | 3289 | 2020-05-18 | 3289 | 5 | 18 | 1 | 0 | 0 | 7.3488 | 9555.71 | 0 | 0 | 0 | 0 | 0 | 0 | 0 | 7.3488 | 9555.71 | 0 | 0 | 0 | 0 | 0 | 0 | 0 | 7.3488 | 9555.71 | 0 | 0 | 0 | 0 | 0 | 0 | 0 | 7.3488 | 7.3488 | 7.3488
[20 empty] | 3290 | 2020-05-18 01:00 | 3290 | 5 | 18 | 2 | 0 | 0 | 7.3488 | 9555.71 | 0 | 0 | 0 | 0 | 0 | 0 | 0 | 7.3488 | 9555.71 | 0 | 0 | 0 | 0 | 0 | 0 | 0 | 7.3488 | 9555.71 | 0 | 0 | 0 | 0 | 0 | 0 | 0 | 7.3488 | 7.3488 | 7.3488
[20 empty] | 3291 | 2020-05-18 02:00 | 3291 | 5 | 18 | 3 | 0 | 0 | 23.3106 | 9409.05 | 11.3933 | 38.8739 | 0 | 0 | 0 | 86939.8 | 0 | 23.3105 | 9409.05 | 11.3932 | 38.8736 | 0 | 0 | 0 | 86939.6 | 0 | 23.3106 | 9409.05 | 11.3932 | 38.8736 | 0 | 0 | 0 | 86939.4 | 0 | 23.3106 | 23.3105 | 23.3106
[20 empty] | 3292 | 2020-05-18 03:00 | 3292 | 5 | 18 | 4 | 0 | 0 | 7.3488 | 9409.05 | 0 | 0 | 0 | 0 | 0 | 0 | 0 | 7.3488 | 9409.05 | 0 | 0 | 0 | 0 | 0 | 0 | 0 | 7.3488 | 9409.05 | 0 | 0 | 0 | 0 | 0 | 0 | 0 | 7.3488 | 7.3488 | 7.3488
[20 empty] | 3293 | 2020-05-18 04:00 | 3293 | 5 | 18 | 5 | 0 | 0 | 8.8603 | 9409.05 | 0 | 0 | 0 | 0 | 0 | 0 | 0 | 8.8603 | 9409.05 | 0 | 0 | 0 | 0 | 0 | 0 | 0 | 8.8603 | 9409.05 | 0 | 0 | 0 | 0 | 0 | 0 | 0 | 8.8603 | 8.8603 | 8.8603
[20 empty] | 3294 | 2020-05-18 05:00 | 3294 | 5 | 18 | 6 | 17297.74 | 17.2977 | 11.0086 | 31770.9 | 0 | 0 | 0 | 0 | 0 | 0 | 0 | 11.0086 | 31770.9 | 0 | 0 | 0 | 0 | 0 | 0 | 0 | 11.0086 | 31770.9 | 0 | 0 | 0 | 0 | 0 | 0 | 0 | -6.2891 | -6.2891 | -6.2891
[20 empty] | 3295 | 2020-05-18 06:00 | 3295 | 5 | 18 | 7 | 73394.448 | 73.3944 | 107.21 | 81553.3 | 16.1531 | 55.1144 | 0 | 0 | 0 | 123353 | -684.401 | 108.285 | 81553.3 | 17.0218 | 58.0784 | 0 | 0 | 0 | 136996 | -690.937 | 109.594 | 81553.3 | 17.9396 | 61.2099 | 0 | 0 | 0 | 129987 | -690.866 | 33.8156 | 34.8906 | 36.1996
[20 empty] | 3296 | 2020-05-18 07:00 | 3296 | 5 | 18 | 8 | 142594.644 | 142.5946 | 139.117 | 81553.3 | 14.9078 | 50.8654 | 0 | 0 | 0 | 113843 | -2068.87 | 140.418 | 81553.3 | 15.8673 | 54.1392 | 0 | 0 | 0 | 128110 | -2482.49 | 141.877 | 81553.3 | 16.7761 | 57.2401 | 0 | 0 | 0 | 121170 | -2273.3 | -3.4776 | -2.1766 | -0.71764
[20 empty] | 3297 | 2020-05-18 08:00 | 3297 | 5 | 18 | 9 | 199308.641 | 199.3086 | 157.752 | 56549.2 | 26.6056 | 90.7783 | 0 | 0 | 0 | 203173 | -1197.28 | 159.486 | 56549.2 | 28.0651 | 95.7581 | 0 | 0 | 0 | 225242 | -1387.6 | 161.346 | 56549.2 | 29.4956 | 100.639 | 0 | 0 | 0 | 214319 | -1301.91 | -41.5566 | -39.8226 | -37.9626
[20 empty] | 3298 | 2020-05-18 09:00 | 3298 | 5 | 18 | 10 | 243693.58 | 243.6936 | 159.267 | 56549.2 | 26.8577 | 91.6385 | 0 | 0 | 0 | 204966 | -926.293 | 161.291 | 56549.2 | 28.3514 | 96.735 | 0 | 0 | 0 | 227515 | -1205.92 | 163.436 | 56549.2 | 29.8123 | 101.7196 | 0 | 0 | 0 | 216365 | -1019.66 | -84.4266 | -82.4026 | -80.2576
[20 empty] | 3299 | 2020-05-18 10:00 | 3299 | 5 | 18 | 11 | 275825.969 | 275.826 | 148.199 | 126659 | 35.1175 | 119.8209 | 0 | 0 | 0 | 268001 | -453.984 | 151.373 | 126659 | 37.6444 | 128.4427 | 0 | 0 | 0 | 306050 | -718.855 | 154.604 | 126659 | 40.1031 | 136.8318 | 0 | 0 | 0 | 287286 | -622.263 | -127.627 | -124.453 | -121.222
[20 empty] | 3300 | 2020-05-18 11:00 | 3300 | 5 | 18 | 12 | 291775.324 | 291.7753 | 184.598 | 126659 | 45.5203 | 155.3153 | 0 | 0 | 0 | 348271 | -980.416 | 189.459 | 126659 | 49.3594 | 168.4143 | 0 | 0 | 0 | 410055 | -1205.69 | 195.058 | 126659 | 53.6164 | 182.9392 | 0 | 0 | 0 | 377568 | -1124.77 | -107.1773 | -102.3163 | -96.7173
[20 empty] | 3301 | 2020-05-18 12:00 | 3301 | 5 | 18 | 13 | 290344.577 | 290.3446 | 127.692 | 88892.4 | 36.6262 | 124.9686 | 0 | 0 | 0 | 279585 | -139.186 | 131.662 | 88892.4 | 39.6296 | 135.2162 | 0 | 0 | 0 | 325400 | -159.152 | 135.796 | 88892.4 | 42.6279 | 145.4464 | 0 | 0 | 0 | 302512 | -152.143 | -162.6526 | -158.6826 | -154.5486
[20 empty] | 3302 | 2020-05-18 13:00 | 3302 | 5 | 18 | 14 | 270934.76 | 270.9348 | 118.659 | 56255.8 | 33.972 | 115.9125 | 0 | 0 | 0 | 259210 | -133.151 | 122.56 | 56255.8 | 36.9495 | 126.0717 | 0 | 0 | 0 | 304495 | -113.934 | 126.541 | 56255.8 | 39.9071 | 136.163 | 0 | 0 | 0 | 281928 | -123.099 | -152.2758 | -148.3748 | -144.3938
[20 empty] | 3303 | 2020-05-18 14:00 | 3303 | 5 | 18 | 15 | 166938.882 | 166.9389 | 92.5668 | 56549.2 | 24.9088 | 84.9888 | 0 | 0 | 0 | 190057 | 0 | 94.8622 | 56549.2 | 26.6461 | 90.9165 | 0 | 0 | 0 | 217033 | 0 | 97.3287 | 56549.2 | 28.4443 | 97.052 | 0 | 0 | 0 | 203312 | 0 | -74.3721 | -72.0767 | -69.6102
[20 empty] | 3304 | 2020-05-18 15:00 | 3304 | 5 | 18 | 16 | 166105.909 | 166.1059 | 80.8418 | 31844.2 | 15.4518 | 52.7215 | 0 | 0 | 0 | 117898 | 0 | 82.3624 | 31844.2 | 16.4822 | 56.2373 | 0 | 0 | 0 | 133499 | 0 | 83.9197 | 31844.2 | 17.4965 | 59.6981 | 0 | 0 | 0 | 125760 | 0 | -85.2641 | -83.7435 | -82.1862
[20 empty] | 3305 | 2020-05-18 16:00 | 3305 | 5 | 18 | 17 | 106716.597 | 106.7166 | 14.6733 | 31844.2 | 0 | 0 | 0 | 0 | 0 | 0 | 0 | 14.6733 | 31844.2 | 0 | 0 | 0 | 0 | 0 | 0 | 0 | 14.6733 | 31844.2 | 0 | 0 | 0 | 0 | 0 | 0 | 0 | -92.0433 | -92.0433 | -92.0433
[20 empty] | 3306 | 2020-05-18 17:00 | 3306 | 5 | 18 | 18 | 354.027 | 0.35403 | 13.7561 | 31770.9 | 0 | 0 | 0 | 0 | 0 | 0 | 0 | 13.7561 | 31770.9 | 0 | 0 | 0 | 0 | 0 | 0 | 0 | 13.7561 | 31770.9 | 0 | 0 | 0 | 0 | 0 | 0 | 0 | 13.4021 | 13.4021 | 13.4021
[20 empty] | 3307 | 2020-05-18 18:00 | 3307 | 5 | 18 | 19 | 4451.932 | 4.4519 | 10.3718 | 31770.9 | 0 | 0 | 0 | 0 | 0 | 0 | 0 | 10.3718 | 31770.9 | 0 | 0 | 0 | 0 | 0 | 0 | 0 | 10.3718 | 31770.9 | 0 | 0 | 0 | 0 | 0 | 0 | 0 | 5.9199 | 5.9199 | 5.9199
[20 empty] | 3308 | 2020-05-18 19:00 | 3308 | 5 | 18 | 20 | 0 | 0 | 8.8603 | 9409.05 | 0 | 0 | 0 | 0 | 0 | 0 | 0 | 8.8603 | 9409.05 | 0 | 0 | 0 | 0 | 0 | 0 | 0 | 8.8603 | 9409.05 | 0 | 0 | 0 | 0 | 0 | 0 | 0 | 8.8603 | 8.8603 | 8.8603
[20 empty] | 3309 | 2020-05-18 20:00 | 3309 | 5 | 18 | 21 | 0 | 0 | 7.3488 | 9409.05 | 0 | 0 | 0 | 0 | 0 | 0 | 0 | 7.3488 | 9409.05 | 0 | 0 | 0 | 0 | 0 | 0 | 0 | 7.3488 | 9409.05 | 0 | 0 | 0 | 0 | 0 | 0 | 0 | 7.3488 | 7.3488 | 7.3488
[20 empty] | 3310 | 2020-05-18 21:00 | 3310 | 5 | 18 | 22 | 0 | 0 | 23.5973 | 9409.05 | 11.6799 | 39.8518 | 0 | 0 | 0 | 89356.1 | 0 | 23.5973 | 9409.05 | 11.6799 | 39.8518 | 0 | 0 | 0 | 89356 | 0 | 23.5973 | 9409.05 | 11.6799 | 39.8518 | 0 | 0 | 0 | 89356 | 0 | 23.5973 | 23.5973 | 23.5973
[20 empty] | 3311 | 2020-05-18 22:00 | 3311 | 5 | 18 | 23 | 0 | 0 | 7.3488 | 9482.38 | 0 | 0 | 0 | 0 | 0 | 0 | 0 | 7.3488 | 9482.38 | 0 | 0 | 0 | 0 | 0 | 0 | 0 | 7.3488 | 9482.38 | 0 | 0 | 0 | 0 | 0 | 0 | 0 | 7.3488 | 7.3488 | 7.3488
[20 empty] | 3312 | 2020-05-18 23:00 | 3312 | 5 | 18 | 24 | 0 | 0 | 7.3488 | 9482.38 | 0 | 0 | 0 | 0 | 0 | 0 | 0 | 7.3488 | 9482.38 | 0 | 0 | 0 | 0 | 0 | 0 | 0 | 7.3488 | 9482.38 | 0 | 0 | 0 | 0 | 0 | 0 | 0 | 7.3488 | 7.3488 | 7.3488
[20 empty] | 3313 | 2020-05-19 | 3313 | 5 | 19 | 1 | 0 | 0 | 7.3488 | 9555.71 | 0 | 0 | 0 | 0 | 0 | 0 | 0 | 7.3488 | 9555.71 | 0 | 0 | 0 | 0 | 0 | 0 | 0 | 7.3488 | 9555.71 | 0 | 0 | 0 | 0 | 0 | 0 | 0 | 7.3488 | 7.3488 | 7.3488
[20 empty] | 3314 | 2020-05-19 01:00 | 3314 | 5 | 19 | 2 | 0 | 0 | 7.3488 | 9555.71 | 0 | 0 | 0 | 0 | 0 | 0 | 0 | 7.3488 | 9555.71 | 0 | 0 | 0 | 0 | 0 | 0 | 0 | 7.3488 | 9555.71 | 0 | 0 | 0 | 0 | 0 | 0 | 0 | 7.3488 | 7.3488 | 7.3488
[20 empty] | 3315 | 2020-05-19 02:00 | 3315 | 5 | 19 | 3 | 0 | 0 | 23.4158 | 9555.71 | 11.4985 | 39.2329 | 0 | 0 | 0 | 87738.7 | 0 | 23.4158 | 9555.71 | 11.4985 | 39.2329 | 0 | 0 | 0 | 87738.6 | 0 | 23.4158 | 9555.71 | 11.4985 | 39.2329 | 0 | 0 | 0 | 87738.7 | 0 | 23.4158 | 23.4158 | 23.4158
[20 empty] | 3316 | 2020-05-19 03:00 | 3316 | 5 | 19 | 4 | 0 | 0 | 7.3488 | 9555.71 | 0 | 0 | 0 | 0 | 0 | 0 | 0 | 7.3488 | 9555.71 | 0 | 0 | 0 | 0 | 0 | 0 | 0 | 7.3488 | 9555.71 | 0 | 0 | 0 | 0 | 0 | 0 | 0 | 7.3488 | 7.3488 | 7.3488
[20 empty] | 3317 | 2020-05-19 04:00 | 3317 | 5 | 19 | 5 | 0 | 0 | 8.8603 | 9555.71 | 0 | 0 | 0 | 0 | 0 | 0 | 0 | 8.8603 | 9555.71 | 0 | 0 | 0 | 0 | 0 | 0 | 0 | 8.8603 | 9555.71 | 0 | 0 | 0 | 0 | 0 | 0 | 0 | 8.8603 | 8.8603 | 8.8603
[20 empty] | 3318 | 2020-05-19 05:00 | 3318 | 5 | 19 | 6 | 10857.767 | 10.8578 | 11.0086 | 31770.9 | 0 | 0 | 0 | 0 | 0 | 0 | 0 | 11.0086 | 31770.9 | 0 | 0 | 0 | 0 | 0 | 0 | 0 | 11.0086 | 31770.9 | 0 | 0 | 0 | 0 | 0 | 0 | 0 | 0.15083 | 0.15083 | 0.15083
[20 empty] | 3319 | 2020-05-19 06:00 | 3319 | 5 | 19 | 7 | 49344.56 | 49.3446 | 113.531 | 81479.9 | 21.1183 | 72.0556 | 0 | 0 | 0 | 161189 | -310.548 | 114.844 | 81479.9 | 22.3051 | 76.105 | 0 | 0 | 0 | 179208 | -155.982 | 116.303 | 81479.9 | 23.479 | 80.1103 | 0 | 0 | 0 | 170247 | -230.481 | 64.1864 | 65.4994 | 66.9584
[20 empty] | 3320 | 2020-05-19 07:00 | 3320 | 5 | 19 | 8 | 87196.816 | 87.1968 | 145.905 | 81479.9 | 19.8864 | 67.8524 | 0 | 0 | 0 | 151787 | -1774.88 | 147.178 | 81479.9 | 21.0635 | 71.8687 | 0 | 0 | 0 | 169611 | -2044.76 | 148.616 | 81479.9 | 22.2217 | 75.8204 | 0 | 0 | 0 | 160771 | -1907.95 | 58.7082 | 59.9812 | 61.4192
[20 empty] | 3321 | 2020-05-19 08:00 | 3321 | 5 | 19 | 9 | 33068.41 | 33.0684 | 163.254 | 56549.2 | 31.0843 | 106.0596 | 0 | 0 | 0 | 237257 | -984.418 | 165.041 | 56549.2 | 32.6396 | 111.3663 | 0 | 0 | 0 | 260785 | -978.218 | 166.965 | 56549.2 | 34.167 | 116.5778 | 0 | 0 | 0 | 249127 | -955.451 | 130.1856 | 131.9726 | 133.8966
[20 empty] | 3322 | 2020-05-19 09:00 | 3322 | 5 | 19 | 10 | 61900.401 | 61.9004 | 170.696 | 56402.5 | 37.1537 | 126.7684 | 0 | 0 | 0 | 283484 | -607.647 | 173.493 | 56402.5 | 39.3968 | 134.4219 | 0 | 0 | 0 | 316987 | -833.072 | 176.361 | 56402.5 | 41.5446 | 141.7502 | 0 | 0 | 0 | 300600 | -723.118 | 108.7956 | 111.5926 | 114.4606
[20 empty] | 3323 | 2020-05-19 10:00 | 3323 | 5 | 19 | 11 | 22179.56 | 22.1796 | 152.077 | 126659 | 37.765 | 128.8542 | 0 | 0 | 0 | 288168 | -269.531 | 155.42 | 126659 | 40.414 | 137.8926 | 0 | 0 | 0 | 327723 | -489.187 | 158.766 | 126659 | 42.9489 | 146.5416 | 0 | 0 | 0 | 308381 | -373.474 | 129.8974 | 133.2404 | 136.5864
[20 empty] | 3324 | 2020-05-19 11:00 | 3324 | 5 | 19 | 12 | 288683.227 | 288.6832 | 193.079 | 126659 | 51.7261 | 176.4895 | 0 | 0 | 0 | 398460 | -788.328 | 197.25 | 126659 | 55.1375 | 188.1292 | 0 | 0 | 0 | 449092 | -1173.59 | 201.342 | 126659 | 58.3609 | 199.1274 | 0 | 0 | 0 | 424493 | -934.113 | -95.6042 | -91.4332 | -87.3412
[20 empty] | 3325 | 2020-05-19 12:00 | 3325 | 5 | 19 | 13 | 219399.559 | 219.3996 | 144.51 | 88745.6 | 51.3852 | 175.3263 | 0 | 0 | 0 | 395357 | -215.113 | 148.794 | 88745.6 | 54.8424 | 187.1223 | 0 | 0 | 0 | 447212 | -328.039 | 153.052 | 88745.6 | 58.177 | 198.4999 | 0 | 0 | 0 | 421752 | -285.612 | -74.8896 | -70.6056 | -66.3476
[20 empty] | 3326 | 2020-05-19 13:00 | 3326 | 5 | 19 | 14 | 201188.046 | 201.188 | 131.156 | 56182.4 | 44.5989 | 152.1714 | 0 | 0 | 0 | 340504 | -223.973 | 135.433 | 56182.4 | 47.9667 | 163.6624 | 0 | 0 | 0 | 391796 | -282.087 | 139.842 | 56182.4 | 51.3172 | 175.0943 | 0 | 0 | 0 | 366216 | -265.519 | -70.032 | -65.755 | -61.346
[20 empty] | 3327 | 2020-05-19 14:00 | 3327 | 5 | 19 | 15 | 99330.281 | 99.3303 | 99.3888 | 56402.5 | 30.6038 | 104.4202 | 0 | 0 | 0 | 233577 | 0 | 102.562 | 56402.5 | 32.9108 | 112.2916 | 0 | 0 | 0 | 268239 | 0 | 105.625 | 56402.5 | 35.1454 | 119.9161 | 0 | 0 | 0 | 251184 | 0 | 0.058519 | 3.2317 | 6.2947
[20 empty] | 3328 | 2020-05-19 15:00 | 3328 | 5 | 19 | 16 | 154259.494 | 154.2595 | 101.022 | 31550.8 | 33.2789 | 113.5476 | 0 | 0 | 0 | 253927 | -94.5327 | 104.485 | 31550.8 | 35.875 | 122.4055 | 0 | 0 | 0 | 292651 | -141.968 | 107.858 | 31550.8 | 38.354 | 130.8638 | 0 | 0 | 0 | 273736 | -116.754 | -53.2375 | -49.7745 | -46.4015
[20 empty] | 3329 | 2020-05-19 16:00 | 3329 | 5 | 19 | 17 | 127395.534 | 127.3955 | 14.6733 | 31550.8 | 0 | 0 | 0 | 0 | 0 | 0 | 0 | 14.6733 | 31550.8 | 0 | 0 | 0 | 0 | 0 | 0 | 0 | 14.6733 | 31550.8 | 0 | 0 | 0 | 0 | 0 | 0 | 0 | -112.7222 | -112.7222 | -112.7222
[20 empty] | 3330 | 2020-05-19 17:00 | 3330 | 5 | 19 | 18 | 2941.459 | 2.9415 | 13.7561 | 31624.2 | 0 | 0 | 0 | 0 | 0 | 0 | 0 | 13.7561 | 31624.2 | 0 | 0 | 0 | 0 | 0 | 0 | 0 | 13.7561 | 31624.2 | 0 | 0 | 0 | 0 | 0 | 0 | 0 | 10.8146 | 10.8146 | 10.8146
[20 empty] | 3331 | 2020-05-19 18:00 | 3331 | 5 | 19 | 19 | 0 | 0 | 10.3718 | 31697.5 | 0 | 0 | 0 | 0 | 0 | 0 | 0 | 10.3718 | 31697.5 | 0 | 0 | 0 | 0 | 0 | 0 | 0 | 10.3718 | 31697.5 | 0 | 0 | 0 | 0 | 0 | 0 | 0 | 10.3718 | 10.3718 | 10.3718
[20 empty] | 3332 | 2020-05-19 19:00 | 3332 | 5 | 19 | 20 | 0 | 0 | 8.8603 | 9335.73 | 0 | 0 | 0 | 0 | 0 | 0 | 0 | 8.8603 | 9335.73 | 0 | 0 | 0 | 0 | 0 | 0 | 0 | 8.8603 | 9335.73 | 0 | 0 | 0 | 0 | 0 | 0 | 0 | 8.8603 | 8.8603 | 8.8603
[20 empty] | 3333 | 2020-05-19 20:00 | 3333 | 5 | 19 | 21 | 0 | 0 | 7.3488 | 9629.03 | 0 | 0 | 0 | 0 | 0 | 0 | 0 | 7.3488 | 9629.03 | 0 | 0 | 0 | 0 | 0 | 0 | 0 | 7.3488 | 9629.03 | 0 | 0 | 0 | 0 | 0 | 0 | 0 | 7.3488 | 7.3488 | 7.3488
[20 empty] | 3334 | 2020-05-19 21:00 | 3334 | 5 | 19 | 22 | 0 | 0 | 23.6666 | 9629.03 | 11.7493 | 40.0886 | 0 | 0 | 0 | 89834.9 | 0 | 23.6666 | 9629.03 | 11.7492 | 40.0883 | 0 | 0 | 0 | 89835.2 | 0 | 23.6666 | 9629.03 | 11.7493 | 40.0886 | 0 | 0 | 0 | 89834.8 | 0 | 23.6666 | 23.6666 | 23.6666
[20 empty] | 3335 | 2020-05-19 22:00 | 3335 | 5 | 19 | 23 | 0 | 0 | 7.3488 | 9629.03 | 0 | 0 | 0 | 0 | 0 | 0 | 0 | 7.3488 | 9629.03 | 0 | 0 | 0 | 0 | 0 | 0 | 0 | 7.3488 | 9629.03 | 0 | 0 | 0 | 0 | 0 | 0 | 0 | 7.3488 | 7.3488 | 7.3488
[20 empty] | 3336 | 2020-05-19 23:00 | 3336 | 5 | 19 | 24 | 0 | 0 | 7.3488 | 9555.71 | 0 | 0 | 0 | 0 | 0 | 0 | 0 | 7.3488 | 9555.71 | 0 | 0 | 0 | 0 | 0 | 0 | 0 | 7.3488 | 9555.71 | 0 | 0 | 0 | 0 | 0 | 0 | 0 | 7.3488 | 7.3488 | 7.3488
[20 empty] | 3337 | 2020-05-20 | 3337 | 5 | 20 | 1 | 0 | 0 | 7.3488 | 9702.36 | 0 | 0 | 0 | 0 | 0 | 0 | 0 | 7.3488 | 9702.36 | 0 | 0 | 0 | 0 | 0 | 0 | 0 | 7.3488 | 9702.36 | 0 | 0 | 0 | 0 | 0 | 0 | 0 | 7.3488 | 7.3488 | 7.3488
[20 empty] | 3338 | 2020-05-20 01:00 | 3338 | 5 | 20 | 2 | 0 | 0 | 7.3488 | 9702.36 | 0 | 0 | 0 | 0 | 0 | 0 | 0 | 7.3488 | 9702.36 | 0 | 0 | 0 | 0 | 0 | 0 | 0 | 7.3488 | 9702.36 | 0 | 0 | 0 | 0 | 0 | 0 | 0 | 7.3488 | 7.3488 | 7.3488
[20 empty] | 3339 | 2020-05-20 02:00 | 3339 | 5 | 20 | 3 | 0 | 0 | 23.4942 | 9702.36 | 11.5769 | 39.5004 | 0 | 0 | 0 | 88333.9 | 0 | 23.4942 | 9702.36 | 11.5769 | 39.5004 | 0 | 0 | 0 | 88334 | 0 | 23.4942 | 9702.36 | 11.5769 | 39.5004 | 0 | 0 | 0 | 88333.7 | 0 | 23.4942 | 23.4942 | 23.4942
[20 empty] | 3340 | 2020-05-20 03:00 | 3340 | 5 | 20 | 4 | 0 | 0 | 7.3488 | 9702.36 | 0 | 0 | 0 | 0 | 0 | 0 | 0 | 7.3488 | 9702.36 | 0 | 0 | 0 | 0 | 0 | 0 | 0 | 7.3488 | 9702.36 | 0 | 0 | 0 | 0 | 0 | 0 | 0 | 7.3488 | 7.3488 | 7.3488
[20 empty] | 3341 | 2020-05-20 04:00 | 3341 | 5 | 20 | 5 | 0 | 0 | 8.8603 | 9702.36 | 0 | 0 | 0 | 0 | 0 | 0 | 0 | 8.8603 | 9702.36 | 0 | 0 | 0 | 0 | 0 | 0 | 0 | 8.8603 | 9702.36 | 0 | 0 | 0 | 0 | 0 | 0 | 0 | 8.8603 | 8.8603 | 8.8603
[20 empty] | 3342 | 2020-05-20 05:00 | 3342 | 5 | 20 | 6 | 17812.269 | 17.8123 | 11.0086 | 32210.9 | 0 | 0 | 0 | 0 | 0 | 0 | 0 | 11.0086 | 32210.9 | 0 | 0 | 0 | 0 | 0 | 0 | 0 | 11.0086 | 32210.9 | 0 | 0 | 0 | 0 | 0 | 0 | 0 | -6.8037 | -6.8037 | -6.8037
[20 empty] | 3343 | 2020-05-20 06:00 | 3343 | 5 | 20 | 7 | 24799.742 | 24.7997 | 99.7794 | 81773.4 | 6.8255 | 23.2885 | 0 | 0 | 0 | 52156.2 | -394.442 | 101.267 | 81773.4 | 7.961 | 27.1628 | 0 | 0 | 0 | 64891.9 | -399.819 | 102.263 | 81773.4 | 8.4921 | 28.9752 | 0 | 0 | 0 | 60832.8 | -370.723 | 74.9797 | 76.4673 | 77.4633
[20 empty] | 3344 | 2020-05-20 07:00 | 3344 | 5 | 20 | 8 | 55506.733 | 55.5067 | 136.154 | 81700 | 9.5068 | 32.4373 | 0 | 0 | 0 | 72645.5 | -1486.84 | 139.212 | 81700 | 11.5372 | 39.3649 | 0 | 0 | 0 | 98973.3 | -1819.96 | 141.313 | 81700 | 12.9522 | 44.1929 | 0 | 0 | 0 | 88160.4 | -1672.23 | 80.6473 | 83.7053 | 85.8063
[20 empty] | 3345 | 2020-05-20 08:00 | 3345 | 5 | 20 | 9 | 145030.125 | 145.0301 | 150.209 | 56769.3 | 16.3888 | 55.9186 | 0 | 0 | 0 | 125234 | -748.704 | 152.416 | 56769.3 | 17.7099 | 60.4262 | 0 | 0 | 0 | 141900 | -1006.52 | 154.289 | 56769.3 | 18.5699 | 63.3605 | 0 | 0 | 0 | 135329 | -945.684 | 5.1789 | 7.3859 | 9.2589
[20 empty] | 3346 | 2020-05-20 09:00 | 3346 | 5 | 20 | 10 | 65210.313 | 65.2103 | 156.555 | 56696 | 20.4293 | 69.7048 | 0 | 0 | 0 | 156109 | -345.264 | 158.732 | 56696 | 21.7489 | 74.2072 | 0 | 0 | 0 | 177410 | -386.133 | 161.238 | 56696 | 23.2169 | 79.2161 | 0 | 0 | 0 | 166192 | -356.061 | 91.3447 | 93.5217 | 96.0277
[20 empty] | 3347 | 2020-05-20 10:00 | 3347 | 5 | 20 | 11 | 114564.481 | 114.5645 | 132.133 | 126659 | 15.4755 | 52.8024 | 0 | 0 | 0 | 118255 | -130.231 | 134.39 | 126659 | 16.8928 | 57.6382 | 0 | 0 | 0 | 139391 | -148.415 | 136.791 | 126659 | 18.2415 | 62.24 | 0 | 0 | 0 | 129085 | -134.88 | 17.5685 | 19.8255 | 22.2265
[20 empty] | 3348 | 2020-05-20 11:00 | 3348 | 5 | 20 | 12 | 207697.127 | 207.6971 | 170.13 | 126659 | 26.3159 | 89.7899 | 0 | 0 | 0 | 201090 | -458.276 | 173.282 | 126659 | 28.4725 | 97.1482 | 0 | 0 | 0 | 234206 | -462.212 | 176.572 | 126659 | 30.6496 | 104.5764 | 0 | 0 | 0 | 217570 | -449.752 | -37.5671 | -34.4151 | -31.1251
[20 empty] | 3349 | 2020-05-20 12:00 | 3349 | 5 | 20 | 13 | 290394.228 | 290.3942 | 110.577 | 90310.4 | 15.4653 | 52.7676 | 0 | 0 | 0 | 118177 | -87.2442 | 112.74 | 90310.4 | 16.7301 | 57.0831 | 0 | 0 | 0 | 138019 | -98.5855 | 115.105 | 90310.4 | 18.062 | 61.6275 | 0 | 0 | 0 | 127841 | -91.7798 | -179.8172 | -177.6542 | -175.2892
[20 empty] | 3350 | 2020-05-20 13:00 | 3350 | 5 | 20 | 14 | 272286.122 | 272.2861 | 103.664 | 56769.3 | 15.8516 | 54.0857 | 0 | 0 | 0 | 121128 | -40.9165 | 105.919 | 56769.3 | 17.1995 | 58.6847 | 0 | 0 | 0 | 141826 | -42.6758 | 108.217 | 56769.3 | 18.5602 | 63.3274 | 0 | 0 | 0 | 131429 | -41.6807 | -168.6221 | -166.3671 | -164.0691
[20 empty] | 3351 | 2020-05-20 14:00 | 3351 | 5 | 20 | 15 | 202866.745 | 202.8667 | 82.8522 | 56769.3 | 12.8466 | 43.8326 | 0 | 0 | 0 | 98165.8 | 0 | 84.7381 | 56769.3 | 13.9378 | 47.5558 | 0 | 0 | 0 | 114881 | 0 | 86.6505 | 56769.3 | 15.0341 | 51.2963 | 0 | 0 | 0 | 106505 | 0 | -120.0145 | -118.1286 | -116.2162
[20 empty] | 3352 | 2020-05-20 15:00 | 3352 | 5 | 20 | 16 | 187998.581 | 187.9986 | 80.9111 | 31917.6 | 12.1187 | 41.349 | 0 | 0 | 0 | 92603.9 | -151.104 | 82.5658 | 31917.6 | 12.8918 | 43.9868 | 0 | 0 | 0 | 105468 | -285.925 | 84.3768 | 31917.6 | 13.8021 | 47.0928 | 0 | 0 | 0 | 98511.8 | -213.659 | -107.0875 | -105.4328 | -103.6218
[20 empty] | 3353 | 2020-05-20 16:00 | 3353 | 5 | 20 | 17 | 21413.616 | 21.4136 | 14.6733 | 31844.2 | 0 | 0 | 0 | 0 | 0 | 0 | 0 | 14.6733 | 31844.2 | 0 | 0 | 0 | 0 | 0 | 0 | 0 | 14.6733 | 31844.2 | 0 | 0 | 0 | 0 | 0 | 0 | 0 | -6.7403 | -6.7403 | -6.7403
[20 empty] | 3354 | 2020-05-20 17:00 | 3354 | 5 | 20 | 18 | 58038.506 | 58.0385 | 13.7561 | 32064.2 | 0 | 0 | 0 | 0 | 0 | 0 | 0 | 13.7561 | 32064.2 | 0 | 0 | 0 | 0 | 0 | 0 | 0 | 13.7561 | 32064.2 | 0 | 0 | 0 | 0 | 0 | 0 | 0 | -44.2824 | -44.2824 | -44.2824
[20 empty] | 3355 | 2020-05-20 18:00 | 3355 | 5 | 20 | 19 | 7014.772 | 7.0148 | 10.3718 | 31990.9 | 0 | 0 | 0 | 0 | 0 | 0 | 0 | 10.3718 | 31990.9 | 0 | 0 | 0 | 0 | 0 | 0 | 0 | 10.3718 | 31990.9 | 0 | 0 | 0 | 0 | 0 | 0 | 0 | 3.357 | 3.357 | 3.357
[20 empty] | 3356 | 2020-05-20 19:00 | 3356 | 5 | 20 | 20 | 0 | 0 | 8.8603 | 9629.03 | 0 | 0 | 0 | 0 | 0 | 0 | 0 | 8.8603 | 9629.03 | 0 | 0 | 0 | 0 | 0 | 0 | 0 | 8.8603 | 9629.03 | 0 | 0 | 0 | 0 | 0 | 0 | 0 | 8.8603 | 8.8603 | 8.8603
[20 empty] | 3357 | 2020-05-20 20:00 | 3357 | 5 | 20 | 21 | 0 | 0 | 7.3488 | 9849.01 | 0 | 0 | 0 | 0 | 0 | 0 | 0 | 7.3488 | 9849.01 | 0 | 0 | 0 | 0 | 0 | 0 | 0 | 7.3488 | 9849.01 | 0 | 0 | 0 | 0 | 0 | 0 | 0 | 7.3488 | 7.3488 | 7.3488
[20 empty] | 3358 | 2020-05-20 21:00 | 3358 | 5 | 20 | 22 | 0 | 0 | 23.8193 | 9775.69 | 11.902 | 40.6096 | 0 | 0 | 0 | 90922.6 | 0 | 23.8193 | 9775.69 | 11.9019 | 40.6093 | 0 | 0 | 0 | 90922.6 | 0 | 23.8193 | 9775.69 | 11.902 | 40.6096 | 0 | 0 | 0 | 90922.4 | 0 | 23.8193 | 23.8193 | 23.8193
[20 empty] | 3359 | 2020-05-20 22:00 | 3359 | 5 | 20 | 23 | 0 | 0 | 7.3488 | 9775.69 | 0 | 0 | 0 | 0 | 0 | 0 | 0 | 7.3488 | 9775.69 | 0 | 0 | 0 | 0 | 0 | 0 | 0 | 7.3488 | 9775.69 | 0 | 0 | 0 | 0 | 0 | 0 | 0 | 7.3488 | 7.3488 | 7.3488
[20 empty] | 3360 | 2020-05-20 23:00 | 3360 | 5 | 20 | 24 | 0 | 0 | 7.3488 | 9922.34 | 0 | 0 | 0 | 0 | 0 | 0 | 0 | 7.3488 | 9922.34 | 0 | 0 | 0 | 0 | 0 | 0 | 0 | 7.3488 | 9922.34 | 0 | 0 | 0 | 0 | 0 | 0 | 0 | 7.3488 | 7.3488 | 7.3488
[20 empty] | 3361 | 2020-05-21 | 3361 | 5 | 21 | 1 | 0 | 0 | 7.3488 | 9922.34 | 0 | 0 | 0 | 0 | 0 | 0 | 0 | 7.3488 | 9922.34 | 0 | 0 | 0 | 0 | 0 | 0 | 0 | 7.3488 | 9922.34 | 0 | 0 | 0 | 0 | 0 | 0 | 0 | 7.3488 | 7.3488 | 7.3488
[20 empty] | 3362 | 2020-05-21 01:00 | 3362 | 5 | 21 | 2 | 0 | 0 | 7.3488 | 9922.34 | 0 | 0 | 0 | 0 | 0 | 0 | 0 | 7.3488 | 9922.34 | 0 | 0 | 0 | 0 | 0 | 0 | 0 | 7.3488 | 9922.34 | 0 | 0 | 0 | 0 | 0 | 0 | 0 | 7.3488 | 7.3488 | 7.3488
[20 empty] | 3363 | 2020-05-21 02:00 | 3363 | 5 | 21 | 3 | 0 | 0 | 23.5472 | 10069 | 11.6299 | 39.6812 | 0 | 0 | 0 | 88737.1 | 0 | 23.5472 | 10069 | 11.6299 | 39.6812 | 0 | 0 | 0 | 88737.1 | 0 | 23.5472 | 10069 | 11.6299 | 39.6812 | 0 | 0 | 0 | 88737 | 0 | 23.5472 | 23.5472 | 23.5472
[20 empty] | 3364 | 2020-05-21 03:00 | 3364 | 5 | 21 | 4 | 0 | 0 | 7.3488 | 9995.67 | 0 | 0 | 0 | 0 | 0 | 0 | 0 | 7.3488 | 9995.67 | 0 | 0 | 0 | 0 | 0 | 0 | 0 | 7.3488 | 9995.67 | 0 | 0 | 0 | 0 | 0 | 0 | 0 | 7.3488 | 7.3488 | 7.3488
[20 empty] | 3365 | 2020-05-21 04:00 | 3365 | 5 | 21 | 5 | 0 | 0 | 8.8603 | 9922.34 | 0 | 0 | 0 | 0 | 0 | 0 | 0 | 8.8603 | 9922.34 | 0 | 0 | 0 | 0 | 0 | 0 | 0 | 8.8603 | 9922.34 | 0 | 0 | 0 | 0 | 0 | 0 | 0 | 8.8603 | 8.8603 | 8.8603
[20 empty] | 3366 | 2020-05-21 05:00 | 3366 | 5 | 21 | 6 | 16210.963 | 16.211 | 11.0086 | 32210.9 | 0 | 0 | 0 | 0 | 0 | 0 | 0 | 11.0086 | 32210.9 | 0 | 0 | 0 | 0 | 0 | 0 | 0 | 11.0086 | 32210.9 | 0 | 0 | 0 | 0 | 0 | 0 | 0 | -5.2024 | -5.2024 | -5.2024
[20 empty] | 3367 | 2020-05-21 06:00 | 3367 | 5 | 21 | 7 | 46057.826 | 46.0578 | 98.3324 | 81920.1 | 4.8871 | 16.6747 | 0 | 0 | 0 | 37344.1 | -175.375 | 99.5946 | 81920.1 | 5.8087 | 19.8192 | 0 | 0 | 0 | 43642.3 | -175.255 | 99.9587 | 81920.1 | 5.7113 | 19.487 | 0 | 0 | 0 | 44386.4 | -180.321 | 52.2746 | 53.5368 | 53.9009
[20 empty] | 3368 | 2020-05-21 07:00 | 3368 | 5 | 21 | 8 | 155694.486 | 155.6945 | 139.004 | 81773.4 | 11.7657 | 40.1446 | 0 | 0 | 0 | 89906.3 | -1589.76 | 141.943 | 81773.4 | 13.9132 | 47.4718 | 0 | 0 | 0 | 118291 | -1930.36 | 144.224 | 81773.4 | 15.4803 | 52.8188 | 0 | 0 | 0 | 106317 | -1769.88 | -16.6905 | -13.7515 | -11.4705
[20 empty] | 3369 | 2020-05-21 08:00 | 3369 | 5 | 21 | 9 | 214397.765 | 214.3978 | 173.489 | 56255.8 | 38.0859 | 129.9491 | 0 | 0 | 0 | 291030 | -1127.62 | 177.067 | 56255.8 | 40.7997 | 139.2086 | 0 | 0 | 0 | 337119 | -1369.84 | 181.609 | 56255.8 | 44.1175 | 150.5289 | 0 | 0 | 0 | 311767 | -1139.92 | -40.9088 | -37.3308 | -32.7888
[20 empty] | 3370 | 2020-05-21 09:00 | 3370 | 5 | 21 | 10 | 259937.658 | 259.9377 | 187.342 | 56035.7 | 49.0072 | 167.2126 | 0 | 0 | 0 | 369502 | -498.012 | 193.44 | 56035.7 | 53.799 | 183.5622 | 0 | 0 | 0 | 439916 | -607.896 | 199.241 | 56035.7 | 58.3463 | 199.0776 | 0 | 0 | 0 | 405630 | -553.103 | -72.5957 | -66.4977 | -60.6967
[20 empty] | 3371 | 2020-05-21 10:00 | 3371 | 5 | 21 | 11 | 239796.331 | 239.7963 | 169.711 | 126659 | 48.8386 | 166.6373 | 0 | 0 | 0 | 368145 | -169.666 | 175.199 | 126659 | 53.0216 | 180.9097 | 0 | 0 | 0 | 430489 | -281.986 | 180.635 | 126659 | 57.1092 | 194.8566 | 0 | 0 | 0 | 399676 | -205.594 | -70.0853 | -64.5973 | -59.1613
[20 empty] | 3372 | 2020-05-21 11:00 | 3372 | 5 | 21 | 12 | 300895.462 | 300.8955 | 190.818 | 126659 | 45.001 | 153.5434 | 0 | 0 | 0 | 343415 | -253.016 | 196.186 | 126659 | 49.1771 | 167.7923 | 0 | 0 | 0 | 404372 | -286.221 | 201.173 | 126659 | 52.9888 | 180.7978 | 0 | 0 | 0 | 375284 | -256.171 | -110.0775 | -104.7095 | -99.7225
[20 empty] | 3373 | 2020-05-21 12:00 | 3373 | 5 | 21 | 13 | 16366.322 | 16.3663 | 146.678 | 88753.2 | 49.0983 | 167.5234 | 0 | 0 | 0 | 374849 | -251.58 | 152.494 | 88753.2 | 53.614 | 182.931 | 0 | 0 | 0 | 441704 | -312.629 | 158.038 | 88753.2 | 57.8552 | 197.4019 | 0 | 0 | 0 | 409324 | -271.278 | 130.3117 | 136.1277 | 141.6717
[20 empty] | 3374 | 2020-05-21 13:00 | 3374 | 5 | 21 | 14 | 16411.151 | 16.4112 | 136.968 | 56109.1 | 46.1427 | 157.4389 | 0 | 0 | 0 | 352175 | -199.989 | 143.042 | 56109.1 | 50.7871 | 173.2856 | 0 | 0 | 0 | 420678 | -269.293 | 148.812 | 56109.1 | 55.1181 | 188.063 | 0 | 0 | 0 | 387622 | -234.252 | 120.5568 | 126.6308 | 132.4008
[20 empty] | 3375 | 2020-05-21 14:00 | 3375 | 5 | 21 | 15 | 19136.906 | 19.1369 | 120.002 | 56035.7 | 45.537 | 155.3722 | 0 | 0 | 0 | 343271 | -70.8389 | 126.282 | 56035.7 | 50.1001 | 170.9415 | 0 | 0 | 0 | 412088 | -71.5229 | 132.647 | 56035.7 | 54.666 | 186.5204 | 0 | 0 | 0 | 377668 | -82.4891 | 100.8651 | 107.1451 | 113.5101
[20 empty] | 3376 | 2020-05-21 15:00 | 3376 | 5 | 21 | 16 | 44045.562 | 44.0456 | 108.683 | 31404.2 | 36.4384 | 124.3278 | 0 | 0 | 0 | 278072 | -160.095 | 114.724 | 31404.2 | 40.5152 | 138.2379 | 0 | 0 | 0 | 341098 | -104.434 | 121.017 | 31404.2 | 44.6973 | 152.5072 | 0 | 0 | 0 | 309183 | -98.101 | 64.6374 | 70.6784 | 76.9714
[20 empty] | 3377 | 2020-05-21 16:00 | 3377 | 5 | 21 | 17 | 87264.006 | 87.264 | 14.6733 | 31404.2 | 0 | 0 | 0 | 0 | 0 | 0 | 0 | 14.6733 | 31404.2 | 0 | 0 | 0 | 0 | 0 | 0 | 0 | 14.6733 | 31404.2 | 0 | 0 | 0 | 0 | 0 | 0 | 0 | -72.5907 | -72.5907 | -72.5907
[20 empty] | 3378 | 2020-05-21 17:00 | 3378 | 5 | 21 | 18 | 12101.674 | 12.1017 | 13.7561 | 31917.6 | 0 | 0 | 0 | 0 | 0 | 0 | 0 | 13.7561 | 31917.6 | 0 | 0 | 0 | 0 | 0 | 0 | 0 | 13.7561 | 31917.6 | 0 | 0 | 0 | 0 | 0 | 0 | 0 | 1.6544 | 1.6544 | 1.6544
[20 empty] | 3379 | 2020-05-21 18:00 | 3379 | 5 | 21 | 19 | 6483.289 | 6.4833 | 10.3718 | 32137.6 | 0 | 0 | 0 | 0 | 0 | 0 | 0 | 10.3718 | 32137.6 | 0 | 0 | 0 | 0 | 0 | 0 | 0 | 10.3718 | 32137.6 | 0 | 0 | 0 | 0 | 0 | 0 | 0 | 3.8885 | 3.8885 | 3.8885
[20 empty] | 3380 | 2020-05-21 19:00 | 3380 | 5 | 21 | 20 | 0 | 0 | 8.8603 | 9775.69 | 0 | 0 | 0 | 0 | 0 | 0 | 0 | 8.8603 | 9775.69 | 0 | 0 | 0 | 0 | 0 | 0 | 0 | 8.8603 | 9775.69 | 0 | 0 | 0 | 0 | 0 | 0 | 0 | 8.8603 | 8.8603 | 8.8603
[20 empty] | 3381 | 2020-05-21 20:00 | 3381 | 5 | 21 | 21 | 0 | 0 | 7.3488 | 9849.01 | 0 | 0 | 0 | 0 | 0 | 0 | 0 | 7.3488 | 9849.01 | 0 | 0 | 0 | 0 | 0 | 0 | 0 | 7.3488 | 9849.01 | 0 | 0 | 0 | 0 | 0 | 0 | 0 | 7.3488 | 7.3488 | 7.3488
[20 empty] | 3382 | 2020-05-21 21:00 | 3382 | 5 | 21 | 22 | 0 | 0 | 23.9113 | 9922.34 | 11.994 | 40.9235 | 0 | 0 | 0 | 91562.8 | 0 | 23.9113 | 9922.34 | 11.994 | 40.9235 | 0 | 0 | 0 | 91562.4 | 0 | 23.9112 | 9922.34 | 11.9939 | 40.9232 | 0 | 0 | 0 | 91562.6 | 0 | 23.9113 | 23.9113 | 23.9112
[20 empty] | 3383 | 2020-05-21 22:00 | 3383 | 5 | 21 | 23 | 0 | 0 | 7.3488 | 9922.34 | 0 | 0 | 0 | 0 | 0 | 0 | 0 | 7.3488 | 9922.34 | 0 | 0 | 0 | 0 | 0 | 0 | 0 | 7.3488 | 9922.34 | 0 | 0 | 0 | 0 | 0 | 0 | 0 | 7.3488 | 7.3488 | 7.3488
[20 empty] | 3384 | 2020-05-21 23:00 | 3384 | 5 | 21 | 24 | 0 | 0 | 7.8094 | 9922.34 | 0 | 0 | 0 | 0 | 0 | 0 | 0 | 7.8094 | 9922.34 | 0 | 0 | 0 | 0 | 0 | 0 | 0 | 7.8094 | 9922.34 | 0 | 0 | 0 | 0 | 0 | 0 | 0 | 7.8094 | 7.8094 | 7.8094
[20 empty] | 3385 | 2020-05-22 | 3385 | 5 | 22 | 1 | 0 | 0 | 7.8094 | 9922.34 | 0 | 0 | 0 | 0 | 0 | 0 | 0 | 7.8094 | 9922.34 | 0 | 0 | 0 | 0 | 0 | 0 | 0 | 7.8094 | 9922.34 | 0 | 0 | 0 | 0 | 0 | 0 | 0 | 7.8094 | 7.8094 | 7.8094
[20 empty] | 3386 | 2020-05-22 01:00 | 3386 | 5 | 22 | 2 | 0 | 0 | 7.8094 | 9922.34 | 0 | 0 | 0 | 0 | 0 | 0 | 0 | 7.8094 | 9922.34 | 0 | 0 | 0 | 0 | 0 | 0 | 0 | 7.8094 | 9922.34 | 0 | 0 | 0 | 0 | 0 | 0 | 0 | 7.8094 | 7.8094 | 7.8094
[20 empty] | 3387 | 2020-05-22 02:00 | 3387 | 5 | 22 | 3 | 0 | 0 | 24.0555 | 9995.67 | 11.6776 | 39.844 | 0 | 0 | 0 | 89101.1 | 0 | 24.0555 | 9995.67 | 11.6776 | 39.844 | 0 | 0 | 0 | 89100.8 | 0 | 24.0555 | 9995.67 | 11.6776 | 39.844 | 0 | 0 | 0 | 89100.9 | 0 | 24.0555 | 24.0555 | 24.0555
[20 empty] | 3388 | 2020-05-22 03:00 | 3388 | 5 | 22 | 4 | 0 | 0 | 7.8094 | 9995.67 | 0 | 0 | 0 | 0 | 0 | 0 | 0 | 7.8094 | 9995.67 | 0 | 0 | 0 | 0 | 0 | 0 | 0 | 7.8094 | 9995.67 | 0 | 0 | 0 | 0 | 0 | 0 | 0 | 7.8094 | 7.8094 | 7.8094
[20 empty] | 3389 | 2020-05-22 04:00 | 3389 | 5 | 22 | 5 | 0 | 0 | 7.8094 | 9995.67 | 0 | 0 | 0 | 0 | 0 | 0 | 0 | 7.8094 | 9995.67 | 0 | 0 | 0 | 0 | 0 | 0 | 0 | 7.8094 | 9995.67 | 0 | 0 | 0 | 0 | 0 | 0 | 0 | 7.8094 | 7.8094 | 7.8094
[20 empty] | 3390 | 2020-05-22 05:00 | 3390 | 5 | 22 | 6 | 17774.382 | 17.7744 | 7.8094 | 9995.67 | 0 | 0 | 0 | 0 | 0 | 0 | 0 | 7.8094 | 9995.67 | 0 | 0 | 0 | 0 | 0 | 0 | 0 | 7.8094 | 9995.67 | 0 | 0 | 0 | 0 | 0 | 0 | 0 | -9.965 | -9.965 | -9.965
[20 empty] | 3391 | 2020-05-22 06:00 | 3391 | 5 | 22 | 7 | 82616.857 | 82.6169 | 7.8063 | 9995.67 | 0 | 0 | 0 | 0 | 0 | 0 | 0 | 7.8056 | 9995.67 | 0 | 0 | 0 | 0 | 0 | 0 | 0 | 7.805 | 9995.67 | 0 | 0 | 0 | 0 | 0 | 0 | 0 | -74.8106 | -74.8112 | -74.8118
[20 empty] | 3392 | 2020-05-22 07:00 | 3392 | 5 | 22 | 8 | 159900.111 | 159.9001 | 23.9965 | 9849.01 | 11.6253 | 39.6655 | 0 | 0 | 0 | 88701.3 | 0 | 23.9951 | 9849.01 | 11.6252 | 39.6652 | 0 | 0 | 0 | 88700.9 | 0 | 23.994 | 9849.01 | 11.6252 | 39.6652 | 0 | 0 | 0 | 88701.1 | 0 | -135.9036 | -135.905 | -135.9061
[20 empty] | 3393 | 2020-05-22 08:00 | 3393 | 5 | 22 | 9 | 220816.254 | 220.8163 | 7.8033 | 9922.34 | 0 | 0 | 0 | 0 | 0 | 0 | 0 | 7.8021 | 9922.34 | 0 | 0 | 0 | 0 | 0 | 0 | 0 | 7.8011 | 9922.34 | 0 | 0 | 0 | 0 | 0 | 0 | 0 | -213.013 | -213.0142 | -213.0151
[20 empty] | 3394 | 2020-05-22 09:00 | 3394 | 5 | 22 | 10 | 268017.741 | 268.0177 | 7.7999 | 9995.67 | 0 | 0 | 0 | 0 | 0 | 0 | 0 | 7.7994 | 9995.67 | 0 | 0 | 0 | 0 | 0 | 0 | 0 | 7.7993 | 9995.67 | 0 | 0 | 0 | 0 | 0 | 0 | 0 | -260.2178 | -260.2184 | -260.2184
[20 empty] | 3395 | 2020-05-22 10:00 | 3395 | 5 | 22 | 11 | 297840.069 | 297.8401 | 7.7993 | 9922.34 | 0 | 0 | 0 | 0 | 0 | 0 | 0 | 7.7993 | 9922.34 | 0 | 0 | 0 | 0 | 0 | 0 | 0 | 7.7993 | 9922.34 | 0 | 0 | 0 | 0 | 0 | 0 | 0 | -290.0407 | -290.0407 | -290.0407
[20 empty] | 3396 | 2020-05-22 11:00 | 3396 | 5 | 22 | 12 | 310619.494 | 310.6195 | 7.7993 | 9922.34 | 0 | 0 | 0 | 0 | 0 | 0 | 0 | 7.7993 | 9922.34 | 0 | 0 | 0 | 0 | 0 | 0 | 0 | 7.7993 | 9922.34 | 0 | 0 | 0 | 0 | 0 | 0 | 0 | -302.8202 | -302.8202 | -302.8202
[20 empty] | 3397 | 2020-05-22 12:00 | 3397 | 5 | 22 | 13 | 304747.141 | 304.7471 | 23.944 | 9922.34 | 11.5762 | 39.498 | 0 | 0 | 0 | 88331.1 | 0 | 23.944 | 9922.34 | 11.5761 | 39.4977 | 0 | 0 | 0 | 88330.7 | 0 | 23.9439 | 9922.34 | 11.5761 | 39.4977 | 0 | 0 | 0 | 88330.8 | 0 | -280.8031 | -280.8031 | -280.8032
[20 empty] | 3398 | 2020-05-22 13:00 | 3398 | 5 | 22 | 14 | 283688.9 | 283.6889 | 7.7993 | 9922.34 | 0 | 0 | 0 | 0 | 0 | 0 | 0 | 7.7993 | 9922.34 | 0 | 0 | 0 | 0 | 0 | 0 | 0 | 7.7993 | 9922.34 | 0 | 0 | 0 | 0 | 0 | 0 | 0 | -275.8896 | -275.8896 | -275.8896
[20 empty] | 3399 | 2020-05-22 14:00 | 3399 | 5 | 22 | 15 | 246558.342 | 246.5583 | 7.7993 | 9995.67 | 0 | 0 | 0 | 0 | 0 | 0 | 0 | 7.7993 | 9995.67 | 0 | 0 | 0 | 0 | 0 | 0 | 0 | 7.7993 | 9995.67 | 0 | 0 | 0 | 0 | 0 | 0 | 0 | -238.759 | -238.759 | -238.759
[20 empty] | 3400 | 2020-05-22 15:00 | 3400 | 5 | 22 | 16 | 197730.003 | 197.73 | 7.7993 | 9995.67 | 0 | 0 | 0 | 0 | 0 | 0 | 0 | 7.7993 | 9995.67 | 0 | 0 | 0 | 0 | 0 | 0 | 0 | 7.7993 | 9995.67 | 0 | 0 | 0 | 0 | 0 | 0 | 0 | -189.9307 | -189.9307 | -189.9307
[20 empty] | 3401 | 2020-05-22 16:00 | 3401 | 5 | 22 | 17 | 132766.474 | 132.7665 | 7.7993 | 9995.67 | 0 | 0 | 0 | 0 | 0 | 0 | 0 | 7.7993 | 9995.67 | 0 | 0 | 0 | 0 | 0 | 0 | 0 | 7.7993 | 9995.67 | 0 | 0 | 0 | 0 | 0 | 0 | 0 | -124.9672 | -124.9672 | -124.9672
[20 empty] | 3402 | 2020-05-22 17:00 | 3402 | 5 | 22 | 18 | 59744.906 | 59.7449 | 23.8972 | 10069 | 11.5294 | 39.3383 | 0 | 0 | 0 | 87974.5 | 0 | 23.8972 | 10069 | 11.5294 | 39.3383 | 0 | 0 | 0 | 87974.2 | 0 | 23.8972 | 10069 | 11.5294 | 39.3383 | 0 | 0 | 0 | 87974.3 | 0 | -35.8477 | -35.8477 | -35.8477
[20 empty] | 3403 | 2020-05-22 18:00 | 3403 | 5 | 22 | 19 | 8468.599 | 8.4686 | 7.801 | 10069 | 0 | 0 | 0 | 0 | 0 | 0 | 0 | 7.8005 | 10069 | 0 | 0 | 0 | 0 | 0 | 0 | 0 | 7.7999 | 10069 | 0 | 0 | 0 | 0 | 0 | 0 | 0 | -0.66763 | -0.66809 | -0.66872
[20 empty] | 3404 | 2020-05-22 19:00 | 3404 | 5 | 22 | 20 | 0 | 0 | 7.8094 | 10069 | 0 | 0 | 0 | 0 | 0 | 0 | 0 | 7.8094 | 10069 | 0 | 0 | 0 | 0 | 0 | 0 | 0 | 7.8094 | 10069 | 0 | 0 | 0 | 0 | 0 | 0 | 0 | 7.8094 | 7.8094 | 7.8094
[20 empty] | 3405 | 2020-05-22 20:00 | 3405 | 5 | 22 | 21 | 0 | 0 | 7.8094 | 10069 | 0 | 0 | 0 | 0 | 0 | 0 | 0 | 7.8094 | 10069 | 0 | 0 | 0 | 0 | 0 | 0 | 0 | 7.8094 | 10069 | 0 | 0 | 0 | 0 | 0 | 0 | 0 | 7.8094 | 7.8094 | 7.8094
[20 empty] | 3406 | 2020-05-22 21:00 | 3406 | 5 | 22 | 22 | 0 | 0 | 7.8094 | 9995.67 | 0 | 0 | 0 | 0 | 0 | 0 | 0 | 7.8094 | 9995.67 | 0 | 0 | 0 | 0 | 0 | 0 | 0 | 7.8094 | 9995.67 | 0 | 0 | 0 | 0 | 0 | 0 | 0 | 7.8094 | 7.8094 | 7.8094
[20 empty] | 3407 | 2020-05-22 22:00 | 3407 | 5 | 22 | 23 | 0 | 0 | 23.8626 | 9995.67 | 11.4848 | 39.1861 | 0 | 0 | 0 | 87632.7 | 0 | 23.8626 | 9995.67 | 11.4847 | 39.1858 | 0 | 0 | 0 | 87632.4 | 0 | 23.8626 | 9995.67 | 11.4847 | 39.1858 | 0 | 0 | 0 | 87632.5 | 0 | 23.8626 | 23.8626 | 23.8626
[20 empty] | 3408 | 2020-05-22 23:00 | 3408 | 5 | 22 | 24 | 0 | 0 | 7.8094 | 9995.67 | 0 | 0 | 0 | 0 | 0 | 0 | 0 | 7.8094 | 9995.67 | 0 | 0 | 0 | 0 | 0 | 0 | 0 | 7.8094 | 9995.67 | 0 | 0 | 0 | 0 | 0 | 0 | 0 | 7.8094 | 7.8094 | 7.8094
[20 empty] | 3409 | 2020-05-23 | 3409 | 5 | 23 | 1 | 0 | 0 | 7.8094 | 9922.34 | 0 | 0 | 0 | 0 | 0 | 0 | 0 | 7.8094 | 9922.34 | 0 | 0 | 0 | 0 | 0 | 0 | 0 | 7.8094 | 9922.34 | 0 | 0 | 0 | 0 | 0 | 0 | 0 | 7.8094 | 7.8094 | 7.8094
[20 empty] | 3410 | 2020-05-23 01:00 | 3410 | 5 | 23 | 2 | 0 | 0 | 7.8094 | 9922.34 | 0 | 0 | 0 | 0 | 0 | 0 | 0 | 7.8094 | 9922.34 | 0 | 0 | 0 | 0 | 0 | 0 | 0 | 7.8094 | 9922.34 | 0 | 0 | 0 | 0 | 0 | 0 | 0 | 7.8094 | 7.8094 | 7.8094
[20 empty] | 3411 | 2020-05-23 02:00 | 3411 | 5 | 23 | 3 | 0 | 0 | 7.8094 | 9922.34 | 0 | 0 | 0 | 0 | 0 | 0 | 0 | 7.8094 | 9922.34 | 0 | 0 | 0 | 0 | 0 | 0 | 0 | 7.8094 | 9922.34 | 0 | 0 | 0 | 0 | 0 | 0 | 0 | 7.8094 | 7.8094 | 7.8094
[20 empty] | 3412 | 2020-05-23 03:00 | 3412 | 5 | 23 | 4 | 0 | 0 | 23.8198 | 9922.34 | 11.4419 | 39.0398 | 0 | 0 | 0 | 87302.5 | 0 | 23.8198 | 9922.34 | 11.4419 | 39.0398 | 0 | 0 | 0 | 87302.4 | 0 | 23.8198 | 9922.34 | 11.4419 | 39.0398 | 0 | 0 | 0 | 87302.4 | 0 | 23.8198 | 23.8198 | 23.8198
[20 empty] | 3413 | 2020-05-23 04:00 | 3413 | 5 | 23 | 5 | 0 | 0 | 7.8094 | 9922.34 | 0 | 0 | 0 | 0 | 0 | 0 | 0 | 7.8094 | 9922.34 | 0 | 0 | 0 | 0 | 0 | 0 | 0 | 7.8094 | 9922.34 | 0 | 0 | 0 | 0 | 0 | 0 | 0 | 7.8094 | 7.8094 | 7.8094
[20 empty] | 3414 | 2020-05-23 05:00 | 3414 | 5 | 23 | 6 | 18454.5 | 18.4545 | 7.8052 | 9849.01 | 0 | 0 | 0 | 0 | 0 | 0 | 0 | 7.8043 | 9849.01 | 0 | 0 | 0 | 0 | 0 | 0 | 0 | 7.8035 | 9849.01 | 0 | 0 | 0 | 0 | 0 | 0 | 0 | -10.6493 | -10.6502 | -10.651
[20 empty] | 3415 | 2020-05-23 06:00 | 3415 | 5 | 23 | 7 | 83290.963 | 83.291 | 7.8067 | 9702.36 | 0 | 0 | 0 | 0 | 0 | 0 | 0 | 7.8061 | 9702.36 | 0 | 0 | 0 | 0 | 0 | 0 | 0 | 7.8056 | 9702.36 | 0 | 0 | 0 | 0 | 0 | 0 | 0 | -75.4843 | -75.4849 | -75.4854
[20 empty] | 3416 | 2020-05-23 07:00 | 3416 | 5 | 23 | 8 | 159432.777 | 159.4328 | 7.7993 | 9702.36 | 0 | 0 | 0 | 0 | 0 | 0 | 0 | 7.7993 | 9702.36 | 0 | 0 | 0 | 0 | 0 | 0 | 0 | 7.7993 | 9702.36 | 0 | 0 | 0 | 0 | 0 | 0 | 0 | -151.6335 | -151.6335 | -151.6335
[20 empty] | 3417 | 2020-05-23 08:00 | 3417 | 5 | 23 | 9 | 219271.017 | 219.271 | 7.7997 | 9702.36 | 0 | 0 | 0 | 0 | 0 | 0 | 0 | 7.7993 | 9702.36 | 0 | 0 | 0 | 0 | 0 | 0 | 0 | 7.7993 | 9702.36 | 0 | 0 | 0 | 0 | 0 | 0 | 0 | -211.4713 | -211.4717 | -211.4717
[20 empty] | 3418 | 2020-05-23 09:00 | 3418 | 5 | 23 | 10 | 265887.801 | 265.8878 | 23.7977 | 9555.71 | 11.4298 | 38.9985 | 0 | 0 | 0 | 87211.4 | 0 | 23.7976 | 9555.71 | 11.4298 | 38.9985 | 0 | 0 | 0 | 87211.3 | 0 | 23.7976 | 9555.71 | 11.4298 | 38.9985 | 0 | 0 | 0 | 87211.3 | 0 | -242.0901 | -242.0902 | -242.0902
[20 empty] | 3419 | 2020-05-23 10:00 | 3419 | 5 | 23 | 11 | 297334.241 | 297.3342 | 7.7993 | 9629.03 | 0 | 0 | 0 | 0 | 0 | 0 | 0 | 7.7993 | 9629.03 | 0 | 0 | 0 | 0 | 0 | 0 | 0 | 7.7993 | 9629.03 | 0 | 0 | 0 | 0 | 0 | 0 | 0 | -289.5349 | -289.5349 | -289.5349
[20 empty] | 3420 | 2020-05-23 11:00 | 3420 | 5 | 23 | 12 | 310543.772 | 310.5438 | 7.7993 | 9555.71 | 0 | 0 | 0 | 0 | 0 | 0 | 0 | 7.7993 | 9555.71 | 0 | 0 | 0 | 0 | 0 | 0 | 0 | 7.7993 | 9555.71 | 0 | 0 | 0 | 0 | 0 | 0 | 0 | -302.7445 | -302.7445 | -302.7445
[20 empty] | 3421 | 2020-05-23 12:00 | 3421 | 5 | 23 | 13 | 305107.987 | 305.108 | 7.7996 | 9555.71 | 0 | 0 | 0 | 0 | 0 | 0 | 0 | 7.7993 | 9555.71 | 0 | 0 | 0 | 0 | 0 | 0 | 0 | 7.7993 | 9555.71 | 0 | 0 | 0 | 0 | 0 | 0 | 0 | -297.3084 | -297.3087 | -297.3087
[20 empty] | 3422 | 2020-05-23 13:00 | 3422 | 5 | 23 | 14 | 282942.06 | 282.9421 | 7.7993 | 9555.71 | 0 | 0 | 0 | 0 | 0 | 0 | 0 | 7.7993 | 9555.71 | 0 | 0 | 0 | 0 | 0 | 0 | 0 | 7.7993 | 9555.71 | 0 | 0 | 0 | 0 | 0 | 0 | 0 | -275.1427 | -275.1427 | -275.1427
[20 empty] | 3423 | 2020-05-23 14:00 | 3423 | 5 | 23 | 15 | 247112.389 | 247.1124 | 23.7446 | 9409.05 | 11.3768 | 38.8176 | 0 | 0 | 0 | 86811.1 | 0 | 23.7446 | 9409.05 | 11.3767 | 38.8173 | 0 | 0 | 0 | 86811.1 | 0 | 23.7446 | 9409.05 | 11.3767 | 38.8173 | 0 | 0 | 0 | 86811.1 | 0 | -223.3678 | -223.3678 | -223.3678
[20 empty] | 3424 | 2020-05-23 15:00 | 3424 | 5 | 23 | 16 | 196458.746 | 196.4587 | 7.7993 | 9409.05 | 0 | 0 | 0 | 0 | 0 | 0 | 0 | 7.7993 | 9409.05 | 0 | 0 | 0 | 0 | 0 | 0 | 0 | 7.7993 | 9409.05 | 0 | 0 | 0 | 0 | 0 | 0 | 0 | -188.6594 | -188.6594 | -188.6594
[20 empty] | 3425 | 2020-05-23 16:00 | 3425 | 5 | 23 | 17 | 133864.397 | 133.8644 | 7.7993 | 9409.05 | 0 | 0 | 0 | 0 | 0 | 0 | 0 | 7.7993 | 9409.05 | 0 | 0 | 0 | 0 | 0 | 0 | 0 | 7.7993 | 9409.05 | 0 | 0 | 0 | 0 | 0 | 0 | 0 | -126.0651 | -126.0651 | -126.0651
[20 empty] | 3426 | 2020-05-23 17:00 | 3426 | 5 | 23 | 18 | 60451.812 | 60.4518 | 7.7993 | 9482.38 | 0 | 0 | 0 | 0 | 0 | 0 | 0 | 7.7993 | 9482.38 | 0 | 0 | 0 | 0 | 0 | 0 | 0 | 7.7993 | 9482.38 | 0 | 0 | 0 | 0 | 0 | 0 | 0 | -52.6525 | -52.6525 | -52.6525
[20 empty] | 3427 | 2020-05-23 18:00 | 3427 | 5 | 23 | 19 | 7823.984 | 7.824 | 7.8008 | 9482.38 | 0 | 0 | 0 | 0 | 0 | 0 | 0 | 7.8003 | 9482.38 | 0 | 0 | 0 | 0 | 0 | 0 | 0 | 7.7997 | 9482.38 | 0 | 0 | 0 | 0 | 0 | 0 | 0 | -0.023194 | -0.023664 | -0.024264
[20 empty] | 3428 | 2020-05-23 19:00 | 3428 | 5 | 23 | 20 | 0 | 0 | 23.7136 | 9482.38 | 11.3358 | 38.6777 | 0 | 0 | 0 | 86495.5 | 0 | 23.7136 | 9482.38 | 11.3358 | 38.6777 | 0 | 0 | 0 | 86495.5 | 0 | 23.7136 | 9482.38 | 11.3358 | 38.6777 | 0 | 0 | 0 | 86495.5 | 0 | 23.7136 | 23.7136 | 23.7136
[20 empty] | 3429 | 2020-05-23 20:00 | 3429 | 5 | 23 | 21 | 0 | 0 | 7.8094 | 9409.05 | 0 | 0 | 0 | 0 | 0 | 0 | 0 | 7.8094 | 9409.05 | 0 | 0 | 0 | 0 | 0 | 0 | 0 | 7.8094 | 9409.05 | 0 | 0 | 0 | 0 | 0 | 0 | 0 | 7.8094 | 7.8094 | 7.8094
[20 empty] | 3430 | 2020-05-23 21:00 | 3430 | 5 | 23 | 22 | 0 | 0 | 7.8094 | 9409.05 | 0 | 0 | 0 | 0 | 0 | 0 | 0 | 7.8094 | 9409.05 | 0 | 0 | 0 | 0 | 0 | 0 | 0 | 7.8094 | 9409.05 | 0 | 0 | 0 | 0 | 0 | 0 | 0 | 7.8094 | 7.8094 | 7.8094
[20 empty] | 3431 | 2020-05-23 22:00 | 3431 | 5 | 23 | 23 | 0 | 0 | 7.8094 | 9409.05 | 0 | 0 | 0 | 0 | 0 | 0 | 0 | 7.8094 | 9409.05 | 0 | 0 | 0 | 0 | 0 | 0 | 0 | 7.8094 | 9409.05 | 0 | 0 | 0 | 0 | 0 | 0 | 0 | 7.8094 | 7.8094 | 7.8094
[20 empty] | 3432 | 2020-05-23 23:00 | 3432 | 5 | 23 | 24 | 0 | 0 | 7.3488 | 9409.05 | 0 | 0 | 0 | 0 | 0 | 0 | 0 | 7.3488 | 9409.05 | 0 | 0 | 0 | 0 | 0 | 0 | 0 | 7.3488 | 9409.05 | 0 | 0 | 0 | 0 | 0 | 0 | 0 | 7.3488 | 7.3488 | 7.3488
[20 empty] | 3433 | 2020-05-24 | 3433 | 5 | 24 | 1 | 0 | 0 | 23.2128 | 9409.05 | 11.2955 | 38.5402 | 0 | 0 | 0 | 86192.3 | 0 | 23.2128 | 9409.05 | 11.2955 | 38.5402 | 0 | 0 | 0 | 86192.2 | 0 | 23.2128 | 9409.05 | 11.2955 | 38.5402 | 0 | 0 | 0 | 86192.3 | 0 | 23.2128 | 23.2128 | 23.2128
[20 empty] | 3434 | 2020-05-24 01:00 | 3434 | 5 | 24 | 2 | 0 | 0 | 7.3488 | 9409.05 | 0 | 0 | 0 | 0 | 0 | 0 | 0 | 7.3488 | 9409.05 | 0 | 0 | 0 | 0 | 0 | 0 | 0 | 7.3488 | 9409.05 | 0 | 0 | 0 | 0 | 0 | 0 | 0 | 7.3488 | 7.3488 | 7.3488
[20 empty] | 3435 | 2020-05-24 02:00 | 3435 | 5 | 24 | 3 | 0 | 0 | 7.3488 | 9409.05 | 0 | 0 | 0 | 0 | 0 | 0 | 0 | 7.3488 | 9409.05 | 0 | 0 | 0 | 0 | 0 | 0 | 0 | 7.3488 | 9409.05 | 0 | 0 | 0 | 0 | 0 | 0 | 0 | 7.3488 | 7.3488 | 7.3488
[20 empty] | 3436 | 2020-05-24 03:00 | 3436 | 5 | 24 | 4 | 0 | 0 | 7.3488 | 9555.71 | 0 | 0 | 0 | 0 | 0 | 0 | 0 | 7.3488 | 9555.71 | 0 | 0 | 0 | 0 | 0 | 0 | 0 | 7.3488 | 9555.71 | 0 | 0 | 0 | 0 | 0 | 0 | 0 | 7.3488 | 7.3488 | 7.3488
[20 empty] | 3437 | 2020-05-24 04:00 | 3437 | 5 | 24 | 5 | 0 | 0 | 8.8603 | 9555.71 | 0 | 0 | 0 | 0 | 0 | 0 | 0 | 8.8603 | 9555.71 | 0 | 0 | 0 | 0 | 0 | 0 | 0 | 8.8603 | 9555.71 | 0 | 0 | 0 | 0 | 0 | 0 | 0 | 8.8603 | 8.8603 | 8.8603
[20 empty] | 3438 | 2020-05-24 05:00 | 3438 | 5 | 24 | 6 | 17948.358 | 17.9484 | 11.0086 | 31770.9 | 0 | 0 | 0 | 0 | 0 | 0 | 0 | 11.0086 | 31770.9 | 0 | 0 | 0 | 0 | 0 | 0 | 0 | 11.0086 | 31770.9 | 0 | 0 | 0 | 0 | 0 | 0 | 0 | -6.9398 | -6.9398 | -6.9398
[20 empty] | 3439 | 2020-05-24 06:00 | 3439 | 5 | 24 | 7 | 81115.392 | 81.1154 | 109.821 | 81479.9 | 19.3519 | 66.0287 | 0 | 0 | 0 | 147707 | -934.518 | 110.932 | 81479.9 | 20.3935 | 69.5826 | 0 | 0 | 0 | 163720 | -912.349 | 112.365 | 81479.9 | 21.4498 | 73.1867 | 0 | 0 | 0 | 155657 | -901.003 | 28.7056 | 29.8166 | 31.2496
[20 empty] | 3440 | 2020-05-24 07:00 | 3440 | 5 | 24 | 8 | 154713.126 | 154.7131 | 143.562 | 81479.9 | 19.9497 | 68.0684 | 0 | 0 | 0 | 152269 | -2523.68 | 144.979 | 81479.9 | 21.0687 | 71.8864 | 0 | 0 | 0 | 169687 | -3316.01 | 146.637 | 81479.9 | 22.2317 | 75.8546 | 0 | 0 | 0 | 160810 | -2908.18 | -11.1511 | -9.7341 | -8.0761
[20 empty] | 3441 | 2020-05-24 08:00 | 3441 | 5 | 24 | 9 | 210845.479 | 210.8455 | 158.187 | 56549.2 | 28.258 | 96.4163 | 0 | 0 | 0 | 215615 | -1667.69 | 159.899 | 56549.2 | 29.5822 | 100.9345 | 0 | 0 | 0 | 236025 | -2345.81 | 161.744 | 56549.2 | 30.9329 | 105.5431 | 0 | 0 | 0 | 225719 | -1998.36 | -52.6585 | -50.9465 | -49.1015
[20 empty] | 3442 | 2020-05-24 09:00 | 3442 | 5 | 24 | 10 | 252265.461 | 252.2655 | 198.152 | 55595.6 | 66.6138 | 227.2863 | 0 | 0 | 0 | 502821 | -1961.66 | 202.491 | 55595.6 | 70.5662 | 240.7719 | 0 | 0 | 0 | 558837 | -2772 | 207.074 | 55595.6 | 74.5981 | 254.5287 | 0 | 0 | 0 | 530551 | -2449.75 | -54.1135 | -49.7745 | -45.1915
[20 empty] | 3443 | 2020-05-24 10:00 | 3443 | 5 | 24 | 11 | 279255.824 | 279.2558 | 175.663 | 126659 | 63.2013 | 215.6428 | 0 | 0 | 0 | 462855 | -351.53 | 179.742 | 126659 | 66.9728 | 228.5112 | 0 | 0 | 0 | 519281 | -478.989 | 184.353 | 126659 | 71.0197 | 242.3192 | 0 | 0 | 0 | 490074 | -426.23 | -103.5928 | -99.5138 | -94.9028
[20 empty] | 3444 | 2020-05-24 11:00 | 3444 | 5 | 24 | 12 | 291673.908 | 291.6739 | 210.035 | 126659 | 72.2751 | 246.6026 | 0 | 0 | 0 | 542278 | -1899.25 | 215.358 | 126659 | 77.1225 | 263.142 | 0 | 0 | 0 | 608167 | -2092.56 | 220.661 | 126659 | 81.7859 | 279.0535 | 0 | 0 | 0 | 575859 | -2192.33 | -81.6389 | -76.3159 | -71.0129
[20 empty] | 3445 | 2020-05-24 12:00 | 3445 | 5 | 24 | 13 | 287511.238 | 287.5112 | 156.167 | 86685.5 | 66.5313 | 227.0048 | 0 | 0 | 0 | 484273 | -498.682 | 161.277 | 86685.5 | 71.0753 | 242.5089 | 0 | 0 | 0 | 551643 | -763.31 | 167.478 | 86685.5 | 76.3643 | 260.555 | 0 | 0 | 0 | 515405 | -643.927 | -131.3442 | -126.2342 | -120.0332
[20 empty] | 3446 | 2020-05-24 13:00 | 3446 | 5 | 24 | 14 | 268621.404 | 268.6214 | 148.697 | 55302.2 | 65.3575 | 222.9998 | 0 | 0 | 0 | 451787 | -966.653 | 155.433 | 55302.2 | 71.2454 | 243.0893 | 0 | 0 | 0 | 530810 | -1198.91 | 162.183 | 55302.2 | 76.9964 | 262.7117 | 0 | 0 | 0 | 491763 | -1089.99 | -119.9244 | -113.1884 | -106.4384
[20 empty] | 3447 | 2020-05-24 14:00 | 3447 | 5 | 24 | 15 | 234640.341 | 234.6403 | 131.82 | 55375.5 | 63.8186 | 217.7491 | 0 | 0 | 0 | 444539 | -32.9368 | 137.498 | 55375.5 | 68.8042 | 234.7599 | 0 | 0 | 0 | 518716 | -148.288 | 144.329 | 55375.5 | 74.6297 | 254.6365 | 0 | 0 | 0 | 478761 | -79.0845 | -102.8203 | -97.1423 | -90.3113
[20 empty] | 3448 | 2020-05-24 15:00 | 3448 | 5 | 24 | 16 | 188637.396 | 188.6374 | 129.622 | 30524.1 | 63.7752 | 217.601 | 0 | 0 | 0 | 444295 | -554.311 | 136.473 | 30524.1 | 69.7183 | 237.8788 | 0 | 0 | 0 | 535229 | -443.962 | 145.188 | 30524.1 | 77.004 | 262.7376 | 0 | 0 | 0 | 485147 | -476.617 | -59.0154 | -52.1644 | -43.4494
[20 empty] | 3449 | 2020-05-24 16:00 | 3449 | 5 | 24 | 17 | 129232.793 | 129.2328 | 14.6733 | 30524.1 | 0 | 0 | 0 | 0 | 0 | 0 | 0 | 14.6733 | 30524.1 | 0 | 0 | 0 | 0 | 0 | 0 | 0 | 14.6733 | 30524.1 | 0 | 0 | 0 | 0 | 0 | 0 | 0 | -114.5595 | -114.5595 | -114.5595
[20 empty] | 3450 | 2020-05-24 17:00 | 3450 | 5 | 24 | 18 | 59325.293 | 59.3253 | 13.7561 | 30670.8 | 0 | 0 | 0 | 0 | 0 | 0 | 0 | 13.7561 | 30670.8 | 0 | 0 | 0 | 0 | 0 | 0 | 0 | 13.7561 | 30670.8 | 0 | 0 | 0 | 0 | 0 | 0 | 0 | -45.5692 | -45.5692 | -45.5692
[20 empty] | 3451 | 2020-05-24 18:00 | 3451 | 5 | 24 | 19 | 8304.442 | 8.3044 | 10.3718 | 30890.8 | 0 | 0 | 0 | 0 | 0 | 0 | 0 | 10.3718 | 30890.8 | 0 | 0 | 0 | 0 | 0 | 0 | 0 | 10.3718 | 30890.8 | 0 | 0 | 0 | 0 | 0 | 0 | 0 | 2.0674 | 2.0674 | 2.0674
[20 empty] | 3452 | 2020-05-24 19:00 | 3452 | 5 | 24 | 20 | 0 | 0 | 8.8603 | 8529.14 | 0 | 0 | 0 | 0 | 0 | 0 | 0 | 8.8603 | 8529.14 | 0 | 0 | 0 | 0 | 0 | 0 | 0 | 8.8603 | 8529.14 | 0 | 0 | 0 | 0 | 0 | 0 | 0 | 8.8603 | 8.8603 | 8.8603
[20 empty] | 3453 | 2020-05-24 20:00 | 3453 | 5 | 24 | 21 | 0 | 0 | 23.5382 | 9042.42 | 11.6209 | 39.6505 | 0 | 0 | 0 | 88764.8 | 0 | 23.5382 | 9042.42 | 11.6209 | 39.6505 | 0 | 0 | 0 | 88765.3 | 0 | 23.5382 | 9042.42 | 11.6209 | 39.6505 | 0 | 0 | 0 | 88765.1 | 0 | 23.5382 | 23.5382 | 23.5382
[20 empty] | 3454 | 2020-05-24 21:00 | 3454 | 5 | 24 | 22 | 0 | 0 | 7.3488 | 9189.07 | 0 | 0 | 0 | 0 | 0 | 0 | 0 | 7.3488 | 9189.07 | 0 | 0 | 0 | 0 | 0 | 0 | 0 | 7.3488 | 9189.07 | 0 | 0 | 0 | 0 | 0 | 0 | 0 | 7.3488 | 7.3488 | 7.3488
[20 empty] | 3455 | 2020-05-24 22:00 | 3455 | 5 | 24 | 23 | 0 | 0 | 7.3488 | 9189.07 | 0 | 0 | 0 | 0 | 0 | 0 | 0 | 7.3488 | 9189.07 | 0 | 0 | 0 | 0 | 0 | 0 | 0 | 7.3488 | 9189.07 | 0 | 0 | 0 | 0 | 0 | 0 | 0 | 7.3488 | 7.3488 | 7.3488
[20 empty] | 3456 | 2020-05-24 23:00 | 3456 | 5 | 24 | 24 | 0 | 0 | 7.3488 | 9189.07 | 0 | 0 | 0 | 0 | 0 | 0 | 0 | 7.3488 | 9189.07 | 0 | 0 | 0 | 0 | 0 | 0 | 0 | 7.3488 | 9189.07 | 0 | 0 | 0 | 0 | 0 | 0 | 0 | 7.3488 | 7.3488 | 7.3488
[20 empty] | 3457 | 2020-05-25 | 3457 | 5 | 25 | 1 | 0 | 0 | 7.3488 | 9115.75 | 0 | 0 | 0 | 0 | 0 | 0 | 0 | 7.3488 | 9115.75 | 0 | 0 | 0 | 0 | 0 | 0 | 0 | 7.3488 | 9115.75 | 0 | 0 | 0 | 0 | 0 | 0 | 0 | 7.3488 | 7.3488 | 7.3488
[20 empty] | 3458 | 2020-05-25 01:00 | 3458 | 5 | 25 | 2 | 0 | 0 | 23.376 | 9115.75 | 11.4587 | 39.0971 | 0 | 0 | 0 | 87439.9 | 0 | 23.3761 | 9115.75 | 11.4588 | 39.0974 | 0 | 0 | 0 | 87440.4 | 0 | 23.3761 | 9115.75 | 11.4588 | 39.0974 | 0 | 0 | 0 | 87440.3 | 0 | 23.376 | 23.3761 | 23.3761
[20 empty] | 3459 | 2020-05-25 02:00 | 3459 | 5 | 25 | 3 | 0 | 0 | 7.3488 | 9189.07 | 0 | 0 | 0 | 0 | 0 | 0 | 0 | 7.3488 | 9189.07 | 0 | 0 | 0 | 0 | 0 | 0 | 0 | 7.3488 | 9189.07 | 0 | 0 | 0 | 0 | 0 | 0 | 0 | 7.3488 | 7.3488 | 7.3488
[20 empty] | 3460 | 2020-05-25 03:00 | 3460 | 5 | 25 | 4 | 0 | 0 | 7.3488 | 9189.07 | 0 | 0 | 0 | 0 | 0 | 0 | 0 | 7.3488 | 9189.07 | 0 | 0 | 0 | 0 | 0 | 0 | 0 | 7.3488 | 9189.07 | 0 | 0 | 0 | 0 | 0 | 0 | 0 | 7.3488 | 7.3488 | 7.3488
[20 empty] | 3461 | 2020-05-25 04:00 | 3461 | 5 | 25 | 5 | 0 | 0 | 8.8603 | 9189.07 | 0 | 0 | 0 | 0 | 0 | 0 | 0 | 8.8603 | 9189.07 | 0 | 0 | 0 | 0 | 0 | 0 | 0 | 8.8603 | 9189.07 | 0 | 0 | 0 | 0 | 0 | 0 | 0 | 8.8603 | 8.8603 | 8.8603
[20 empty] | 3462 | 2020-05-25 05:00 | 3462 | 5 | 25 | 6 | 18265.202 | 18.2652 | 11.0086 | 31477.5 | 0 | 0 | 0 | 0 | 0 | 0 | 0 | 11.0086 | 31477.5 | 0 | 0 | 0 | 0 | 0 | 0 | 0 | 11.0086 | 31477.5 | 0 | 0 | 0 | 0 | 0 | 0 | 0 | -7.2566 | -7.2566 | -7.2566
[20 empty] | 3463 | 2020-05-25 06:00 | 3463 | 5 | 25 | 7 | 76817.519 | 76.8175 | 124.347 | 80966.3 | 31.3573 | 106.9911 | 0 | 0 | 0 | 239491 | -349.356 | 129.456 | 80966.3 | 35.0842 | 119.7073 | 0 | 0 | 0 | 293480 | -283.191 | 134.099 | 80966.3 | 38.4263 | 131.1105 | 0 | 0 | 0 | 267955 | -303.299 | 47.5295 | 52.6385 | 57.2815
[20 empty] | 3464 | 2020-05-25 07:00 | 3464 | 5 | 25 | 8 | 145122.319 | 145.1223 | 161.523 | 80966.3 | 33.272 | 113.5241 | 0 | 0 | 0 | 254114 | -1164.19 | 167.029 | 80966.3 | 37.2055 | 126.9452 | 0 | 0 | 0 | 313509 | -993.862 | 172.535 | 80966.3 | 41.0488 | 140.0585 | 0 | 0 | 0 | 284156 | -1201.95 | 16.4007 | 21.9067 | 27.4127
[20 empty] | 3465 | 2020-05-25 08:00 | 3465 | 5 | 25 | 9 | 167698.202 | 167.6982 | 190.293 | 55742.3 | 53.7578 | 183.4216 | 0 | 0 | 0 | 385442 | -539.493 | 199.121 | 55742.3 | 60.4231 | 206.1636 | 0 | 0 | 0 | 481361 | -490.087 | 208.199 | 55742.3 | 67.1356 | 229.0667 | 0 | 0 | 0 | 433232 | -496.65 | 22.5948 | 31.4228 | 40.5008
[20 empty] | 3466 | 2020-05-25 09:00 | 3466 | 5 | 25 | 10 | 241841.984 | 241.842 | 207.536 | 55668.9 | 67.9785 | 231.9426 | 0 | 0 | 0 | 486071 | -385.806 | 218.932 | 55668.9 | 76.8544 | 262.2272 | 0 | 0 | 0 | 608866 | -322.558 | 229.957 | 55668.9 | 85.2992 | 291.0409 | 0 | 0 | 0 | 548997 | -370.11 | -34.306 | -22.91 | -11.885
[20 empty] | 3467 | 2020-05-25 10:00 | 3467 | 5 | 25 | 11 | 272041.085 | 272.0411 | 184.128 | 126659 | 63.9791 | 218.2967 | 0 | 0 | 0 | 454795 | -187.664 | 194.794 | 126659 | 72.3407 | 246.8265 | 0 | 0 | 0 | 572763 | -210.135 | 205.459 | 126659 | 80.5799 | 274.9386 | 0 | 0 | 0 | 514217 | -203.615 | -87.9131 | -77.2471 | -66.5821
[20 empty] | 3468 | 2020-05-25 11:00 | 3468 | 5 | 25 | 12 | 249854.086 | 249.8541 | 218.846 | 126659 | 70.8409 | 241.7092 | 0 | 0 | 0 | 514504 | -340.516 | 230.157 | 126659 | 79.6253 | 271.6815 | 0 | 0 | 0 | 641720 | -228.805 | 241.721 | 126659 | 88.5377 | 302.0906 | 0 | 0 | 0 | 577660 | -223.964 | -31.0081 | -19.6971 | -8.1331
[20 empty] | 3469 | 2020-05-25 12:00 | 3469 | 5 | 25 | 13 | 184971.437 | 184.9714 | 164.254 | 87552.8 | 65.1506 | 222.2938 | 0 | 0 | 0 | 476967 | -191.656 | 174.54 | 87552.8 | 72.8388 | 248.526 | 0 | 0 | 0 | 586189 | -203.429 | 184.479 | 87552.8 | 80.1686 | 273.5353 | 0 | 0 | 0 | 532886 | -192.271 | -20.7174 | -10.4314 | -0.49244
[20 empty] | 3470 | 2020-05-25 13:00 | 3470 | 5 | 25 | 14 | 140897.748 | 140.8977 | 155.968 | 55815.7 | 63.0095 | 214.9884 | 0 | 0 | 0 | 458236 | -209.671 | 166.883 | 55815.7 | 71.1129 | 242.6372 | 0 | 0 | 0 | 572207 | -238.738 | 177.159 | 55815.7 | 78.681 | 268.4596 | 0 | 0 | 0 | 517169 | -219.341 | 15.0703 | 25.9853 | 36.2613
[20 empty] | 3471 | 2020-05-25 14:00 | 3471 | 5 | 25 | 15 | 174187.506 | 174.1875 | 144.413 | 55595.6 | 67.9547 | 231.8614 | 0 | 0 | 0 | 476821 | -41.0006 | 156.785 | 55595.6 | 77.3918 | 264.0608 | 0 | 0 | 0 | 605801 | -67.9855 | 168.612 | 55595.6 | 86.3366 | 294.5805 | 0 | 0 | 0 | 543038 | -51.9768 | -29.7745 | -17.4025 | -5.5755
[20 empty] | 3472 | 2020-05-25 15:00 | 3472 | 5 | 25 | 16 | 139256.633 | 139.2566 | 135.398 | 30817.4 | 60.684 | 207.0538 | 0 | 0 | 0 | 431185 | -126.73 | 147.465 | 30817.4 | 69.5509 | 237.3077 | 0 | 0 | 0 | 553841 | -153.561 | 159.002 | 30817.4 | 77.9465 | 265.9535 | 0 | 0 | 0 | 494188 | -140.293 | -3.8586 | 8.2084 | 19.7454
[20 empty] | 3473 | 2020-05-25 16:00 | 3473 | 5 | 25 | 17 | 77905.209 | 77.9052 | 14.6733 | 30817.4 | 0 | 0 | 0 | 0 | 0 | 0 | 0 | 14.6733 | 30817.4 | 0 | 0 | 0 | 0 | 0 | 0 | 0 | 14.6733 | 30817.4 | 0 | 0 | 0 | 0 | 0 | 0 | 0 | -63.2319 | -63.2319 | -63.2319
[20 empty] | 3474 | 2020-05-25 17:00 | 3474 | 5 | 25 | 18 | 43261.451 | 43.2615 | 13.7561 | 31110.8 | 0 | 0 | 0 | 0 | 0 | 0 | 0 | 13.7561 | 31110.8 | 0 | 0 | 0 | 0 | 0 | 0 | 0 | 13.7561 | 31110.8 | 0 | 0 | 0 | 0 | 0 | 0 | 0 | -29.5054 | -29.5054 | -29.5054
[20 empty] | 3475 | 2020-05-25 18:00 | 3475 | 5 | 25 | 19 | 9114.343 | 9.1143 | 10.3718 | 31330.8 | 0 | 0 | 0 | 0 | 0 | 0 | 0 | 10.3718 | 31330.8 | 0 | 0 | 0 | 0 | 0 | 0 | 0 | 10.3718 | 31330.8 | 0 | 0 | 0 | 0 | 0 | 0 | 0 | 1.2575 | 1.2575 | 1.2575
[20 empty] | 3476 | 2020-05-25 19:00 | 3476 | 5 | 25 | 20 | 0 | 0 | 8.8603 | 8969.09 | 0 | 0 | 0 | 0 | 0 | 0 | 0 | 8.8603 | 8969.09 | 0 | 0 | 0 | 0 | 0 | 0 | 0 | 8.8603 | 8969.09 | 0 | 0 | 0 | 0 | 0 | 0 | 0 | 8.8603 | 8.8603 | 8.8603
[20 empty] | 3477 | 2020-05-25 20:00 | 3477 | 5 | 25 | 21 | 0 | 0 | 23.5956 | 9189.07 | 11.6783 | 39.8464 | 0 | 0 | 0 | 89129.2 | 0 | 23.5957 | 9189.07 | 11.6784 | 39.8467 | 0 | 0 | 0 | 89129.6 | 0 | 23.5957 | 9189.07 | 11.6784 | 39.8467 | 0 | 0 | 0 | 89129.4 | 0 | 23.5956 | 23.5957 | 23.5957
[20 empty] | 3478 | 2020-05-25 21:00 | 3478 | 5 | 25 | 22 | 0 | 0 | 7.3488 | 9262.4 | 0 | 0 | 0 | 0 | 0 | 0 | 0 | 7.3488 | 9262.4 | 0 | 0 | 0 | 0 | 0 | 0 | 0 | 7.3488 | 9262.4 | 0 | 0 | 0 | 0 | 0 | 0 | 0 | 7.3488 | 7.3488 | 7.3488
[20 empty] | 3479 | 2020-05-25 22:00 | 3479 | 5 | 25 | 23 | 0 | 0 | 7.3488 | 9262.4 | 0 | 0 | 0 | 0 | 0 | 0 | 0 | 7.3488 | 9262.4 | 0 | 0 | 0 | 0 | 0 | 0 | 0 | 7.3488 | 9262.4 | 0 | 0 | 0 | 0 | 0 | 0 | 0 | 7.3488 | 7.3488 | 7.3488
[20 empty] | 3480 | 2020-05-25 23:00 | 3480 | 5 | 25 | 24 | 0 | 0 | 7.3488 | 9335.73 | 0 | 0 | 0 | 0 | 0 | 0 | 0 | 7.3488 | 9335.73 | 0 | 0 | 0 | 0 | 0 | 0 | 0 | 7.3488 | 9335.73 | 0 | 0 | 0 | 0 | 0 | 0 | 0 | 7.3488 | 7.3488 | 7.3488
[20 empty] | 3481 | 2020-05-26 | 3481 | 5 | 26 | 1 | 0 | 0 | 23.4369 | 9482.38 | 11.5195 | 39.3045 | 0 | 0 | 0 | 87899.5 | 0 | 23.4369 | 9482.38 | 11.5196 | 39.3049 | 0 | 0 | 0 | 87899.9 | 0 | 23.4369 | 9482.38 | 11.5196 | 39.3049 | 0 | 0 | 0 | 87899.7 | 0 | 23.4369 | 23.4369 | 23.4369
[20 empty] | 3482 | 2020-05-26 01:00 | 3482 | 5 | 26 | 2 | 0 | 0 | 7.3488 | 9482.38 | 0 | 0 | 0 | 0 | 0 | 0 | 0 | 7.3488 | 9482.38 | 0 | 0 | 0 | 0 | 0 | 0 | 0 | 7.3488 | 9482.38 | 0 | 0 | 0 | 0 | 0 | 0 | 0 | 7.3488 | 7.3488 | 7.3488
[20 empty] | 3483 | 2020-05-26 02:00 | 3483 | 5 | 26 | 3 | 0 | 0 | 7.3488 | 9482.38 | 0 | 0 | 0 | 0 | 0 | 0 | 0 | 7.3488 | 9482.38 | 0 | 0 | 0 | 0 | 0 | 0 | 0 | 7.3488 | 9482.38 | 0 | 0 | 0 | 0 | 0 | 0 | 0 | 7.3488 | 7.3488 | 7.3488
[20 empty] | 3484 | 2020-05-26 03:00 | 3484 | 5 | 26 | 4 | 0 | 0 | 7.3488 | 9482.38 | 0 | 0 | 0 | 0 | 0 | 0 | 0 | 7.3488 | 9482.38 | 0 | 0 | 0 | 0 | 0 | 0 | 0 | 7.3488 | 9482.38 | 0 | 0 | 0 | 0 | 0 | 0 | 0 | 7.3488 | 7.3488 | 7.3488
[20 empty] | 3485 | 2020-05-26 04:00 | 3485 | 5 | 26 | 5 | 0 | 0 | 8.8603 | 9482.38 | 0 | 0 | 0 | 0 | 0 | 0 | 0 | 8.8603 | 9482.38 | 0 | 0 | 0 | 0 | 0 | 0 | 0 | 8.8603 | 9482.38 | 0 | 0 | 0 | 0 | 0 | 0 | 0 | 8.8603 | 8.8603 | 8.8603
[20 empty] | 3486 | 2020-05-26 05:00 | 3486 | 5 | 26 | 6 | 9161.285 | 9.1613 | 27.0926 | 31770.9 | 11.5155 | 39.2909 | 0 | 0 | 0 | 87873.8 | 0 | 55.6415 | 31770.9 | 33.4432 | 114.1082 | 0 | 0 | 0 | 279282 | 0 | 59.4267 | 31770.9 | 36.6012 | 124.8833 | 0 | 0 | 0 | 255185 | 0 | 17.9313 | 46.4802 | 50.2654
[20 empty] | 3487 | 2020-05-26 06:00 | 3487 | 5 | 26 | 7 | 53881.308 | 53.8813 | 129.467 | 81479.9 | 32.494 | 110.8695 | 0 | 0 | 0 | 248068 | -140.064 | 137.367 | 81479.9 | 39.5097 | 134.8071 | 0 | 0 | 0 | 349691 | -135.36 | 145.225 | 81479.9 | 45.8044 | 156.2846 | 0 | 0 | 0 | 301646 | -135.36 | 75.5857 | 83.4857 | 91.3437
[20 empty] | 3488 | 2020-05-26 07:00 | 3488 | 5 | 26 | 8 | 103278.639 | 103.2786 | 166.769 | 81479.9 | 33.0625 | 112.8092 | 0 | 0 | 0 | 252355 | -691.706 | 171.958 | 81479.9 | 36.8298 | 125.6633 | 0 | 0 | 0 | 325808 | -694.266 | 179.315 | 81479.9 | 42.6931 | 145.6689 | 0 | 0 | 0 | 281066 | -681.543 | 63.4904 | 68.6794 | 76.0364
[20 empty] | 3489 | 2020-05-26 08:00 | 3489 | 5 | 26 | 9 | 152312.915 | 152.3129 | 212.861 | 56255.8 | 70.4926 | 240.5208 | 0 | 0 | 0 | 543787 | -287.681 | 221.263 | 56255.8 | 76.8139 | 262.089 | 0 | 0 | 0 | 658334 | -167.413 | 231.716 | 56255.8 | 85.5 | 291.726 | 0 | 0 | 0 | 592036 | -328.227 | 60.5481 | 68.9501 | 79.4031
[20 empty] | 3490 | 2020-05-26 09:00 | 3490 | 5 | 26 | 10 | 151835.798 | 151.8358 | 218.313 | 56182.4 | 73.2457 | 249.9143 | 0 | 0 | 0 | 560208 | -342.722 | 227.958 | 56182.4 | 80.8877 | 275.9888 | 0 | 0 | 0 | 690971 | -222.686 | 239.417 | 56182.4 | 90.3687 | 308.338 | 0 | 0 | 0 | 618567 | -336.978 | 66.4772 | 76.1222 | 87.5812
[20 empty] | 3491 | 2020-05-26 10:00 | 3491 | 5 | 26 | 11 | 212813.476 | 212.8135 | 192.055 | 126659 | 67.0436 | 228.7528 | 0 | 0 | 0 | 511852 | -126.747 | 200.228 | 126659 | 72.9708 | 248.9764 | 0 | 0 | 0 | 630159 | -28.4853 | 212.083 | 126659 | 82.5397 | 281.6255 | 0 | 0 | 0 | 557104 | -26.8249 | -20.7585 | -12.5855 | -0.73048
[20 empty] | 3492 | 2020-05-26 11:00 | 3492 | 5 | 26 | 12 | 122971.642 | 122.9716 | 248.095 | 126659 | 95.6683 | 326.4202 | 0 | 0 | 0 | 735472 | -164.582 | 260.125 | 126659 | 105.407 | 359.6487 | 0 | 0 | 0 | 882996 | -74.2682 | 271.681 | 126659 | 114.701 | 391.3598 | 0 | 0 | 0 | 809315 | -73.0841 | 125.1234 | 137.1534 | 148.7094
[20 empty] | 3493 | 2020-05-26 12:00 | 3493 | 5 | 26 | 13 | 89155.902 | 89.1559 | 202.092 | 88459.9 | 97.837 | 333.8198 | 0 | 0 | 0 | 752558 | -31.3188 | 214.664 | 88459.9 | 107.883 | 368.0968 | 0 | 0 | 0 | 903918 | -45.0908 | 226.735 | 88459.9 | 117.527 | 401.0021 | 0 | 0 | 0 | 828492 | -37.0499 | 112.9361 | 125.5081 | 137.5791
[20 empty] | 3494 | 2020-05-26 13:00 | 3494 | 5 | 26 | 14 | 42628.643 | 42.6286 | 194.107 | 55962.4 | 96.4176 | 328.9769 | 0 | 0 | 0 | 724473 | -38.8105 | 207.002 | 55962.4 | 106.709 | 364.0911 | 0 | 0 | 0 | 880887 | -12.6769 | 219.573 | 55962.4 | 116.702 | 398.1872 | 0 | 0 | 0 | 802564 | -44.8347 | 151.4784 | 164.3734 | 176.9444
[20 empty] | 3495 | 2020-05-26 14:00 | 3495 | 5 | 26 | 15 | 126347.376 | 126.3474 | 151.143 | 56109.1 | 72.7186 | 248.1159 | 0 | 0 | 0 | 556516 | 0 | 161.882 | 56109.1 | 80.7995 | 275.6879 | 0 | 0 | 0 | 678515 | 0 | 172.509 | 56109.1 | 88.695 | 302.6273 | 0 | 0 | 0 | 618233 | 0 | 24.7956 | 35.5346 | 46.1616
[20 empty] | 3496 | 2020-05-26 15:00 | 3496 | 5 | 26 | 16 | 130239.219 | 130.2392 | 146.983 | 31330.8 | 70.1582 | 239.3798 | 0 | 0 | 0 | 535952 | -5.9763 | 157.492 | 31330.8 | 78.1325 | 266.5881 | 0 | 0 | 0 | 656307 | 0 | 166.707 | 31330.8 | 85.9335 | 293.2051 | 0 | 0 | 0 | 596793 | -5.7998 | 16.7438 | 27.2528 | 36.4678
[20 empty] | 3497 | 2020-05-26 16:00 | 3497 | 5 | 26 | 17 | 112276.138 | 112.2761 | 14.6733 | 31330.8 | 0 | 0 | 0 | 0 | 0 | 0 | 0 | 14.6733 | 31330.8 | 0 | 0 | 0 | 0 | 0 | 0 | 0 | 14.6733 | 31330.8 | 0 | 0 | 0 | 0 | 0 | 0 | 0 | -97.6028 | -97.6028 | -97.6028
[20 empty] | 3498 | 2020-05-26 17:00 | 3498 | 5 | 26 | 18 | 54102.859 | 54.1029 | 13.7561 | 31257.5 | 0 | 0 | 0 | 0 | 0 | 0 | 0 | 13.7561 | 31257.5 | 0 | 0 | 0 | 0 | 0 | 0 | 0 | 13.7561 | 31257.5 | 0 | 0 | 0 | 0 | 0 | 0 | 0 | -40.3468 | -40.3468 | -40.3468
[20 empty] | 3499 | 2020-05-26 18:00 | 3499 | 5 | 26 | 19 | 10010.999 | 10.011 | 10.3718 | 31404.2 | 0 | 0 | 0 | 0 | 0 | 0 | 0 | 10.3718 | 31404.2 | 0 | 0 | 0 | 0 | 0 | 0 | 0 | 10.3718 | 31404.2 | 0 | 0 | 0 | 0 | 0 | 0 | 0 | 0.3608 | 0.3608 | 0.3608
[20 empty] | 3500 | 2020-05-26 19:00 | 3500 | 5 | 26 | 20 | 0 | 0 | 8.8603 | 9115.75 | 0 | 0 | 0 | 0 | 0 | 0 | 0 | 8.8603 | 9115.75 | 0 | 0 | 0 | 0 | 0 | 0 | 0 | 8.8603 | 9115.75 | 0 | 0 | 0 | 0 | 0 | 0 | 0 | 8.8603 | 8.8603 | 8.8603
[20 empty] | 3501 | 2020-05-26 20:00 | 3501 | 5 | 26 | 21 | 0 | 0 | 7.3488 | 9115.75 | 0 | 0 | 0 | 0 | 0 | 0 | 0 | 7.3488 | 9115.75 | 0 | 0 | 0 | 0 | 0 | 0 | 0 | 7.3488 | 9115.75 | 0 | 0 | 0 | 0 | 0 | 0 | 0 | 7.3488 | 7.3488 | 7.3488
[20 empty] | 3502 | 2020-05-26 21:00 | 3502 | 5 | 26 | 22 | 0 | 0 | 7.3488 | 9115.75 | 0 | 0 | 0 | 0 | 0 | 0 | 0 | 7.3488 | 9115.75 | 0 | 0 | 0 | 0 | 0 | 0 | 0 | 7.3488 | 9115.75 | 0 | 0 | 0 | 0 | 0 | 0 | 0 | 7.3488 | 7.3488 | 7.3488
[20 empty] | 3503 | 2020-05-26 22:00 | 3503 | 5 | 26 | 23 | 0 | 0 | 23.5262 | 9115.75 | 11.6089 | 39.6096 | 0 | 0 | 0 | 88862.7 | 0 | 23.5263 | 9115.75 | 11.609 | 39.6099 | 0 | 0 | 0 | 88863.2 | 0 | 23.5263 | 9115.75 | 11.609 | 39.6099 | 0 | 0 | 0 | 88862.9 | 0 | 23.5262 | 23.5263 | 23.5263
[20 empty] | 3504 | 2020-05-26 23:00 | 3504 | 5 | 26 | 24 | 0 | 0 | 7.3488 | 9189.07 | 0 | 0 | 0 | 0 | 0 | 0 | 0 | 7.3488 | 9189.07 | 0 | 0 | 0 | 0 | 0 | 0 | 0 | 7.3488 | 9189.07 | 0 | 0 | 0 | 0 | 0 | 0 | 0 | 7.3488 | 7.3488 | 7.3488
[20 empty] | 3505 | 2020-05-27 | 3505 | 5 | 27 | 1 | 0 | 0 | 7.3488 | 9189.07 | 0 | 0 | 0 | 0 | 0 | 0 | 0 | 7.3488 | 9189.07 | 0 | 0 | 0 | 0 | 0 | 0 | 0 | 7.3488 | 9189.07 | 0 | 0 | 0 | 0 | 0 | 0 | 0 | 7.3488 | 7.3488 | 7.3488
[20 empty] | 3506 | 2020-05-27 01:00 | 3506 | 5 | 27 | 2 | 0 | 0 | 7.3488 | 9189.07 | 0 | 0 | 0 | 0 | 0 | 0 | 0 | 7.3488 | 9189.07 | 0 | 0 | 0 | 0 | 0 | 0 | 0 | 7.3488 | 9189.07 | 0 | 0 | 0 | 0 | 0 | 0 | 0 | 7.3488 | 7.3488 | 7.3488
[20 empty] | 3507 | 2020-05-27 02:00 | 3507 | 5 | 27 | 3 | 0 | 0 | 7.3488 | 9335.73 | 0 | 0 | 0 | 0 | 0 | 0 | 0 | 7.3488 | 9335.73 | 0 | 0 | 0 | 0 | 0 | 0 | 0 | 7.3488 | 9335.73 | 0 | 0 | 0 | 0 | 0 | 0 | 0 | 7.3488 | 7.3488 | 7.3488
[20 empty] | 3508 | 2020-05-27 03:00 | 3508 | 5 | 27 | 4 | 0 | 0 | 23.4998 | 9335.73 | 11.5825 | 39.5195 | 0 | 0 | 0 | 88385.2 | 0 | 23.4998 | 9335.73 | 11.5825 | 39.5195 | 0 | 0 | 0 | 88385.7 | 0 | 23.4999 | 9335.73 | 11.5826 | 39.5198 | 0 | 0 | 0 | 88385.3 | 0 | 23.4998 | 23.4998 | 23.4999
[20 empty] | 3509 | 2020-05-27 04:00 | 3509 | 5 | 27 | 5 | 0 | 0 | 8.8603 | 9335.73 | 0 | 0 | 0 | 0 | 0 | 0 | 0 | 8.8603 | 9335.73 | 0 | 0 | 0 | 0 | 0 | 0 | 0 | 8.8603 | 9335.73 | 0 | 0 | 0 | 0 | 0 | 0 | 0 | 8.8603 | 8.8603 | 8.8603
[20 empty] | 3510 | 2020-05-27 05:00 | 3510 | 5 | 27 | 6 | 18630.092 | 18.6301 | 35.2612 | 31624.2 | 18.4053 | 62.7989 | 0 | 0 | 0 | 140556 | 0 | 50.0575 | 31624.2 | 30.0857 | 102.6524 | 0 | 0 | 0 | 250877 | 0 | 53.2553 | 31624.2 | 32.8415 | 112.0552 | 0 | 0 | 0 | 229833 | 0 | 16.6311 | 31.4274 | 34.6252
[20 empty] | 3511 | 2020-05-27 06:00 | 3511 | 5 | 27 | 7 | 67191.785 | 67.1918 | 167.356 | 80966.3 | 67.774 | 231.2449 | 0 | 0 | 0 | 518883 | -55.6907 | 170.769 | 80966.3 | 70.3719 | 240.1089 | 0 | 0 | 0 | 584970 | -55.6904 | 177.768 | 80966.3 | 76.4382 | 260.8071 | 0 | 0 | 0 | 538670 | -55.6906 | 100.1642 | 103.5772 | 110.5762
[20 empty] | 3512 | 2020-05-27 07:00 | 3512 | 5 | 27 | 8 | 91627.716 | 91.6277 | 206.833 | 80966.3 | 71.9851 | 245.6132 | 0 | 0 | 0 | 549702 | -674.295 | 213.689 | 80966.3 | 77.5374 | 264.5576 | 0 | 0 | 0 | 643732 | -126.044 | 221.673 | 80966.3 | 84.3022 | 287.6391 | 0 | 0 | 0 | 592092 | -117.887 | 115.2053 | 122.0613 | 130.0453
[20 empty] | 3513 | 2020-05-27 08:00 | 3513 | 5 | 27 | 9 | 123653.416 | 123.6534 | 249.405 | 55742.3 | 106.068 | 361.904 | 0 | 0 | 0 | 799935 | -85.8557 | 260.546 | 55742.3 | 115.126 | 392.8099 | 0 | 0 | 0 | 936238 | -98.275 | 271.063 | 55742.3 | 123.898 | 422.74 | 0 | 0 | 0 | 869189 | -91.4588 | 125.7516 | 136.8926 | 147.4096
[20 empty] | 3514 | 2020-05-27 09:00 | 3514 | 5 | 27 | 10 | 225954.228 | 225.9542 | 260.005 | 55742.3 | 113.916 | 388.6814 | 0 | 0 | 0 | 867037 | -83.2503 | 271.107 | 55742.3 | 122.95 | 419.5054 | 0 | 0 | 0 | 1006200 | -91.0706 | 281.636 | 55742.3 | 131.619 | 449.084 | 0 | 0 | 0 | 935776 | -86.5668 | 34.0508 | 45.1528 | 55.6818
[20 empty] | 3515 | 2020-05-27 10:00 | 3515 | 5 | 27 | 11 | 251426.581 | 251.4266 | 235.598 | 126659 | 108.94 | 371.7033 | 0 | 0 | 0 | 807738 | -24.9226 | 246.582 | 126659 | 117.866 | 402.1588 | 0 | 0 | 0 | 943219 | 0 | 255.911 | 126659 | 126.592 | 431.9319 | 0 | 0 | 0 | 874800 | -30.7876 | -15.8286 | -4.8446 | 4.4844
[20 empty] | 3516 | 2020-05-27 11:00 | 3516 | 5 | 27 | 12 | 263119.527 | 263.1195 | 267.483 | 126659 | 113.614 | 387.651 | 0 | 0 | 0 | 884036 | -57.1813 | 277.869 | 126659 | 122.019 | 416.3288 | 0 | 0 | 0 | 1017440 | -46.8797 | 287.872 | 126659 | 130.186 | 444.1946 | 0 | 0 | 0 | 949956 | -46.8808 | 4.3635 | 14.7495 | 24.7525
[20 empty] | 3517 | 2020-05-27 12:00 | 3517 | 5 | 27 | 13 | 149916.132 | 149.9161 | 220.216 | 87689.1 | 115.946 | 395.6078 | 0 | 0 | 0 | 899802 | 0 | 231.469 | 87689.1 | 124.91 | 426.1929 | 0 | 0 | 0 | 1041200 | 0 | 242.042 | 87689.1 | 133.561 | 455.7101 | 0 | 0 | 0 | 970910 | 0 | 70.2999 | 81.5529 | 92.1259
[20 empty] | 3518 | 2020-05-27 13:00 | 3518 | 5 | 27 | 14 | 247002.409 | 247.0024 | 214.828 | 55742.3 | 115.475 | 394.0007 | 0 | 0 | 0 | 869828 | -16.9929 | 226.628 | 55742.3 | 124.845 | 425.9711 | 0 | 0 | 0 | 1017250 | -16.9916 | 237.86 | 55742.3 | 133.908 | 456.8941 | 0 | 0 | 0 | 943716 | -16.9933 | -32.1744 | -20.3744 | -9.1424
[20 empty] | 3519 | 2020-05-27 14:00 | 3519 | 5 | 27 | 15 | 214357.821 | 214.3578 | 191.116 | 55668.9 | 108.792 | 371.1983 | 0 | 0 | 0 | 800956 | 0 | 203.481 | 55668.9 | 118.2 | 403.2984 | 0 | 0 | 0 | 943949 | 0 | 214.947 | 55668.9 | 127.081 | 433.6004 | 0 | 0 | 0 | 872572 | 0 | -23.2418 | -10.8768 | 0.58918
[20 empty] | 3520 | 2020-05-27 15:00 | 3520 | 5 | 27 | 16 | 171049.059 | 171.0491 | 188.623 | 30817.4 | 106.628 | 363.8147 | 0 | 0 | 0 | 781012 | -5.6223 | 201.929 | 30817.4 | 116.587 | 397.7948 | 0 | 0 | 0 | 925670 | -5.6226 | 214.408 | 30817.4 | 125.747 | 429.0488 | 0 | 0 | 0 | 855299 | -5.6223 | 17.5739 | 30.8799 | 43.3589
[20 empty] | 3521 | 2020-05-27 16:00 | 3521 | 5 | 27 | 17 | 117177.917 | 117.1779 | 14.6733 | 30817.4 | 0 | 0 | 0 | 0 | 0 | 0 | 0 | 14.6733 | 30817.4 | 0 | 0 | 0 | 0 | 0 | 0 | 0 | 14.6733 | 30817.4 | 0 | 0 | 0 | 0 | 0 | 0 | 0 | -102.5046 | -102.5046 | -102.5046
[20 empty] | 3522 | 2020-05-27 17:00 | 3522 | 5 | 27 | 18 | 55183.409 | 55.1834 | 13.7561 | 31037.5 | 0 | 0 | 0 | 0 | 0 | 0 | 0 | 13.7561 | 31037.5 | 0 | 0 | 0 | 0 | 0 | 0 | 0 | 13.7561 | 31037.5 | 0 | 0 | 0 | 0 | 0 | 0 | 0 | -41.4273 | -41.4273 | -41.4273
[20 empty] | 3523 | 2020-05-27 18:00 | 3523 | 5 | 27 | 19 | 9764.456 | 9.7645 | 10.3718 | 31404.2 | 0 | 0 | 0 | 0 | 0 | 0 | 0 | 10.3718 | 31404.2 | 0 | 0 | 0 | 0 | 0 | 0 | 0 | 10.3718 | 31404.2 | 0 | 0 | 0 | 0 | 0 | 0 | 0 | 0.60734 | 0.60734 | 0.60734
[20 empty] | 3524 | 2020-05-27 19:00 | 3524 | 5 | 27 | 20 | 0 | 0 | 8.8603 | 9042.42 | 0 | 0 | 0 | 0 | 0 | 0 | 0 | 8.8603 | 9042.42 | 0 | 0 | 0 | 0 | 0 | 0 | 0 | 8.8603 | 9042.42 | 0 | 0 | 0 | 0 | 0 | 0 | 0 | 8.8603 | 8.8603 | 8.8603
[20 empty] | 3525 | 2020-05-27 20:00 | 3525 | 5 | 27 | 21 | 0 | 0 | 7.3488 | 9115.75 | 0 | 0 | 0 | 0 | 0 | 0 | 0 | 7.3488 | 9115.75 | 0 | 0 | 0 | 0 | 0 | 0 | 0 | 7.3488 | 9115.75 | 0 | 0 | 0 | 0 | 0 | 0 | 0 | 7.3488 | 7.3488 | 7.3488
[20 empty] | 3526 | 2020-05-27 21:00 | 3526 | 5 | 27 | 22 | 0 | 0 | 23.6075 | 9115.75 | 11.6901 | 39.8866 | 0 | 0 | 0 | 89417.1 | 0 | 23.6074 | 9115.75 | 11.6901 | 39.8866 | 0 | 0 | 0 | 89417.2 | 0 | 23.6075 | 9115.75 | 11.6901 | 39.8866 | 0 | 0 | 0 | 89416.8 | 0 | 23.6075 | 23.6074 | 23.6075
[20 empty] | 3527 | 2020-05-27 22:00 | 3527 | 5 | 27 | 23 | 0 | 0 | 7.3488 | 9115.75 | 0 | 0 | 0 | 0 | 0 | 0 | 0 | 7.3488 | 9115.75 | 0 | 0 | 0 | 0 | 0 | 0 | 0 | 7.3488 | 9115.75 | 0 | 0 | 0 | 0 | 0 | 0 | 0 | 7.3488 | 7.3488 | 7.3488
[20 empty] | 3528 | 2020-05-27 23:00 | 3528 | 5 | 27 | 24 | 0 | 0 | 7.3488 | 9189.07 | 0 | 0 | 0 | 0 | 0 | 0 | 0 | 7.3488 | 9189.07 | 0 | 0 | 0 | 0 | 0 | 0 | 0 | 7.3488 | 9189.07 | 0 | 0 | 0 | 0 | 0 | 0 | 0 | 7.3488 | 7.3488 | 7.3488
[20 empty] | 3529 | 2020-05-28 | 3529 | 5 | 28 | 1 | 0 | 0 | 7.3488 | 9262.4 | 0 | 0 | 0 | 0 | 0 | 0 | 0 | 7.3488 | 9262.4 | 0 | 0 | 0 | 0 | 0 | 0 | 0 | 7.3488 | 9262.4 | 0 | 0 | 0 | 0 | 0 | 0 | 0 | 7.3488 | 7.3488 | 7.3488
[20 empty] | 3530 | 2020-05-28 01:00 | 3530 | 5 | 28 | 2 | 0 | 0 | 7.3488 | 9262.4 | 0 | 0 | 0 | 0 | 0 | 0 | 0 | 7.3488 | 9262.4 | 0 | 0 | 0 | 0 | 0 | 0 | 0 | 7.3488 | 9262.4 | 0 | 0 | 0 | 0 | 0 | 0 | 0 | 7.3488 | 7.3488 | 7.3488
[20 empty] | 3531 | 2020-05-28 02:00 | 3531 | 5 | 28 | 3 | 0 | 0 | 23.5539 | 9335.73 | 11.6365 | 39.7037 | 0 | 0 | 0 | 88806.6 | 0 | 23.5538 | 9335.73 | 11.6365 | 39.7037 | 0 | 0 | 0 | 88806.5 | 0 | 23.5539 | 9335.73 | 11.6365 | 39.7037 | 0 | 0 | 0 | 88806.4 | 0 | 23.5539 | 23.5538 | 23.5539
[20 empty] | 3532 | 2020-05-28 03:00 | 3532 | 5 | 28 | 4 | 0 | 0 | 7.3488 | 9335.73 | 0 | 0 | 0 | 0 | 0 | 0 | 0 | 7.3488 | 9335.73 | 0 | 0 | 0 | 0 | 0 | 0 | 0 | 7.3488 | 9335.73 | 0 | 0 | 0 | 0 | 0 | 0 | 0 | 7.3488 | 7.3488 | 7.3488
[20 empty] | 3533 | 2020-05-28 04:00 | 3533 | 5 | 28 | 5 | 0 | 0 | 8.8603 | 9335.73 | 0 | 0 | 0 | 0 | 0 | 0 | 0 | 8.8603 | 9335.73 | 0 | 0 | 0 | 0 | 0 | 0 | 0 | 8.8603 | 9335.73 | 0 | 0 | 0 | 0 | 0 | 0 | 0 | 8.8603 | 8.8603 | 8.8603
[20 empty] | 3534 | 2020-05-28 05:00 | 3534 | 5 | 28 | 6 | 18785.826 | 18.7858 | 55.3393 | 31550.8 | 34.5567 | 117.9075 | 0 | 0 | 0 | 263957 | 0 | 59.8694 | 31550.8 | 38.5696 | 131.5995 | 0 | 0 | 0 | 399367 | 0 | 77.1031 | 31550.8 | 52.2908 | 178.4162 | 0 | 0 | 0 | 294603 | 0 | 36.5535 | 41.0836 | 58.3173
[20 empty] | 3535 | 2020-05-28 06:00 | 3535 | 5 | 28 | 7 | 62954.266 | 62.9543 | 168.789 | 81259.8 | 67.2376 | 229.4147 | 0 | 0 | 0 | 513285 | -26.1218 | 179.047 | 81259.8 | 76.9095 | 262.4152 | 0 | 0 | 0 | 621049 | -26.1219 | 184.31 | 81259.8 | 81.3588 | 277.5962 | 0 | 0 | 0 | 587107 | -26.122 | 105.8347 | 116.0927 | 121.3557
[20 empty] | 3536 | 2020-05-28 07:00 | 3536 | 5 | 28 | 8 | 142599.692 | 142.5997 | 205.848 | 81259.8 | 69.8596 | 238.361 | 0 | 0 | 0 | 533329 | -98.434 | 219.343 | 81259.8 | 81.4686 | 277.9709 | 0 | 0 | 0 | 663458 | -114.687 | 226.013 | 81259.8 | 86.9083 | 296.5311 | 0 | 0 | 0 | 621939 | -106.446 | 63.2483 | 76.7433 | 83.4133
[20 empty] | 3537 | 2020-05-28 08:00 | 3537 | 5 | 28 | 9 | 196860.261 | 196.8603 | 249.673 | 55962.4 | 104.442 | 356.3561 | 0 | 0 | 0 | 804695 | -86.1246 | 260.214 | 55962.4 | 113.08 | 385.829 | 0 | 0 | 0 | 932543 | -41.1519 | 269.594 | 55962.4 | 120.803 | 412.1798 | 0 | 0 | 0 | 871681 | -41.1515 | 52.8127 | 63.3537 | 72.7337
[20 empty] | 3538 | 2020-05-28 09:00 | 3538 | 5 | 28 | 10 | 238851.284 | 238.8513 | 274.605 | 55668.9 | 126.276 | 430.8537 | 0 | 0 | 0 | 1001330 | -74.0582 | 286.46 | 55668.9 | 135.941 | 463.8307 | 0 | 0 | 0 | 1146250 | -74.0495 | 296.993 | 55668.9 | 144.452 | 492.8702 | 0 | 0 | 0 | 1077420 | -74.0503 | 35.7537 | 47.6087 | 58.1417
[20 empty] | 3539 | 2020-05-28 10:00 | 3539 | 5 | 28 | 11 | 264509.235 | 264.5092 | 254.163 | 126659 | 124.577 | 425.0567 | 0 | 0 | 0 | 980851 | 0 | 265.839 | 126659 | 134.064 | 457.4264 | 0 | 0 | 0 | 1126820 | 0 | 276.316 | 126659 | 142.847 | 487.394 | 0 | 0 | 0 | 1055810 | 0 | -10.3462 | 1.3298 | 11.8068
[20 empty] | 3540 | 2020-05-28 11:00 | 3540 | 5 | 28 | 12 | 275872.851 | 275.8729 | 290.949 | 126659 | 134.179 | 457.8187 | 0 | 0 | 0 | 1082790 | -49.064 | 302.789 | 126659 | 143.783 | 490.5876 | 0 | 0 | 0 | 1225930 | -49.0628 | 313.341 | 126659 | 152.392 | 519.9615 | 0 | 0 | 0 | 1158070 | -49.0639 | 15.0761 | 26.9161 | 37.4681
[20 empty] | 3541 | 2020-05-28 12:00 | 3541 | 5 | 28 | 13 | 270738.625 | 270.7386 | 230.032 | 87264.6 | 123.508 | 421.4093 | 0 | 0 | 0 | 965665 | 0 | 241.677 | 87264.6 | 132.902 | 453.4616 | 0 | 0 | 0 | 1108040 | 0 | 252.03 | 87264.6 | 141.481 | 482.7332 | 0 | 0 | 0 | 1039520 | 0 | -40.7066 | -29.0616 | -18.7086
[20 empty] | 3542 | 2020-05-28 13:00 | 3542 | 5 | 28 | 14 | 251468.22 | 251.4682 | 223.743 | 55668.9 | 122.273 | 417.1955 | 0 | 0 | 0 | 933130 | -16.8593 | 235.98 | 55668.9 | 132.064 | 450.6024 | 0 | 0 | 0 | 1080060 | -16.8589 | 246.763 | 55668.9 | 140.844 | 480.5597 | 0 | 0 | 0 | 1009990 | -16.8594 | -27.7252 | -15.4882 | -4.7052
[20 empty] | 3543 | 2020-05-28 14:00 | 3543 | 5 | 28 | 15 | 221217.748 | 221.2177 | 195.46 | 55742.3 | 111.578 | 380.7041 | 0 | 0 | 0 | 838140 | 0 | 207.53 | 55742.3 | 120.812 | 412.2105 | 0 | 0 | 0 | 979783 | 0 | 218.372 | 55742.3 | 129.324 | 441.2535 | 0 | 0 | 0 | 911859 | 0 | -25.7577 | -13.6877 | -2.8457
[20 empty] | 3544 | 2020-05-28 15:00 | 3544 | 5 | 28 | 16 | 177212.678 | 177.2127 | 191.222 | 30964.1 | 107.575 | 367.0459 | 0 | 0 | 0 | 805994 | -1.6265 | 204.006 | 30964.1 | 117.265 | 400.1082 | 0 | 0 | 0 | 953888 | -1.627 | 215.552 | 30964.1 | 126.177 | 430.5159 | 0 | 0 | 0 | 882808 | -1.6265 | 14.0093 | 26.7933 | 38.3393
[20 empty] | 3545 | 2020-05-28 16:00 | 3545 | 5 | 28 | 17 | 119362.936 | 119.3629 | 14.6733 | 30964.1 | 0 | 0 | 0 | 0 | 0 | 0 | 0 | 14.6733 | 30964.1 | 0 | 0 | 0 | 0 | 0 | 0 | 0 | 14.6733 | 30964.1 | 0 | 0 | 0 | 0 | 0 | 0 | 0 | -104.6896 | -104.6896 | -104.6896
[20 empty] | 3546 | 2020-05-28 17:00 | 3546 | 5 | 28 | 18 | 58941.776 | 58.9418 | 13.7561 | 31184.1 | 0 | 0 | 0 | 0 | 0 | 0 | 0 | 13.7561 | 31184.1 | 0 | 0 | 0 | 0 | 0 | 0 | 0 | 13.7561 | 31184.1 | 0 | 0 | 0 | 0 | 0 | 0 | 0 | -45.1857 | -45.1857 | -45.1857
[20 empty] | 3547 | 2020-05-28 18:00 | 3547 | 5 | 28 | 19 | 11678.421 | 11.6784 | 10.3718 | 31330.8 | 0 | 0 | 0 | 0 | 0 | 0 | 0 | 10.3718 | 31330.8 | 0 | 0 | 0 | 0 | 0 | 0 | 0 | 10.3718 | 31330.8 | 0 | 0 | 0 | 0 | 0 | 0 | 0 | -1.3066 | -1.3066 | -1.3066
[20 empty] | 3548 | 2020-05-28 19:00 | 3548 | 5 | 28 | 20 | 0 | 0 | 8.8603 | 8969.09 | 0 | 0 | 0 | 0 | 0 | 0 | 0 | 8.8603 | 8969.09 | 0 | 0 | 0 | 0 | 0 | 0 | 0 | 8.8603 | 8969.09 | 0 | 0 | 0 | 0 | 0 | 0 | 0 | 8.8603 | 8.8603 | 8.8603
[20 empty] | 3549 | 2020-05-28 20:00 | 3549 | 5 | 28 | 21 | 0 | 0 | 7.3488 | 9115.75 | 0 | 0 | 0 | 0 | 0 | 0 | 0 | 7.3488 | 9115.75 | 0 | 0 | 0 | 0 | 0 | 0 | 0 | 7.3488 | 9115.75 | 0 | 0 | 0 | 0 | 0 | 0 | 0 | 7.3488 | 7.3488 | 7.3488
[20 empty] | 3550 | 2020-05-28 21:00 | 3550 | 5 | 28 | 22 | 0 | 0 | 23.7009 | 9115.75 | 11.7836 | 40.2056 | 0 | 0 | 0 | 90197.2 | 0 | 23.7009 | 9115.75 | 11.7836 | 40.2056 | 0 | 0 | 0 | 90197.1 | 0 | 23.7009 | 9115.75 | 11.7836 | 40.2056 | 0 | 0 | 0 | 90197 | 0 | 23.7009 | 23.7009 | 23.7009
[20 empty] | 3551 | 2020-05-28 22:00 | 3551 | 5 | 28 | 23 | 0 | 0 | 7.3488 | 9115.75 | 0 | 0 | 0 | 0 | 0 | 0 | 0 | 7.3488 | 9115.75 | 0 | 0 | 0 | 0 | 0 | 0 | 0 | 7.3488 | 9115.75 | 0 | 0 | 0 | 0 | 0 | 0 | 0 | 7.3488 | 7.3488 | 7.3488
[20 empty] | 3552 | 2020-05-28 23:00 | 3552 | 5 | 28 | 24 | 0 | 0 | 7.8094 | 9189.07 | 0 | 0 | 0 | 0 | 0 | 0 | 0 | 7.8094 | 9189.07 | 0 | 0 | 0 | 0 | 0 | 0 | 0 | 7.8094 | 9189.07 | 0 | 0 | 0 | 0 | 0 | 0 | 0 | 7.8094 | 7.8094 | 7.8094
[20 empty] | 3553 | 2020-05-29 | 3553 | 5 | 29 | 1 | 0 | 0 | 7.8094 | 9189.07 | 0 | 0 | 0 | 0 | 0 | 0 | 0 | 7.8094 | 9189.07 | 0 | 0 | 0 | 0 | 0 | 0 | 0 | 7.8094 | 9189.07 | 0 | 0 | 0 | 0 | 0 | 0 | 0 | 7.8094 | 7.8094 | 7.8094
[20 empty] | 3554 | 2020-05-29 01:00 | 3554 | 5 | 29 | 2 | 0 | 0 | 7.8094 | 9189.07 | 0 | 0 | 0 | 0 | 0 | 0 | 0 | 7.8094 | 9189.07 | 0 | 0 | 0 | 0 | 0 | 0 | 0 | 7.8094 | 9189.07 | 0 | 0 | 0 | 0 | 0 | 0 | 0 | 7.8094 | 7.8094 | 7.8094
[20 empty] | 3555 | 2020-05-29 02:00 | 3555 | 5 | 29 | 3 | 0 | 0 | 24.0663 | 9262.4 | 11.6885 | 39.8812 | 0 | 0 | 0 | 89214.1 | 0 | 24.0663 | 9262.4 | 11.6885 | 39.8812 | 0 | 0 | 0 | 89214 | 0 | 24.0663 | 9262.4 | 11.6885 | 39.8812 | 0 | 0 | 0 | 89214 | 0 | 24.0663 | 24.0663 | 24.0663
[20 empty] | 3556 | 2020-05-29 03:00 | 3556 | 5 | 29 | 4 | 0 | 0 | 7.8094 | 9262.4 | 0 | 0 | 0 | 0 | 0 | 0 | 0 | 7.8094 | 9262.4 | 0 | 0 | 0 | 0 | 0 | 0 | 0 | 7.8094 | 9262.4 | 0 | 0 | 0 | 0 | 0 | 0 | 0 | 7.8094 | 7.8094 | 7.8094
[20 empty] | 3557 | 2020-05-29 04:00 | 3557 | 5 | 29 | 5 | 0 | 0 | 7.8094 | 9335.73 | 0 | 0 | 0 | 0 | 0 | 0 | 0 | 7.8094 | 9335.73 | 0 | 0 | 0 | 0 | 0 | 0 | 0 | 7.8094 | 9335.73 | 0 | 0 | 0 | 0 | 0 | 0 | 0 | 7.8094 | 7.8094 | 7.8094
[20 empty] | 3558 | 2020-05-29 05:00 | 3558 | 5 | 29 | 6 | 17580.726 | 17.5807 | 7.8069 | 9189.07 | 0 | 0 | 0 | 0 | 0 | 0 | 0 | 7.8064 | 9189.07 | 0 | 0 | 0 | 0 | 0 | 0 | 0 | 7.8059 | 9189.07 | 0 | 0 | 0 | 0 | 0 | 0 | 0 | -9.7738 | -9.7743 | -9.7748
[20 empty] | 3559 | 2020-05-29 06:00 | 3559 | 5 | 29 | 7 | 73240.772 | 73.2408 | 7.7996 | 9189.07 | 0 | 0 | 0 | 0 | 0 | 0 | 0 | 7.7993 | 9189.07 | 0 | 0 | 0 | 0 | 0 | 0 | 0 | 7.7993 | 9189.07 | 0 | 0 | 0 | 0 | 0 | 0 | 0 | -65.4412 | -65.4415 | -65.4415
[20 empty] | 3560 | 2020-05-29 07:00 | 3560 | 5 | 29 | 8 | 135939.111 | 135.9391 | 24.0034 | 9189.07 | 11.6356 | 39.7007 | 0 | 0 | 0 | 88816 | 0 | 24.0034 | 9189.07 | 11.6356 | 39.7007 | 0 | 0 | 0 | 88816 | 0 | 24.0034 | 9189.07 | 11.6356 | 39.7007 | 0 | 0 | 0 | 88815.9 | 0 | -111.9357 | -111.9357 | -111.9357
[20 empty] | 3561 | 2020-05-29 08:00 | 3561 | 5 | 29 | 9 | 189743.927 | 189.7439 | 7.7993 | 8895.77 | 0 | 0 | 0 | 0 | 0 | 0 | 0 | 7.7993 | 8895.77 | 0 | 0 | 0 | 0 | 0 | 0 | 0 | 7.7993 | 8895.77 | 0 | 0 | 0 | 0 | 0 | 0 | 0 | -181.9446 | -181.9446 | -181.9446
[20 empty] | 3562 | 2020-05-29 09:00 | 3562 | 5 | 29 | 10 | 230175.2 | 230.1752 | 7.7993 | 8675.79 | 0 | 0 | 0 | 0 | 0 | 0 | 0 | 7.7993 | 8675.79 | 0 | 0 | 0 | 0 | 0 | 0 | 0 | 7.7993 | 8675.79 | 0 | 0 | 0 | 0 | 0 | 0 | 0 | -222.3759 | -222.3759 | -222.3759
[20 empty] | 3563 | 2020-05-29 10:00 | 3563 | 5 | 29 | 11 | 256557.48 | 256.5575 | 7.7993 | 8675.79 | 0 | 0 | 0 | 0 | 0 | 0 | 0 | 7.7993 | 8675.79 | 0 | 0 | 0 | 0 | 0 | 0 | 0 | 7.7993 | 8675.79 | 0 | 0 | 0 | 0 | 0 | 0 | 0 | -248.7582 | -248.7582 | -248.7582
[20 empty] | 3564 | 2020-05-29 11:00 | 3564 | 5 | 29 | 12 | 267939.592 | 267.9396 | 7.7993 | 8455.81 | 0 | 0 | 0 | 0 | 0 | 0 | 0 | 7.7993 | 8455.81 | 0 | 0 | 0 | 0 | 0 | 0 | 0 | 7.7993 | 8455.81 | 0 | 0 | 0 | 0 | 0 | 0 | 0 | -260.1403 | -260.1403 | -260.1403
[20 empty] | 3565 | 2020-05-29 12:00 | 3565 | 5 | 29 | 13 | 266689.219 | 266.6892 | 24.5025 | 8602.46 | 12.1346 | 41.4033 | 0 | 0 | 0 | 88446.3 | 0 | 24.5024 | 8602.46 | 12.1346 | 41.4033 | 0 | 0 | 0 | 88446 | 0 | 24.5024 | 8602.46 | 12.1346 | 41.4033 | 0 | 0 | 0 | 88445.9 | 0 | -242.1867 | -242.1868 | -242.1868
[20 empty] | 3566 | 2020-05-29 13:00 | 3566 | 5 | 29 | 14 | 195869.472 | 195.8695 | 7.7993 | 8602.46 | 0 | 0 | 0 | 0 | 0 | 0 | 0 | 7.7993 | 8602.46 | 0 | 0 | 0 | 0 | 0 | 65844.9 | 0 | 18.6702 | 8602.46 | 8.9869 | 30.6634 | 0 | 0 | 0 | 0 | 0 | -188.0702 | -188.0702 | -177.1993
[20 empty] | 3567 | 2020-05-29 14:00 | 3567 | 5 | 29 | 15 | 211947.162 | 211.9472 | 7.7993 | 8455.81 | 0 | 0 | 0 | 0 | 0 | 0 | 0 | 7.7993 | 8455.81 | 0 | 0 | 0 | 0 | 0 | 64493.2 | -61.0244 | 20.0667 | 8455.81 | 9.0851 | 30.9982 | 0 | 0 | 0 | 0 | 0 | -204.1478 | -204.1478 | -191.8805
[20 empty] | 3568 | 2020-05-29 15:00 | 3568 | 5 | 29 | 16 | 167646.633 | 167.6466 | 7.7993 | 8529.14 | 0 | 0 | 0 | 0 | 0 | 0 | 0 | 7.7993 | 8529.14 | 0 | 0 | 0 | 0 | 0 | 64554.5 | -48.3905 | 19.968 | 8529.14 | 8.9864 | 30.6616 | 0 | 0 | 0 | 0 | 0 | -159.8473 | -159.8473 | -147.6786
[20 empty] | 3569 | 2020-05-29 16:00 | 3569 | 5 | 29 | 17 | 112167.893 | 112.1679 | 7.7993 | 8529.14 | 0 | 0 | 0 | 0 | 0 | 0 | 0 | 7.7993 | 8529.14 | 0 | 0 | 0 | 0 | 0 | 41956.5 | 0 | 14.6873 | 8529.14 | 5.8008 | 19.7923 | 0 | 0 | 0 | 0 | 0 | -104.3686 | -104.3686 | -97.4806
[20 empty] | 3570 | 2020-05-29 17:00 | 3570 | 5 | 29 | 18 | 1651.339 | 1.6513 | 24.1776 | 8749.11 | 11.8098 | 40.295 | 0 | 0 | 0 | 88088.9 | 0 | 29.9348 | 8749.11 | 16.6201 | 56.7078 | 0 | 0 | 0 | 168449 | -33.505 | 38.3765 | 8749.11 | 22.5764 | 77.0307 | 0 | 0 | 0 | 124049 | 0 | 22.5263 | 28.2835 | 36.7252
[20 empty] | 3571 | 2020-05-29 18:00 | 3571 | 5 | 29 | 19 | 11110.913 | 11.1109 | 7.7993 | 8895.77 | 0 | 0 | 0 | 0 | 0 | 0 | 0 | 7.7993 | 8895.77 | 0 | 0 | 0 | 0 | 0 | 77801.8 | 0 | 20.1079 | 8895.77 | 10.1962 | 34.7894 | 0 | 0 | 0 | 0 | 0 | -3.3116 | -3.3116 | 8.997
[20 empty] | 3572 | 2020-05-29 19:00 | 3572 | 5 | 29 | 20 | 0 | 0 | 7.8094 | 8895.77 | 0 | 0 | 0 | 0 | 0 | 0 | 0 | 7.8094 | 8895.77 | 0 | 0 | 0 | 0 | 0 | 38796.6 | 0 | 13.9511 | 8895.77 | 5.0846 | 17.3486 | 0 | 0 | 0 | 0 | 0 | 7.8094 | 7.8094 | 13.9511
[20 empty] | 3573 | 2020-05-29 20:00 | 3573 | 5 | 29 | 21 | 0 | 0 | 7.8094 | 9042.42 | 0 | 0 | 0 | 0 | 0 | 0 | 0 | 7.8094 | 9042.42 | 0 | 0 | 0 | 0 | 0 | 0 | 0 | 7.8094 | 9042.42 | 0 | 0 | 0 | 0 | 0 | 0 | 0 | 7.8094 | 7.8094 | 7.8094
[20 empty] | 3574 | 2020-05-29 21:00 | 3574 | 5 | 29 | 22 | 0 | 0 | 7.8094 | 9042.42 | 0 | 0 | 0 | 0 | 0 | 0 | 0 | 7.8094 | 9042.42 | 0 | 0 | 0 | 0 | 0 | 0 | 0 | 7.8094 | 9042.42 | 0 | 0 | 0 | 0 | 0 | 0 | 0 | 7.8094 | 7.8094 | 7.8094
[20 empty] | 3575 | 2020-05-29 22:00 | 3575 | 5 | 29 | 23 | 0 | 0 | 23.874 | 9042.42 | 11.4961 | 39.2247 | 0 | 0 | 0 | 87747.6 | 0 | 23.8739 | 9042.42 | 11.496 | 39.2244 | 0 | 0 | 0 | 87747.2 | 0 | 23.8739 | 9042.42 | 11.4961 | 39.2247 | 0 | 0 | 0 | 87747 | 0 | 23.874 | 23.8739 | 23.8739
[20 empty] | 3576 | 2020-05-29 23:00 | 3576 | 5 | 29 | 24 | 0 | 0 | 7.8094 | 9262.4 | 0 | 0 | 0 | 0 | 0 | 0 | 0 | 7.8094 | 9262.4 | 0 | 0 | 0 | 0 | 0 | 0 | 0 | 7.8094 | 9262.4 | 0 | 0 | 0 | 0 | 0 | 0 | 0 | 7.8094 | 7.8094 | 7.8094
[20 empty] | 3577 | 2020-05-30 | 3577 | 5 | 30 | 1 | 0 | 0 | 7.8094 | 9115.75 | 0 | 0 | 0 | 0 | 0 | 0 | 0 | 7.8094 | 9115.75 | 0 | 0 | 0 | 0 | 0 | 0 | 0 | 7.8094 | 9115.75 | 0 | 0 | 0 | 0 | 0 | 0 | 0 | 7.8094 | 7.8094 | 7.8094
[20 empty] | 3578 | 2020-05-30 01:00 | 3578 | 5 | 30 | 2 | 0 | 0 | 7.8094 | 9115.75 | 0 | 0 | 0 | 0 | 0 | 0 | 0 | 7.8094 | 9115.75 | 0 | 0 | 0 | 0 | 0 | 0 | 0 | 7.8094 | 9115.75 | 0 | 0 | 0 | 0 | 0 | 0 | 0 | 7.8094 | 7.8094 | 7.8094
[20 empty] | 3579 | 2020-05-30 02:00 | 3579 | 5 | 30 | 3 | 0 | 0 | 7.8094 | 9042.42 | 0 | 0 | 0 | 0 | 0 | 0 | 0 | 7.8094 | 9042.42 | 0 | 0 | 0 | 0 | 0 | 0 | 0 | 7.8094 | 9042.42 | 0 | 0 | 0 | 0 | 0 | 0 | 0 | 7.8094 | 7.8094 | 7.8094
[20 empty] | 3580 | 2020-05-30 03:00 | 3580 | 5 | 30 | 4 | 0 | 0 | 23.831 | 9115.75 | 11.4531 | 39.078 | 0 | 0 | 0 | 87418.3 | 0 | 23.8309 | 9115.75 | 11.4531 | 39.078 | 0 | 0 | 0 | 87417.9 | 0 | 23.8309 | 9115.75 | 11.4531 | 39.078 | 0 | 0 | 0 | 87417.8 | 0 | 23.831 | 23.8309 | 23.8309
[20 empty] | 3581 | 2020-05-30 04:00 | 3581 | 5 | 30 | 5 | 0 | 0 | 7.8094 | 9115.75 | 0 | 0 | 0 | 0 | 0 | 0 | 0 | 7.8094 | 9115.75 | 0 | 0 | 0 | 0 | 0 | 0 | 0 | 7.8094 | 9115.75 | 0 | 0 | 0 | 0 | 0 | 0 | 0 | 7.8094 | 7.8094 | 7.8094
[20 empty] | 3582 | 2020-05-30 05:00 | 3582 | 5 | 30 | 6 | 20131.484 | 20.1315 | 7.8094 | 9042.42 | 0 | 0 | 0 | 0 | 0 | 0 | 0 | 7.8094 | 9042.42 | 0 | 0 | 0 | 0 | 0 | 0 | 0 | 7.8094 | 9042.42 | 0 | 0 | 0 | 0 | 0 | 0 | 0 | -12.3221 | -12.3221 | -12.3221
[20 empty] | 3583 | 2020-05-30 06:00 | 3583 | 5 | 30 | 7 | 72016.694 | 72.0167 | 7.8071 | 8749.11 | 0 | 0 | 0 | 0 | 0 | 0 | 0 | 7.8066 | 8749.11 | 0 | 0 | 0 | 0 | 0 | 0 | 0 | 7.8061 | 8749.11 | 0 | 0 | 0 | 0 | 0 | 0 | 0 | -64.2096 | -64.2101 | -64.2106
[20 empty] | 3584 | 2020-05-30 07:00 | 3584 | 5 | 30 | 8 | 132268.842 | 132.2688 | 7.8016 | 8822.44 | 0 | 0 | 0 | 0 | 0 | 0 | 0 | 7.8005 | 8822.44 | 0 | 0 | 0 | 0 | 0 | 0 | 0 | 7.7996 | 8822.44 | 0 | 0 | 0 | 0 | 0 | 0 | 0 | -124.4672 | -124.4684 | -124.4692
[20 empty] | 3585 | 2020-05-30 08:00 | 3585 | 5 | 30 | 9 | 184254.653 | 184.2547 | 24.1699 | 8675.79 | 11.8021 | 40.2688 | 0 | 0 | 0 | 87098.3 | 0 | 24.1698 | 8675.79 | 11.802 | 40.2684 | 0 | 0 | 0 | 87097.8 | 0 | 24.1698 | 8675.79 | 11.802 | 40.2684 | 0 | 0 | 0 | 87097.7 | 0 | -160.0848 | -160.0849 | -160.0849
[20 empty] | 3586 | 2020-05-30 09:00 | 3586 | 5 | 30 | 10 | 225207.801 | 225.2078 | 7.7993 | 8235.83 | 0 | 0 | 0 | 0 | 0 | 0 | 0 | 7.7993 | 8235.83 | 0 | 0 | 0 | 0 | 0 | 0 | 0 | 7.7993 | 8235.83 | 0 | 0 | 0 | 0 | 0 | 0 | 0 | -217.4085 | -217.4085 | -217.4085
[20 empty] | 3587 | 2020-05-30 10:00 | 3587 | 5 | 30 | 11 | 254709.553 | 254.7096 | 7.7993 | 8235.83 | 0 | 0 | 0 | 0 | 0 | 0 | 0 | 7.7993 | 8235.83 | 0 | 0 | 0 | 0 | 0 | 0 | 0 | 7.7993 | 8235.83 | 0 | 0 | 0 | 0 | 0 | 0 | 0 | -246.9102 | -246.9102 | -246.9102
[20 empty] | 3588 | 2020-05-30 11:00 | 3588 | 5 | 30 | 12 | 268693.413 | 268.6934 | 7.7993 | 7942.53 | 0 | 0 | 0 | 0 | 0 | 0 | 0 | 7.7993 | 7942.53 | 0 | 0 | 0 | 0 | 0 | 0 | 0 | 7.7993 | 7942.53 | 0 | 0 | 0 | 0 | 0 | 0 | 0 | -260.8941 | -260.8941 | -260.8941
[20 empty] | 3589 | 2020-05-30 12:00 | 3589 | 5 | 30 | 13 | 267799.037 | 267.799 | 7.7993 | 7795.88 | 0 | 0 | 0 | 0 | 0 | 0 | 0 | 7.7993 | 7795.88 | 0 | 0 | 0 | 0 | 0 | 65650.9 | 0 | 19.8894 | 7795.88 | 10.2061 | 34.8232 | 0 | 0 | 0 | 0 | 0 | -259.9997 | -259.9997 | -247.9096
[20 empty] | 3590 | 2020-05-30 13:00 | 3590 | 5 | 30 | 14 | 250024.983 | 250.025 | 7.7993 | 7795.88 | 0 | 0 | 0 | 0 | 0 | 0 | 0 | 7.7993 | 7795.88 | 0 | 0 | 0 | 0 | 0 | 0 | 0 | 7.7993 | 7795.88 | 0 | 0 | 0 | 0 | 0 | 0 | 0 | -242.2257 | -242.2257 | -242.2257
[20 empty] | 3591 | 2020-05-30 14:00 | 3591 | 5 | 30 | 15 | 219406.793 | 219.4068 | 25.605 | 7942.53 | 13.2372 | 45.1653 | 0 | 0 | 0 | 87022.3 | 0 | 25.6049 | 7942.53 | 13.2371 | 45.165 | 0 | 0 | 0 | 195985 | 0 | 45.0911 | 7942.53 | 29.7613 | 101.5456 | 0 | 0 | 0 | 87021.7 | 0 | -193.8018 | -193.8019 | -174.3157
[20 empty] | 3592 | 2020-05-30 15:00 | 3592 | 5 | 30 | 16 | 174374.959 | 174.375 | 7.7993 | 8015.86 | 0 | 0 | 0 | 0 | 0 | 0 | 0 | 14.3161 | 8015.86 | 5.549 | 18.9332 | 0 | 0 | 0 | 147254 | -131.928 | 35.2972 | 8015.86 | 22.187 | 75.702 | 0 | 0 | 0 | 37098.5 | 0 | -166.5756 | -160.0589 | -139.0778
[20 empty] | 3593 | 2020-05-30 16:00 | 3593 | 5 | 30 | 17 | 119205.697 | 119.2057 | 7.7993 | 8015.86 | 0 | 0 | 0 | 0 | 0 | 0 | 0 | 27.0403 | 8015.86 | 15.2146 | 51.9122 | 0 | 0 | 0 | 228089 | -240.579 | 49.6052 | 8015.86 | 34.3277 | 117.1261 | 0 | 0 | 0 | 101796 | -85.7698 | -111.4064 | -92.1654 | -69.6005
[20 empty] | 3594 | 2020-05-30 17:00 | 3594 | 5 | 30 | 18 | 58159.608 | 58.1596 | 13.2544 | 8382.48 | 4.5983 | 15.6893 | 0 | 0 | 0 | 32548.7 | 0 | 21.6702 | 8382.48 | 10.6421 | 36.3108 | 0 | 0 | 0 | 229818 | -143.48 | 48.1504 | 8382.48 | 32.7277 | 111.6669 | 0 | 0 | 0 | 75044.4 | -20.67 | -44.9052 | -36.4894 | -10.0092
[20 empty] | 3595 | 2020-05-30 18:00 | 3595 | 5 | 30 | 19 | 11840.814 | 11.8408 | 7.7993 | 8675.79 | 0 | 0 | 0 | 0 | 0 | 0 | 0 | 19.4755 | 8675.79 | 9.7428 | 33.2423 | 0 | 0 | 0 | 82194.5 | 0 | 21.1798 | 8675.79 | 11.1617 | 38.0837 | 0 | 0 | 0 | 71749.5 | 0 | -4.0415 | 7.6347 | 9.339
[20 empty] | 3596 | 2020-05-30 19:00 | 3596 | 5 | 30 | 20 | 0 | 0 | 24.1275 | 8675.79 | 11.7496 | 40.0896 | 0 | 0 | 0 | 86621.5 | 0 | 29.881 | 8675.79 | 16.5495 | 56.4669 | 0 | 0 | 0 | 165231 | 0 | 36.9139 | 8675.79 | 22.4253 | 76.5151 | 0 | 0 | 0 | 121963 | 0 | 24.1275 | 29.881 | 36.9139
[20 empty] | 3597 | 2020-05-30 20:00 | 3597 | 5 | 30 | 21 | 0 | 0 | 7.8094 | 8749.11 | 0 | 0 | 0 | 0 | 0 | 0 | 0 | 7.8094 | 8749.11 | 0 | 0 | 0 | 0 | 0 | 38923.4 | 0 | 14.0905 | 8749.11 | 5.224 | 17.8242 | 0 | 0 | 0 | 0 | 0 | 7.8094 | 7.8094 | 14.0905
[20 empty] | 3598 | 2020-05-30 21:00 | 3598 | 5 | 30 | 22 | 0 | 0 | 7.8094 | 8675.79 | 0 | 0 | 0 | 0 | 0 | 0 | 0 | 7.8094 | 8675.79 | 0 | 0 | 0 | 0 | 0 | 38780.4 | 0 | 14.1342 | 8675.79 | 5.2677 | 17.9733 | 0 | 0 | 0 | 0 | 0 | 7.8094 | 7.8094 | 14.1342
[20 empty] | 3599 | 2020-05-30 22:00 | 3599 | 5 | 30 | 23 | 0 | 0 | 7.8094 | 8675.79 | 0 | 0 | 0 | 0 | 0 | 0 | 0 | 7.8094 | 8675.79 | 0 | 0 | 0 | 0 | 0 | 0 | 0 | 7.8094 | 8675.79 | 0 | 0 | 0 | 0 | 0 | 0 | 0 | 7.8094 | 7.8094 | 7.8094
[20 empty] | 3600 | 2020-05-30 23:00 | 3600 | 5 | 30 | 24 | 0 | 0 | 7.8094 | 8749.11 | 0 | 0 | 0 | 0 | 0 | 0 | 0 | 7.8094 | 8749.11 | 0 | 0 | 0 | 0 | 0 | 0 | 0 | 7.8094 | 8749.11 | 0 | 0 | 0 | 0 | 0 | 0 | 0 | 7.8094 | 7.8094 | 7.8094
[20 empty] | 3601 | 2020-05-31 | 3601 | 5 | 31 | 1 | 0 | 0 | 24.0865 | 8675.79 | 11.7087 | 39.9501 | 0 | 0 | 0 | 86314.1 | 0 | 24.0865 | 8675.79 | 11.7086 | 39.9497 | 0 | 0 | 0 | 86313.7 | 0 | 24.0865 | 8675.79 | 11.7086 | 39.9497 | 0 | 0 | 0 | 86313.6 | 0 | 24.0865 | 24.0865 | 24.0865
[20 empty] | 3602 | 2020-05-31 01:00 | 3602 | 5 | 31 | 2 | 0 | 0 | 7.8094 | 8675.79 | 0 | 0 | 0 | 0 | 0 | 0 | 0 | 7.8094 | 8675.79 | 0 | 0 | 0 | 0 | 0 | 0 | 0 | 7.8094 | 8675.79 | 0 | 0 | 0 | 0 | 0 | 0 | 0 | 7.8094 | 7.8094 | 7.8094
[20 empty] | 3603 | 2020-05-31 02:00 | 3603 | 5 | 31 | 3 | 0 | 0 | 7.8094 | 8602.46 | 0 | 0 | 0 | 0 | 0 | 0 | 0 | 7.8094 | 8602.46 | 0 | 0 | 0 | 0 | 0 | 0 | 0 | 7.8094 | 8602.46 | 0 | 0 | 0 | 0 | 0 | 0 | 0 | 7.8094 | 7.8094 | 7.8094
[20 empty] | 3604 | 2020-05-31 03:00 | 3604 | 5 | 31 | 4 | 0 | 0 | 7.8094 | 8675.79 | 0 | 0 | 0 | 0 | 0 | 0 | 0 | 7.8094 | 8675.79 | 0 | 0 | 0 | 0 | 0 | 0 | 0 | 7.8094 | 8675.79 | 0 | 0 | 0 | 0 | 0 | 0 | 0 | 7.8094 | 7.8094 | 7.8094
[20 empty] | 3605 | 2020-05-31 04:00 | 3605 | 5 | 31 | 5 | 0 | 0 | 7.8094 | 8675.79 | 0 | 0 | 0 | 0 | 0 | 0 | 0 | 7.8094 | 8675.79 | 0 | 0 | 0 | 0 | 0 | 0 | 0 | 7.8094 | 8675.79 | 0 | 0 | 0 | 0 | 0 | 0 | 0 | 7.8094 | 7.8094 | 7.8094
[20 empty] | 3606 | 2020-05-31 05:00 | 3606 | 5 | 31 | 6 | 17530.568 | 17.5306 | 24.3278 | 8529.14 | 11.9559 | 40.7935 | 0 | 0 | 0 | 86018.8 | 0 | 24.3263 | 8529.14 | 11.9558 | 40.7932 | 0 | 0 | 0 | 86018.3 | 0 | 24.3256 | 8529.14 | 11.9558 | 40.7932 | 0 | 0 | 0 | 86018.2 | 0 | 6.7972 | 6.7957 | 6.795
[20 empty] | 3607 | 2020-05-31 06:00 | 3607 | 5 | 31 | 7 | 61253.141 | 61.2531 | 7.8001 | 8382.48 | 0 | 0 | 0 | 0 | 0 | 0 | 0 | 7.7995 | 8382.48 | 0 | 0 | 0 | 0 | 0 | 0 | 0 | 7.7993 | 8382.48 | 0 | 0 | 0 | 0 | 0 | 0 | 0 | -53.453 | -53.4537 | -53.4538
[20 empty] | 3608 | 2020-05-31 07:00 | 3608 | 5 | 31 | 8 | 110764 | 110.764 | 7.7993 | 8382.48 | 0 | 0 | 0 | 0 | 0 | 0 | 0 | 18.5006 | 8382.48 | 8.8973 | 30.3576 | 0 | 0 | 0 | 66343.7 | 0 | 19.1339 | 8382.48 | 9.4245 | 32.1564 | 0 | 0 | 0 | 62623.8 | 0 | -102.9647 | -92.2634 | -91.6301
[20 empty] | 3609 | 2020-05-31 08:00 | 3609 | 5 | 31 | 9 | 132797.307 | 132.7973 | 18.0793 | 8089.18 | 8.5846 | 29.2908 | 0 | 0 | 0 | 58089.5 | 0 | 20.4688 | 8089.18 | 9.532 | 32.5231 | 0 | 0 | 0 | 68187.7 | -114.123 | 21.3282 | 8089.18 | 10.1962 | 34.7894 | 0 | 0 | 0 | 63744.9 | -66.9335 | -114.718 | -112.3285 | -111.4691
[20 empty] | 3610 | 2020-05-31 09:00 | 3610 | 5 | 31 | 10 | 176866.55 | 176.8665 | 19.6794 | 7869.21 | 8.8857 | 30.318 | 0 | 0 | 0 | 57323 | -26.6398 | 20.9972 | 7869.21 | 10.0217 | 34.194 | 0 | 0 | 0 | 102553 | -139.292 | 27.9304 | 7869.21 | 15.8539 | 54.0935 | 0 | 0 | 0 | 64653.2 | -99.0708 | -157.1871 | -155.8693 | -148.9361
[20 empty] | 3611 | 2020-05-31 10:00 | 3611 | 5 | 31 | 11 | 218929.702 | 218.9297 | 19.6213 | 7869.21 | 8.8406 | 30.1641 | 0 | 0 | 0 | 57004.3 | -6.8052 | 20.9263 | 7869.21 | 9.9692 | 34.0148 | 0 | 0 | 0 | 140262 | -86.4197 | 34.7494 | 7869.21 | 21.6766 | 73.9606 | 0 | 0 | 0 | 64309.8 | -38.3334 | -199.3084 | -198.0034 | -184.1803
[20 empty] | 3612 | 2020-05-31 11:00 | 3612 | 5 | 31 | 12 | 230988.346 | 230.9883 | 36.8025 | 8089.18 | 21.4749 | 73.2724 | 0 | 0 | 0 | 143946 | -20.1355 | 38.0384 | 8089.18 | 22.5466 | 76.929 | 0 | 0 | 0 | 188893 | -59.1453 | 44.7644 | 8089.18 | 28.1879 | 96.1771 | 0 | 0 | 0 | 151133 | -33.9263 | -194.1858 | -192.9499 | -186.2239
[20 empty] | 3613 | 2020-05-31 12:00 | 3613 | 5 | 31 | 13 | 218391.983 | 218.392 | 19.3036 | 8162.51 | 8.5495 | 29.1707 | 0 | 0 | 0 | 57851.7 | -35.2749 | 20.4778 | 8162.51 | 9.5702 | 32.6537 | 0 | 0 | 0 | 183973 | -101.519 | 41.1381 | 8162.51 | 27.0711 | 92.3666 | 0 | 0 | 0 | 64784.4 | -54.0431 | -199.0884 | -197.9142 | -177.2539
[20 empty] | 3614 | 2020-05-31 13:00 | 3614 | 5 | 31 | 14 | 207441.646 | 207.4416 | 19.2112 | 8235.83 | 8.457 | 28.8552 | 0 | 0 | 0 | 57911.3 | -53.4535 | 32.0125 | 8235.83 | 19.3499 | 66.0219 | 0 | 0 | 0 | 181912 | -395.018 | 40.5749 | 8235.83 | 26.524 | 90.4999 | 0 | 0 | 0 | 133188 | -77.5457 | -188.2304 | -175.4291 | -166.8667
[20 empty] | 3615 | 2020-05-31 14:00 | 3615 | 5 | 31 | 15 | 198720.098 | 198.7201 | 13.4314 | 8309.16 | 4.7774 | 16.3007 | 0 | 0 | 0 | 33401.4 | 0 | 32.9104 | 8309.16 | 20.1204 | 68.6508 | 0 | 0 | 0 | 232750 | -306.248 | 48.7968 | 8309.16 | 33.4876 | 114.2597 | 0 | 0 | 0 | 139895 | -81.8117 | -185.2887 | -165.8097 | -149.9233
[20 empty] | 3616 | 2020-05-31 15:00 | 3616 | 5 | 31 | 16 | 159586.899 | 159.5869 | 24.8598 | 8382.48 | 13.227 | 45.1305 | 0 | 0 | 0 | 93106.9 | -2.3942 | 45.5508 | 8382.48 | 30.6939 | 104.7276 | 0 | 0 | 0 | 239237 | -261.935 | 49.6842 | 8382.48 | 34.0583 | 116.2069 | 0 | 0 | 0 | 216033 | -113.795 | -134.7271 | -114.0361 | -109.9027
[20 empty] | 3617 | 2020-05-31 16:00 | 3617 | 5 | 31 | 17 | 112609.308 | 112.6093 | 31.6091 | 8455.81 | 17.0066 | 58.0265 | 0 | 0 | 0 | 121024 | -11.6572 | 62.6981 | 8455.81 | 43.0367 | 146.8412 | 0 | 0 | 0 | 336680 | -204.784 | 67.9987 | 8455.81 | 47.3543 | 161.5729 | 0 | 0 | 0 | 306005 | -153.224 | -81.0002 | -49.9112 | -44.6106
[20 empty] | 3618 | 2020-05-31 17:00 | 3618 | 5 | 31 | 18 | 41493.818 | 41.4938 | 20.3562 | 8675.79 | 9.4384 | 32.2039 | 0 | 0 | 0 | 69681.3 | -7.3234 | 45.3084 | 8675.79 | 30.1485 | 102.8667 | 0 | 0 | 0 | 253096 | -113.411 | 50.5324 | 8675.79 | 34.3732 | 117.2814 | 0 | 0 | 0 | 221986 | -83.4208 | -21.1376 | 3.8146 | 9.0386
[20 empty] | 3619 | 2020-05-31 18:00 | 3619 | 5 | 31 | 19 | 12215.313 | 12.2153 | 18.2697 | 8895.77 | 8.6867 | 29.6391 | 0 | 0 | 0 | 66286.4 | 0 | 43.0137 | 8895.77 | 28.0631 | 95.7513 | 0 | 0 | 0 | 242030 | -10.004 | 47.546 | 8895.77 | 31.7191 | 108.2256 | 0 | 0 | 0 | 214133 | -3.2298 | 6.0544 | 30.7984 | 35.3307
[20 empty] | 3620 | 2020-05-31 19:00 | 3620 | 5 | 31 | 20 | 0 | 0 | 12.9115 | 8969.09 | 4.2352 | 14.4505 | 0 | 0 | 0 | 32316.1 | 0 | 19.4765 | 8969.09 | 9.6977 | 33.0885 | 0 | 0 | 0 | 194285 | 0 | 38.58 | 8969.09 | 25.4622 | 86.877 | 0 | 0 | 0 | 73998.1 | 0 | 12.9115 | 19.4765 | 38.58
[20 empty] | 3621 | 2020-05-31 20:00 | 3621 | 5 | 31 | 21 | 0 | 0 | 7.8094 | 8969.09 | 0 | 0 | 0 | 0 | 0 | 0 | 0 | 13.5556 | 8969.09 | 4.7751 | 16.2925 | 0 | 0 | 0 | 123324 | 0 | 27.2475 | 8969.09 | 16.162 | 55.1447 | 0 | 0 | 0 | 36435.8 | 0 | 7.8094 | 13.5556 | 27.2475
[20 empty] | 3622 | 2020-05-31 21:00 | 3622 | 5 | 31 | 22 | 0 | 0 | 23.5517 | 9042.42 | 11.1738 | 38.125 | 0 | 0 | 0 | 85283 | 0 | 29.167 | 9042.42 | 15.8422 | 54.0536 | 0 | 0 | 0 | 125078 | 0 | 29.8241 | 9042.42 | 16.3891 | 55.9196 | 0 | 0 | 0 | 120905 | 0 | 23.5517 | 29.167 | 29.8241
[20 empty] | 3623 | 2020-05-31 22:00 | 3623 | 5 | 31 | 23 | 0 | 0 | 7.8094 | 9042.42 | 0 | 0 | 0 | 0 | 0 | 0 | 0 | 7.8094 | 9042.42 | 0 | 0 | 0 | 0 | 0 | 0 | 0 | 7.8094 | 9042.42 | 0 | 0 | 0 | 0 | 0 | 0 | 0 | 7.8094 | 7.8094 | 7.8094
[20 empty] | 3624 | 2020-05-31 23:00 | 3624 | 5 | 31 | 24 | 0 | 0 | 7.3488 | 9115.75 | 0 | 0 | 0 | 0 | 0 | 0 | 0 | 7.3488 | 9115.75 | 0 | 0 | 0 | 0 | 0 | 0 | 0 | 7.3488 | 9115.75 | 0 | 0 | 0 | 0 | 0 | 0 | 0 | 7.3488 | 7.3488 | 7.3488
[20 empty] | 3625 | 2020-06-01 | 3625 | 6 | 1 | 1 | 0 | 0 | 7.3488 | 9115.75 | 0 | 0 | 0 | 0 | 0 | 0 | 0 | 7.3488 | 9115.75 | 0 | 0 | 0 | 0 | 0 | 0 | 0 | 7.3488 | 9115.75 | 0 | 0 | 0 | 0 | 0 | 0 | 0 | 7.3488 | 7.3488 | 7.3488
[20 empty] | 3626 | 2020-06-01 01:00 | 3626 | 6 | 1 | 2 | 0 | 0 | 7.3488 | 9042.42 | 0 | 0 | 0 | 0 | 0 | 0 | 0 | 7.3488 | 9042.42 | 0 | 0 | 0 | 0 | 0 | 0 | 0 | 7.3488 | 9042.42 | 0 | 0 | 0 | 0 | 0 | 0 | 0 | 7.3488 | 7.3488 | 7.3488
[20 empty] | 3627 | 2020-06-01 02:00 | 3627 | 6 | 1 | 3 | 0 | 0 | 23.0965 | 9042.42 | 11.1792 | 38.1434 | 0 | 0 | 0 | 85329.6 | 0 | 23.0964 | 9042.42 | 11.1791 | 38.1431 | 0 | 0 | 0 | 85328.8 | 0 | 23.0964 | 9042.42 | 11.1791 | 38.1431 | 0 | 0 | 0 | 85328.8 | 0 | 23.0965 | 23.0964 | 23.0964
[20 empty] | 3628 | 2020-06-01 03:00 | 3628 | 6 | 1 | 4 | 0 | 0 | 89.7821 | 9042.42 | 61.3168 | 209.2129 | 0 | 0 | 0 | 468669 | 0 | 118.721 | 9042.42 | 84.195 | 287.2733 | 0 | 0 | 0 | 524408 | 0 | 98.4585 | 9042.42 | 68.4809 | 233.6568 | 0 | 0 | 0 | 644268 | 0 | 89.7821 | 118.721 | 98.4585
[20 empty] | 3629 | 2020-06-01 04:00 | 3629 | 6 | 1 | 5 | 0 | 0 | 81.4116 | 9042.42 | 53.6948 | 183.2067 | 0 | 0 | 0 | 410173 | 0 | 106.47 | 9042.42 | 73.5811 | 251.0587 | 0 | 0 | 0 | 453537 | 0 | 88.1274 | 9042.42 | 59.3806 | 202.6066 | 0 | 0 | 0 | 562025 | 0 | 81.4116 | 106.47 | 88.1274
[20 empty] | 3630 | 2020-06-01 05:00 | 3630 | 6 | 1 | 6 | 5164.339 | 5.1643 | 98.8409 | 31404.2 | 66.7343 | 227.6974 | 0 | 0 | 0 | 509778 | 0 | 99.8287 | 31404.2 | 67.6987 | 230.988 | 0 | 0 | 0 | 552375 | 0 | 105.136 | 31404.2 | 72.3202 | 246.7565 | 0 | 0 | 0 | 517054 | 0 | 93.6766 | 94.6644 | 99.9717
[20 empty] | 3631 | 2020-06-01 06:00 | 3631 | 6 | 1 | 7 | 40370.949 | 40.3709 | 216.656 | 81113 | 107.698 | 367.4656 | 0 | 0 | 0 | 850687 | -133.128 | 221.072 | 81113 | 112.239 | 382.9595 | 0 | 0 | 0 | 909654 | -133.126 | 225.925 | 81113 | 116.835 | 398.641 | 0 | 0 | 0 | 876609 | -133.127 | 176.2851 | 180.7011 | 185.5541
[20 empty] | 3632 | 2020-06-01 07:00 | 3632 | 6 | 1 | 8 | 74941.405 | 74.9414 | 262.281 | 81113 | 115.794 | 395.0891 | 0 | 0 | 0 | 954345 | -150.113 | 268.554 | 81113 | 121.902 | 415.9296 | 0 | 0 | 0 | 1027770 | -150.115 | 274.744 | 81113 | 127.182 | 433.945 | 0 | 0 | 0 | 983689 | -150.115 | 187.3396 | 193.6126 | 199.8026
[20 empty] | 3633 | 2020-06-01 08:00 | 3633 | 6 | 1 | 9 | 80614.911 | 80.6149 | 288.089 | 55962.4 | 133.604 | 455.8568 | 0 | 0 | 0 | 1141240 | -48.3461 | 295.53 | 55962.4 | 140.375 | 478.9595 | 0 | 0 | 0 | 1225860 | -48.3485 | 303.102 | 55962.4 | 146.743 | 500.6871 | 0 | 0 | 0 | 1178460 | -48.3473 | 207.4741 | 214.9151 | 222.4871
[20 empty] | 3634 | 2020-06-01 09:00 | 3634 | 6 | 1 | 10 | 88268.797 | 88.2688 | 294.092 | 55889 | 137.478 | 469.0749 | 0 | 0 | 0 | 1170410 | -55.4088 | 302.457 | 55889 | 144.903 | 494.409 | 0 | 0 | 0 | 1264370 | -55.411 | 310.595 | 55889 | 151.612 | 517.3001 | 0 | 0 | 0 | 1213320 | -55.4013 | 205.8232 | 214.1882 | 222.3262
[20 empty] | 3635 | 2020-06-01 10:00 | 3635 | 6 | 1 | 11 | 96495.977 | 96.496 | 275.033 | 126659 | 138.69 | 473.2103 | 0 | 0 | 0 | 1156790 | -2.1479 | 283.517 | 126659 | 146.219 | 498.8992 | 0 | 0 | 0 | 1251750 | -2.1473 | 291.923 | 126659 | 153.103 | 522.3874 | 0 | 0 | 0 | 1200290 | -2.1464 | 178.537 | 187.021 | 195.427
[20 empty] | 3636 | 2020-06-01 11:00 | 3636 | 6 | 1 | 12 | 111196.492 | 111.1965 | 310.797 | 126659 | 147.746 | 504.1094 | 0 | 0 | 0 | 1281610 | -20.3625 | 320.273 | 126659 | 156.115 | 532.6644 | 0 | 0 | 0 | 1381190 | -20.3625 | 329.415 | 126659 | 163.666 | 558.4284 | 0 | 0 | 0 | 1328600 | -20.3621 | 199.6005 | 209.0765 | 218.2185
[20 empty] | 3637 | 2020-06-01 12:00 | 3637 | 6 | 1 | 13 | 205911.787 | 205.9118 | 262.127 | 87330.1 | 149.734 | 510.8924 | 0 | 0 | 0 | 1288530 | 0 | 271.839 | 87330.1 | 158.158 | 539.6351 | 0 | 0 | 0 | 1392930 | 0 | 281.13 | 87330.1 | 165.873 | 565.9587 | 0 | 0 | 0 | 1337850 | 0 | 56.2152 | 65.9272 | 75.2182
[20 empty] | 3638 | 2020-06-01 13:00 | 3638 | 6 | 1 | 14 | 261791.073 | 261.7911 | 256.338 | 55595.6 | 148.834 | 507.8216 | 0 | 0 | 0 | 1260210 | -4.5094 | 266.614 | 55595.6 | 157.668 | 537.9632 | 0 | 0 | 0 | 1373700 | -4.5098 | 276.376 | 55595.6 | 165.619 | 565.092 | 0 | 0 | 0 | 1314700 | -4.5087 | -5.4531 | 4.8229 | 14.5849
[20 empty] | 3639 | 2020-06-01 14:00 | 3639 | 6 | 1 | 15 | 225756.923 | 225.7569 | 218.65 | 55815.7 | 131.099 | 447.3098 | 0 | 0 | 0 | 1062450 | 0 | 227.305 | 55815.7 | 138.387 | 472.1764 | 0 | 0 | 0 | 1159660 | 0 | 235.7 | 55815.7 | 145.091 | 495.0505 | 0 | 0 | 0 | 1108020 | 0 | -7.1069 | 1.5481 | 9.9431
[20 empty] | 3640 | 2020-06-01 15:00 | 3640 | 6 | 1 | 16 | 133017.108 | 133.0171 | 209.779 | 31037.5 | 125.772 | 429.1341 | 0 | 0 | 0 | 1017030 | 0 | 218.385 | 31037.5 | 132.908 | 453.4821 | 0 | 0 | 0 | 1113190 | 0 | 226.018 | 31037.5 | 139.111 | 474.6467 | 0 | 0 | 0 | 1061570 | 0 | 76.7619 | 85.3679 | 93.0009
[20 empty] | 3641 | 2020-06-01 16:00 | 3641 | 6 | 1 | 17 | 22292.105 | 22.2921 | 14.6733 | 31037.5 | 0 | 0 | 0 | 0 | 0 | 0 | 0 | 14.6733 | 31037.5 | 0 | 0 | 0 | 0 | 0 | 0 | 0 | 14.6733 | 31037.5 | 0 | 0 | 0 | 0 | 0 | 0 | 0 | -7.6188 | -7.6188 | -7.6188
[20 empty] | 3642 | 2020-06-01 17:00 | 3642 | 6 | 1 | 18 | 6943.739 | 6.9437 | 13.7561 | 30744.1 | 0 | 0 | 0 | 0 | 0 | 0 | 0 | 13.7561 | 30744.1 | 0 | 0 | 0 | 0 | 0 | 0 | 0 | 13.7561 | 30744.1 | 0 | 0 | 0 | 0 | 0 | 0 | 0 | 6.8124 | 6.8124 | 6.8124
[20 empty] | 3643 | 2020-06-01 18:00 | 3643 | 6 | 1 | 19 | 6672.821 | 6.6728 | 10.3718 | 30597.4 | 0 | 0 | 0 | 0 | 0 | 0 | 0 | 10.3718 | 30597.4 | 0 | 0 | 0 | 0 | 0 | 0 | 0 | 10.3718 | 30597.4 | 0 | 0 | 0 | 0 | 0 | 0 | 0 | 3.699 | 3.699 | 3.699
[20 empty] | 3644 | 2020-06-01 19:00 | 3644 | 6 | 1 | 20 | 0 | 0 | 25.912 | 8235.83 | 12.4832 | 42.5927 | 0 | 0 | 0 | 87073.6 | 0 | 25.9119 | 8235.83 | 12.4831 | 42.5923 | 0 | 0 | 0 | 87073.1 | 0 | 25.9119 | 8235.83 | 12.4831 | 42.5923 | 0 | 0 | 0 | 87073.4 | 0 | 25.912 | 25.9119 | 25.9119
[20 empty] | 3645 | 2020-06-01 20:00 | 3645 | 6 | 1 | 21 | 0 | 0 | 7.3488 | 8529.14 | 0 | 0 | 0 | 0 | 0 | 0 | 0 | 7.3488 | 8529.14 | 0 | 0 | 0 | 0 | 0 | 0 | 0 | 7.3488 | 8529.14 | 0 | 0 | 0 | 0 | 0 | 0 | 0 | 7.3488 | 7.3488 | 7.3488
[20 empty] | 3646 | 2020-06-01 21:00 | 3646 | 6 | 1 | 22 | 0 | 0 | 7.3488 | 8455.81 | 0 | 0 | 0 | 0 | 0 | 0 | 0 | 7.3488 | 8455.81 | 0 | 0 | 0 | 0 | 0 | 0 | 0 | 7.3488 | 8455.81 | 0 | 0 | 0 | 0 | 0 | 0 | 0 | 7.3488 | 7.3488 | 7.3488
[20 empty] | 3647 | 2020-06-01 22:00 | 3647 | 6 | 1 | 23 | 0 | 0 | 7.3488 | 8455.81 | 0 | 0 | 0 | 0 | 0 | 0 | 0 | 7.3488 | 8455.81 | 0 | 0 | 0 | 0 | 0 | 0 | 0 | 7.3488 | 8455.81 | 0 | 0 | 0 | 0 | 0 | 0 | 0 | 7.3488 | 7.3488 | 7.3488
[20 empty] | 3648 | 2020-06-01 23:00 | 3648 | 6 | 1 | 24 | 0 | 0 | 7.3488 | 7942.53 | 0 | 0 | 0 | 0 | 0 | 0 | 0 | 7.3488 | 7942.53 | 0 | 0 | 0 | 0 | 0 | 0 | 0 | 7.3488 | 7942.53 | 0 | 0 | 0 | 0 | 0 | 0 | 0 | 7.3488 | 7.3488 | 7.3488
[20 empty] | 3649 | 2020-06-02 | 3649 | 6 | 2 | 1 | 0 | 0 | 24.7687 | 8162.51 | 12.8513 | 43.8486 | 0 | 0 | 0 | 86733.3 | 0 | 24.7686 | 8162.51 | 12.8513 | 43.8486 | 0 | 0 | 0 | 86732.7 | 0 | 24.7686 | 8162.51 | 12.8513 | 43.8486 | 0 | 0 | 0 | 86733 | 0 | 24.7687 | 24.7686 | 24.7686
[20 empty] | 3650 | 2020-06-02 01:00 | 3650 | 6 | 2 | 2 | 0 | 0 | 7.3488 | 8162.51 | 0 | 0 | 0 | 0 | 0 | 0 | 0 | 7.3488 | 8162.51 | 0 | 0 | 0 | 0 | 0 | 0 | 0 | 7.3488 | 8162.51 | 0 | 0 | 0 | 0 | 0 | 0 | 0 | 7.3488 | 7.3488 | 7.3488
[20 empty] | 3651 | 2020-06-02 02:00 | 3651 | 6 | 2 | 3 | 0 | 0 | 7.3488 | 8455.81 | 0 | 0 | 0 | 0 | 0 | 0 | 0 | 7.3488 | 8455.81 | 0 | 0 | 0 | 0 | 0 | 0 | 0 | 7.3488 | 8455.81 | 0 | 0 | 0 | 0 | 0 | 0 | 0 | 7.3488 | 7.3488 | 7.3488
[20 empty] | 3652 | 2020-06-02 03:00 | 3652 | 6 | 2 | 4 | 0 | 0 | 70.9347 | 8602.46 | 47.8273 | 163.1867 | 0 | 0 | 0 | 347595 | 0 | 75.845 | 8602.46 | 51.8086 | 176.7709 | 0 | 0 | 0 | 303940 | 0 | 62.4724 | 8602.46 | 41.8207 | 142.6922 | 0 | 0 | 0 | 376537 | 0 | 70.9347 | 75.845 | 62.4724
[20 empty] | 3653 | 2020-06-02 04:00 | 3653 | 6 | 2 | 5 | 0 | 0 | 62.3762 | 8602.46 | 40.5018 | 138.1921 | 0 | 0 | 0 | 294038 | 0 | 66.7843 | 8602.46 | 43.9751 | 150.043 | 0 | 0 | 0 | 350095 | 0 | 72.0187 | 8602.46 | 48.2076 | 164.4843 | 0 | 0 | 0 | 319252 | 0 | 62.3762 | 66.7843 | 72.0187
[20 empty] | 3654 | 2020-06-02 05:00 | 3654 | 6 | 2 | 6 | 19759.423 | 19.7594 | 96.6715 | 31037.5 | 64.9808 | 221.7145 | 0 | 0 | 0 | 477956 | 0 | 101.53 | 31037.5 | 68.8948 | 235.0691 | 0 | 0 | 0 | 539110 | 0 | 107.048 | 31037.5 | 73.2954 | 250.0839 | 0 | 0 | 0 | 506751 | 0 | 76.9121 | 81.7706 | 87.2886
[20 empty] | 3655 | 2020-06-02 06:00 | 3655 | 6 | 2 | 7 | 64557.071 | 64.5571 | 165.724 | 80672.8 | 60.3596 | 205.947 | 0 | 0 | 0 | 438202 | -182.75 | 170.595 | 80672.8 | 64.1563 | 218.9013 | 0 | 0 | 0 | 495206 | -182.753 | 175.879 | 80672.8 | 68.2116 | 232.738 | 0 | 0 | 0 | 465765 | -182.751 | 101.1669 | 106.0379 | 111.3219
[20 empty] | 3656 | 2020-06-02 07:00 | 3656 | 6 | 2 | 8 | 141346.287 | 141.3463 | 216.595 | 80672.8 | 70.3648 | 240.0847 | 0 | 0 | 0 | 511069 | -46.0113 | 222.374 | 80672.8 | 74.7998 | 255.2169 | 0 | 0 | 0 | 578622 | -46.0118 | 229.022 | 80672.8 | 79.7016 | 271.9419 | 0 | 0 | 0 | 543036 | -46.0113 | 75.2487 | 81.0277 | 87.6757
[20 empty] | 3657 | 2020-06-02 08:00 | 3657 | 6 | 2 | 9 | 197944.141 | 197.9441 | 242.656 | 55595.6 | 88.2918 | 301.2516 | 0 | 0 | 0 | 624758 | -6.4032 | 250.203 | 55595.6 | 94.1973 | 321.4012 | 0 | 0 | 0 | 708722 | -6.4035 | 258.25 | 55595.6 | 100.248 | 342.0462 | 0 | 0 | 0 | 665421 | -6.4029 | 44.7119 | 52.2589 | 60.3059
[20 empty] | 3658 | 2020-06-02 09:00 | 3658 | 6 | 2 | 10 | 239591.113 | 239.5911 | 245.496 | 55595.6 | 88.9134 | 303.3725 | 0 | 0 | 0 | 629563 | -162.059 | 253.146 | 55595.6 | 94.898 | 323.792 | 0 | 0 | 0 | 714447 | -162.054 | 261.301 | 55595.6 | 100.978 | 344.5369 | 0 | 0 | 0 | 670917 | -162.034 | 5.9049 | 13.5549 | 21.7099
[20 empty] | 3659 | 2020-06-02 10:00 | 3659 | 6 | 2 | 11 | 267516.297 | 267.5163 | 219.374 | 126659 | 84.6351 | 288.775 | 0 | 0 | 0 | 598962 | 0 | 226.69 | 126659 | 90.4571 | 308.6396 | 0 | 0 | 0 | 681972 | 0 | 234.579 | 126659 | 96.4503 | 329.0884 | 0 | 0 | 0 | 638950 | 0 | -48.1423 | -40.8263 | -32.9373
[20 empty] | 3660 | 2020-06-02 11:00 | 3660 | 6 | 2 | 12 | 180161.119 | 180.1611 | 257.892 | 126659 | 95.7055 | 326.5472 | 0 | 0 | 0 | 673297 | 0 | 265.827 | 126659 | 102.074 | 348.2765 | 0 | 0 | 0 | 760451 | 0 | 274.03 | 126659 | 108.326 | 369.6083 | 0 | 0 | 0 | 715444 | 0 | 77.7309 | 85.6659 | 93.8689
[20 empty] | 3661 | 2020-06-02 12:00 | 3661 | 6 | 2 | 13 | 282906.969 | 282.907 | 210.061 | 86905.5 | 97.703 | 333.3626 | 0 | 0 | 0 | 681838 | 0 | 218.501 | 86905.5 | 104.393 | 356.1889 | 0 | 0 | 0 | 772614 | 0 | 227.026 | 86905.5 | 110.893 | 378.3669 | 0 | 0 | 0 | 725945 | 0 | -72.846 | -64.406 | -55.881
[20 empty] | 3662 | 2020-06-02 13:00 | 3662 | 6 | 2 | 14 | 265399.04 | 265.399 | 200.911 | 55448.9 | 94.911 | 323.8363 | 0 | 0 | 0 | 663416 | 0 | 209.868 | 55448.9 | 101.858 | 347.5395 | 0 | 0 | 0 | 757759 | 0 | 218.725 | 55448.9 | 108.577 | 370.4647 | 0 | 0 | 0 | 709538 | 0 | -64.488 | -55.531 | -46.674
[20 empty] | 3663 | 2020-06-02 14:00 | 3663 | 6 | 2 | 15 | 230265.904 | 230.2659 | 163.607 | 55668.9 | 76.5747 | 261.2729 | 0 | 0 | 0 | 544789 | 0 | 171.75 | 55668.9 | 82.5544 | 281.6756 | 0 | 0 | 0 | 629871 | 0 | 180.047 | 55668.9 | 88.5618 | 302.1729 | 0 | 0 | 0 | 586488 | 0 | -66.6589 | -58.5159 | -50.2189
[20 empty] | 3664 | 2020-06-02 15:00 | 3664 | 6 | 2 | 16 | 58136.504 | 58.1365 | 160.952 | 30817.4 | 76.1831 | 259.9367 | 0 | 0 | 0 | 541687 | 0 | 170.007 | 30817.4 | 82.438 | 281.2785 | 0 | 0 | 0 | 632550 | 0 | 178.887 | 30817.4 | 88.9567 | 303.5203 | 0 | 0 | 0 | 584650 | 0 | 102.8155 | 111.8705 | 120.7505
[20 empty] | 3665 | 2020-06-02 16:00 | 3665 | 6 | 2 | 17 | 4727.438 | 4.7274 | 14.6733 | 30817.4 | 0 | 0 | 0 | 0 | 0 | 0 | 0 | 14.6733 | 30817.4 | 0 | 0 | 0 | 0 | 0 | 0 | 0 | 14.6733 | 30817.4 | 0 | 0 | 0 | 0 | 0 | 0 | 0 | 9.9459 | 9.9459 | 9.9459
[20 empty] | 3666 | 2020-06-02 17:00 | 3666 | 6 | 2 | 18 | 35021.643 | 35.0216 | 13.7561 | 31037.5 | 0 | 0 | 0 | 0 | 0 | 0 | 0 | 13.7561 | 31037.5 | 0 | 0 | 0 | 0 | 0 | 36884.6 | -62.1831 | 21.1279 | 31037.5 | 5.0163 | 17.1155 | 0 | 0 | 0 | 0 | 0 | -21.2655 | -21.2655 | -13.8937
[20 empty] | 3667 | 2020-06-02 18:00 | 3667 | 6 | 2 | 19 | 2140.278 | 2.1403 | 10.3718 | 31257.5 | 0 | 0 | 0 | 0 | 0 | 0 | 0 | 10.3718 | 31257.5 | 0 | 0 | 0 | 0 | 0 | 36181.2 | -26.2266 | 17.4622 | 31257.5 | 4.7349 | 16.1555 | 0 | 0 | 0 | 0 | 0 | 8.2315 | 8.2315 | 15.3219
[20 empty] | 3668 | 2020-06-02 19:00 | 3668 | 6 | 2 | 20 | 0 | 0 | 8.8603 | 8895.77 | 0 | 0 | 0 | 0 | 0 | 0 | 0 | 8.8603 | 8895.77 | 0 | 0 | 0 | 0 | 0 | 0 | 0 | 8.8603 | 8895.77 | 0 | 0 | 0 | 0 | 0 | 0 | 0 | 8.8603 | 8.8603 | 8.8603
[20 empty] | 3669 | 2020-06-02 20:00 | 3669 | 6 | 2 | 21 | 0 | 0 | 23.4391 | 9189.07 | 11.5218 | 39.3124 | 0 | 0 | 0 | 88042.5 | 0 | 23.4391 | 9189.07 | 11.5218 | 39.3124 | 0 | 0 | 0 | 88042.4 | 0 | 23.4391 | 9189.07 | 11.5218 | 39.3124 | 0 | 0 | 0 | 88042.4 | 0 | 23.4391 | 23.4391 | 23.4391
[20 empty] | 3670 | 2020-06-02 21:00 | 3670 | 6 | 2 | 22 | 0 | 0 | 7.3488 | 9262.4 | 0 | 0 | 0 | 0 | 0 | 0 | 0 | 7.3488 | 9262.4 | 0 | 0 | 0 | 0 | 0 | 0 | 0 | 7.3488 | 9262.4 | 0 | 0 | 0 | 0 | 0 | 0 | 0 | 7.3488 | 7.3488 | 7.3488
[20 empty] | 3671 | 2020-06-02 22:00 | 3671 | 6 | 2 | 23 | 0 | 0 | 7.3488 | 9262.4 | 0 | 0 | 0 | 0 | 0 | 0 | 0 | 7.3488 | 9262.4 | 0 | 0 | 0 | 0 | 0 | 0 | 0 | 7.3488 | 9262.4 | 0 | 0 | 0 | 0 | 0 | 0 | 0 | 7.3488 | 7.3488 | 7.3488
[20 empty] | 3672 | 2020-06-02 23:00 | 3672 | 6 | 2 | 24 | 0 | 0 | 7.3488 | 9409.05 | 0 | 0 | 0 | 0 | 0 | 0 | 0 | 7.3488 | 9409.05 | 0 | 0 | 0 | 0 | 0 | 0 | 0 | 7.3488 | 9409.05 | 0 | 0 | 0 | 0 | 0 | 0 | 0 | 7.3488 | 7.3488 | 7.3488
[20 empty] | 3673 | 2020-06-03 | 3673 | 6 | 3 | 1 | 0 | 0 | 23.3827 | 9482.38 | 11.4654 | 39.1199 | 0 | 0 | 0 | 87611.6 | 0 | 23.3827 | 9482.38 | 11.4654 | 39.1199 | 0 | 0 | 0 | 87611.5 | 0 | 23.3827 | 9482.38 | 11.4654 | 39.1199 | 0 | 0 | 0 | 87611.5 | 0 | 23.3827 | 23.3827 | 23.3827
[20 empty] | 3674 | 2020-06-03 01:00 | 3674 | 6 | 3 | 2 | 0 | 0 | 7.3488 | 9482.38 | 0 | 0 | 0 | 0 | 0 | 0 | 0 | 7.3488 | 9482.38 | 0 | 0 | 0 | 0 | 0 | 0 | 0 | 7.3488 | 9482.38 | 0 | 0 | 0 | 0 | 0 | 0 | 0 | 7.3488 | 7.3488 | 7.3488
[20 empty] | 3675 | 2020-06-03 02:00 | 3675 | 6 | 3 | 3 | 0 | 0 | 7.3488 | 9629.03 | 0 | 0 | 0 | 0 | 0 | 0 | 0 | 7.3488 | 9629.03 | 0 | 0 | 0 | 0 | 0 | 0 | 0 | 7.3488 | 9629.03 | 0 | 0 | 0 | 0 | 0 | 0 | 0 | 7.3488 | 7.3488 | 7.3488
[20 empty] | 3676 | 2020-06-03 03:00 | 3676 | 6 | 3 | 4 | 0 | 0 | 7.3488 | 9702.36 | 0 | 0 | 0 | 0 | 0 | 0 | 0 | 7.3488 | 9702.36 | 0 | 0 | 0 | 0 | 0 | 105682 | 0 | 25.6919 | 9702.36 | 13.8302 | 47.1886 | 0 | 0 | 0 | 0 | 0 | 7.3488 | 7.3488 | 25.6919
[20 empty] | 3677 | 2020-06-03 04:00 | 3677 | 6 | 3 | 5 | 0 | 0 | 8.8603 | 9702.36 | 0 | 0 | 0 | 0 | 0 | 0 | 0 | 25.4408 | 9702.36 | 12.4678 | 42.5401 | 0 | 0 | 0 | 88899 | 0 | 24.2042 | 9702.36 | 11.6339 | 39.6949 | 0 | 0 | 0 | 95271.8 | 0 | 8.8603 | 25.4408 | 24.2042
[20 empty] | 3678 | 2020-06-03 05:00 | 3678 | 6 | 3 | 6 | 0 | 0 | 93.9004 | 31990.9 | 62.6942 | 213.9126 | 0 | 0 | 0 | 479072 | 0 | 97.9247 | 31990.9 | 65.954 | 225.035 | 0 | 0 | 0 | 527106 | 0 | 101.472 | 31990.9 | 68.9803 | 235.3608 | 0 | 0 | 0 | 503981 | 0 | 93.9004 | 97.9247 | 101.472
[20 empty] | 3679 | 2020-06-03 06:00 | 3679 | 6 | 3 | 7 | 58508.699 | 58.5087 | 128.711 | 81479.9 | 25.5667 | 87.2336 | 0 | 0 | 0 | 195366 | -105.387 | 131.705 | 81479.9 | 27.4036 | 93.5011 | 0 | 0 | 0 | 220846 | -105.388 | 134.005 | 81479.9 | 28.9013 | 98.6112 | 0 | 0 | 0 | 209402 | -105.387 | 70.2023 | 73.1963 | 75.4963
[20 empty] | 3680 | 2020-06-03 07:00 | 3680 | 6 | 3 | 8 | 83219.039 | 83.219 | 171.51 | 81479.9 | 29.2908 | 99.9402 | 0 | 0 | 0 | 223823 | -16.4317 | 175.243 | 81479.9 | 31.4913 | 107.4483 | 0 | 0 | 0 | 255350 | -16.4315 | 178.432 | 81479.9 | 33.4166 | 114.0174 | 0 | 0 | 0 | 240638 | -16.4316 | 88.291 | 92.024 | 95.213
[20 empty] | 3681 | 2020-06-03 08:00 | 3681 | 6 | 3 | 9 | 196102.989 | 196.103 | 196.689 | 56329.2 | 46.0027 | 156.9612 | 0 | 0 | 0 | 351525 | -1.3096 | 201.847 | 56329.2 | 49.3633 | 168.4276 | 0 | 0 | 0 | 400083 | -1.0393 | 206.393 | 56329.2 | 52.3573 | 178.6431 | 0 | 0 | 0 | 377205 | -1.2507 | 0.58601 | 5.744 | 10.29
[20 empty] | 3682 | 2020-06-03 09:00 | 3682 | 6 | 3 | 10 | 237617.611 | 237.6176 | 208.676 | 56109.1 | 55.718 | 190.1098 | 0 | 0 | 0 | 425763 | -167.764 | 214.631 | 56109.1 | 59.8706 | 204.2785 | 0 | 0 | 0 | 486300 | -167.746 | 220.145 | 56109.1 | 63.6401 | 217.14 | 0 | 0 | 0 | 457495 | -167.742 | -28.9416 | -22.9866 | -17.4726
[20 empty] | 3683 | 2020-06-03 10:00 | 3683 | 6 | 3 | 11 | 266482.047 | 266.482 | 182.658 | 126659 | 51.7682 | 176.6331 | 0 | 0 | 0 | 395582 | 0 | 188.24 | 126659 | 55.7251 | 190.134 | 0 | 0 | 0 | 453484 | 0 | 193.357 | 126659 | 59.3456 | 202.4872 | 0 | 0 | 0 | 425818 | 0 | -83.824 | -78.242 | -73.125
[20 empty] | 3684 | 2020-06-03 11:00 | 3684 | 6 | 3 | 12 | 278426.854 | 278.4269 | 232.966 | 126659 | 74.0796 | 252.7596 | 0 | 0 | 0 | 537807 | 0 | 239.987 | 126659 | 79.3264 | 270.6617 | 0 | 0 | 0 | 610984 | 0 | 246.452 | 126659 | 84.1593 | 287.1515 | 0 | 0 | 0 | 575898 | 0 | -45.4609 | -38.4399 | -31.9749
[20 empty] | 3685 | 2020-06-03 12:00 | 3685 | 6 | 3 | 13 | 170687.652 | 170.6877 | 189.479 | 87886 | 80.387 | 274.2804 | 0 | 0 | 0 | 570193 | 0 | 197.373 | 87886 | 86.2969 | 294.445 | 0 | 0 | 0 | 650913 | 0 | 204.559 | 87886 | 91.6915 | 312.8514 | 0 | 0 | 0 | 612065 | 0 | 18.7913 | 26.6853 | 33.8713
[20 empty] | 3686 | 2020-06-03 13:00 | 3686 | 6 | 3 | 14 | 195359.796 | 195.3598 | 179.748 | 55668.9 | 77.4503 | 264.2604 | 0 | 0 | 0 | 549518 | 0 | 188.074 | 55668.9 | 83.5657 | 285.1262 | 0 | 0 | 0 | 633456 | 0 | 195.63 | 55668.9 | 89.191 | 304.3197 | 0 | 0 | 0 | 592907 | 0 | -15.6118 | -7.2858 | 0.2702
[20 empty] | 3687 | 2020-06-03 14:00 | 3687 | 6 | 3 | 15 | 228406.221 | 228.4062 | 160.857 | 55595.6 | 76.5457 | 261.1739 | 0 | 0 | 0 | 535606 | 0 | 170.006 | 55595.6 | 83.3483 | 284.3844 | 0 | 0 | 0 | 627467 | 0 | 178.332 | 55595.6 | 89.5198 | 305.4416 | 0 | 0 | 0 | 583269 | 0 | -67.5492 | -58.4002 | -50.0742
[20 empty] | 3688 | 2020-06-03 15:00 | 3688 | 6 | 3 | 16 | 183724.208 | 183.7242 | 158.433 | 30744.1 | 75.3749 | 257.1792 | 0 | 0 | 0 | 526797 | 0 | 168.397 | 30744.1 | 82.6842 | 282.1185 | 0 | 0 | 0 | 627311 | 0 | 177.519 | 30744.1 | 89.5382 | 305.5043 | 0 | 0 | 0 | 577882 | 0 | -25.2912 | -15.3272 | -6.2052
[20 empty] | 3689 | 2020-06-03 16:00 | 3689 | 6 | 3 | 17 | 109385.042 | 109.385 | 14.6733 | 30744.1 | 0 | 0 | 0 | 0 | 0 | 0 | 0 | 14.6733 | 30744.1 | 0 | 0 | 0 | 0 | 0 | 0 | 0 | 14.6733 | 30744.1 | 0 | 0 | 0 | 0 | 0 | 0 | 0 | -94.7117 | -94.7117 | -94.7117
[20 empty] | 3690 | 2020-06-03 17:00 | 3690 | 6 | 3 | 18 | 62726.415 | 62.7264 | 13.7561 | 30817.4 | 0 | 0 | 0 | 0 | 0 | 0 | 0 | 13.7561 | 30817.4 | 0 | 0 | 0 | 0 | 0 | 36574.5 | -60.2433 | 21.2791 | 30817.4 | 5.1674 | 17.6313 | 0 | 0 | 0 | 0 | 0 | -48.9703 | -48.9703 | -41.4473
[20 empty] | 3691 | 2020-06-03 18:00 | 3691 | 6 | 3 | 19 | 11996.033 | 11.996 | 10.3718 | 31037.5 | 0 | 0 | 0 | 0 | 0 | 0 | 0 | 10.3718 | 31037.5 | 0 | 0 | 0 | 0 | 0 | 35966.3 | -34.722 | 17.6187 | 31037.5 | 4.8914 | 16.6894 | 0 | 0 | 0 | 0 | 0 | -1.6242 | -1.6242 | 5.6227
[20 empty] | 3692 | 2020-06-03 19:00 | 3692 | 6 | 3 | 20 | 0 | 0 | 8.8603 | 8675.79 | 0 | 0 | 0 | 0 | 0 | 0 | 0 | 8.8603 | 8675.79 | 0 | 0 | 0 | 0 | 0 | 0 | 0 | 8.8603 | 8675.79 | 0 | 0 | 0 | 0 | 0 | 0 | 0 | 8.8603 | 8.8603 | 8.8603
[20 empty] | 3693 | 2020-06-03 20:00 | 3693 | 6 | 3 | 21 | 0 | 0 | 7.3488 | 8895.77 | 0 | 0 | 0 | 0 | 0 | 0 | 0 | 7.3488 | 8895.77 | 0 | 0 | 0 | 0 | 0 | 0 | 0 | 7.3488 | 8895.77 | 0 | 0 | 0 | 0 | 0 | 0 | 0 | 7.3488 | 7.3488 | 7.3488
[20 empty] | 3694 | 2020-06-03 21:00 | 3694 | 6 | 3 | 22 | 0 | 0 | 23.5481 | 9042.42 | 11.6307 | 39.6839 | 0 | 0 | 0 | 88875.2 | 0 | 23.5481 | 9042.42 | 11.6307 | 39.6839 | 0 | 0 | 0 | 88875.5 | 0 | 23.5481 | 9042.42 | 11.6308 | 39.6843 | 0 | 0 | 0 | 88875.2 | 0 | 23.5481 | 23.5481 | 23.5481
[20 empty] | 3695 | 2020-06-03 22:00 | 3695 | 6 | 3 | 23 | 0 | 0 | 7.3488 | 9042.42 | 0 | 0 | 0 | 0 | 0 | 0 | 0 | 7.3488 | 9042.42 | 0 | 0 | 0 | 0 | 0 | 0 | 0 | 7.3488 | 9042.42 | 0 | 0 | 0 | 0 | 0 | 0 | 0 | 7.3488 | 7.3488 | 7.3488
[20 empty] | 3696 | 2020-06-03 23:00 | 3696 | 6 | 3 | 24 | 0 | 0 | 7.3488 | 9409.05 | 0 | 0 | 0 | 0 | 0 | 0 | 0 | 7.3488 | 9409.05 | 0 | 0 | 0 | 0 | 0 | 0 | 0 | 7.3488 | 9409.05 | 0 | 0 | 0 | 0 | 0 | 0 | 0 | 7.3488 | 7.3488 | 7.3488
[20 empty] | 3697 | 2020-06-04 | 3697 | 6 | 4 | 1 | 0 | 0 | 7.3488 | 9482.38 | 0 | 0 | 0 | 0 | 0 | 0 | 0 | 7.3488 | 9482.38 | 0 | 0 | 0 | 0 | 0 | 0 | 0 | 7.3488 | 9482.38 | 0 | 0 | 0 | 0 | 0 | 0 | 0 | 7.3488 | 7.3488 | 7.3488
[20 empty] | 3698 | 2020-06-04 01:00 | 3698 | 6 | 4 | 2 | 0 | 0 | 23.49 | 9482.38 | 11.5727 | 39.4861 | 0 | 0 | 0 | 88431.3 | 0 | 23.49 | 9482.38 | 11.5727 | 39.4861 | 0 | 0 | 0 | 88431.8 | 0 | 23.49 | 9482.38 | 11.5727 | 39.4861 | 0 | 0 | 0 | 88431.3 | 0 | 23.49 | 23.49 | 23.49
[20 empty] | 3699 | 2020-06-04 02:00 | 3699 | 6 | 4 | 3 | 0 | 0 | 7.3488 | 9629.03 | 0 | 0 | 0 | 0 | 0 | 0 | 0 | 7.3488 | 9629.03 | 0 | 0 | 0 | 0 | 0 | 0 | 0 | 7.3488 | 9629.03 | 0 | 0 | 0 | 0 | 0 | 0 | 0 | 7.3488 | 7.3488 | 7.3488
[20 empty] | 3700 | 2020-06-04 03:00 | 3700 | 6 | 4 | 4 | 0 | 0 | 7.3488 | 9775.69 | 0 | 0 | 0 | 0 | 0 | 0 | 0 | 7.3488 | 9775.69 | 0 | 0 | 0 | 0 | 0 | 0 | 0 | 7.3488 | 9775.69 | 0 | 0 | 0 | 0 | 0 | 0 | 0 | 7.3488 | 7.3488 | 7.3488
[20 empty] | 3701 | 2020-06-04 04:00 | 3701 | 6 | 4 | 5 | 0 | 0 | 8.8603 | 9775.69 | 0 | 0 | 0 | 0 | 0 | 0 | 0 | 8.8603 | 9775.69 | 0 | 0 | 0 | 0 | 0 | 0 | 0 | 8.8603 | 9775.69 | 0 | 0 | 0 | 0 | 0 | 0 | 0 | 8.8603 | 8.8603 | 8.8603
[20 empty] | 3702 | 2020-06-04 05:00 | 3702 | 6 | 4 | 6 | 20980.376 | 20.9804 | 73.3746 | 31990.9 | 48.1236 | 164.1977 | 0 | 0 | 0 | 367731 | 0 | 79.9015 | 31990.9 | 53.2147 | 181.5686 | 0 | 0 | 0 | 435269 | 0 | 84.4714 | 31990.9 | 56.9619 | 194.354 | 0 | 0 | 0 | 406635 | 0 | 52.3942 | 58.9211 | 63.491
[20 empty] | 3703 | 2020-06-04 06:00 | 3703 | 6 | 4 | 7 | 82069.131 | 82.0691 | 136.815 | 81259.8 | 33.0979 | 112.93 | 0 | 0 | 0 | 252915 | -5.0212 | 140.53 | 81259.8 | 35.6437 | 121.6163 | 0 | 0 | 0 | 287296 | -5.0207 | 143.29 | 81259.8 | 37.5973 | 128.282 | 0 | 0 | 0 | 272367 | -5.0209 | 54.7459 | 58.4609 | 61.2209
[20 empty] | 3704 | 2020-06-04 07:00 | 3704 | 6 | 4 | 8 | 153728.701 | 153.7287 | 173.943 | 81259.8 | 35.6906 | 121.7763 | 0 | 0 | 0 | 272726 | 0 | 177.712 | 81259.8 | 38.313 | 130.724 | 0 | 0 | 0 | 308967 | 0 | 180.609 | 81259.8 | 40.4333 | 137.9584 | 0 | 0 | 0 | 292765 | 0 | 20.2143 | 23.9833 | 26.8803
[20 empty] | 3705 | 2020-06-04 08:00 | 3705 | 6 | 4 | 9 | 210184.7 | 210.1847 | 190.477 | 56255.8 | 45.3462 | 154.7212 | 0 | 0 | 0 | 346508 | 0 | 195.123 | 56255.8 | 48.4464 | 165.2991 | 0 | 0 | 0 | 389847 | 0 | 198.811 | 56255.8 | 51.0178 | 174.0727 | 0 | 0 | 0 | 370198 | 0 | -19.7077 | -15.0617 | -11.3737
[20 empty] | 3706 | 2020-06-04 09:00 | 3706 | 6 | 4 | 10 | 250591.381 | 250.5914 | 208.57 | 55962.4 | 59.597 | 203.345 | 0 | 0 | 0 | 443857 | -37.2559 | 214.518 | 55962.4 | 63.8206 | 217.7559 | 0 | 0 | 0 | 502141 | -37.2461 | 219.531 | 55962.4 | 67.4229 | 230.0469 | 0 | 0 | 0 | 475313 | -37.2617 | -42.0214 | -36.0734 | -31.0604
[20 empty] | 3707 | 2020-06-04 10:00 | 3707 | 6 | 4 | 11 | 244030.674 | 244.0307 | 183.348 | 126659 | 55.7003 | 190.0494 | 0 | 0 | 0 | 414836 | 0 | 189.279 | 126659 | 59.932 | 204.488 | 0 | 0 | 0 | 473529 | 0 | 194.25 | 126659 | 63.5811 | 216.9387 | 0 | 0 | 0 | 446352 | 0 | -60.6827 | -54.7517 | -49.7807
[20 empty] | 3708 | 2020-06-04 11:00 | 3708 | 6 | 4 | 12 | 257043.228 | 257.0432 | 235.933 | 126659 | 79.3779 | 270.8374 | 0 | 0 | 0 | 561827 | 0 | 243.256 | 126659 | 84.9453 | 289.8334 | 0 | 0 | 0 | 635821 | 0 | 249.537 | 126659 | 89.8322 | 306.5075 | 0 | 0 | 0 | 601233 | 0 | -21.1102 | -13.7872 | -7.5062
[20 empty] | 3709 | 2020-06-04 12:00 | 3709 | 6 | 4 | 13 | 283173.592 | 283.1736 | 183.952 | 87608.1 | 77.0045 | 262.7394 | 0 | 0 | 0 | 545028 | 0 | 191.45 | 87608.1 | 82.632 | 281.9404 | 0 | 0 | 0 | 620221 | 0 | 197.989 | 87608.1 | 87.6281 | 298.9871 | 0 | 0 | 0 | 584859 | 0 | -99.2216 | -91.7236 | -85.1846
[20 empty] | 3710 | 2020-06-04 13:00 | 3710 | 6 | 4 | 14 | 241752.75 | 241.7527 | 174.252 | 55668.9 | 74.2678 | 253.4017 | 0 | 0 | 0 | 525658 | 0 | 182.23 | 55668.9 | 80.1535 | 273.4837 | 0 | 0 | 0 | 604631 | 0 | 189.198 | 55668.9 | 85.4254 | 291.4715 | 0 | 0 | 0 | 567317 | 0 | -67.5007 | -59.5228 | -52.5547
[20 empty] | 3711 | 2020-06-04 14:00 | 3711 | 6 | 4 | 15 | 183727.069 | 183.7271 | 150.491 | 55668.9 | 67.8538 | 231.5172 | 0 | 0 | 0 | 480261 | 0 | 158.854 | 55668.9 | 74.3884 | 253.8132 | 0 | 0 | 0 | 567330 | 0 | 166.221 | 55668.9 | 80.1554 | 273.4902 | 0 | 0 | 0 | 526512 | 0 | -33.2361 | -24.8731 | -17.5061
[20 empty] | 3712 | 2020-06-04 15:00 | 3712 | 6 | 4 | 16 | 144847.409 | 144.8474 | 141.892 | 30890.8 | 61.2734 | 209.0648 | 0 | 0 | 0 | 439217 | 0 | 149.735 | 30890.8 | 67.3975 | 229.9603 | 0 | 0 | 0 | 521037 | 0 | 156.699 | 30890.8 | 72.6878 | 248.0108 | 0 | 0 | 0 | 483116 | 0 | -2.9554 | 4.8876 | 11.8516
[20 empty] | 3713 | 2020-06-04 16:00 | 3713 | 6 | 4 | 17 | 94609.611 | 94.6096 | 14.6733 | 30890.8 | 0 | 0 | 0 | 0 | 0 | 0 | 0 | 14.6733 | 30890.8 | 0 | 0 | 0 | 0 | 0 | 0 | 0 | 14.6733 | 30890.8 | 0 | 0 | 0 | 0 | 0 | 0 | 0 | -79.9363 | -79.9363 | -79.9363
[20 empty] | 3714 | 2020-06-04 17:00 | 3714 | 6 | 4 | 18 | 44650.737 | 44.6507 | 13.7561 | 31110.8 | 0 | 0 | 0 | 0 | 0 | 0 | 0 | 13.7561 | 31110.8 | 0 | 0 | 0 | 0 | 0 | 0 | 0 | 13.7561 | 31110.8 | 0 | 0 | 0 | 0 | 0 | 0 | 0 | -30.8946 | -30.8946 | -30.8946
[20 empty] | 3715 | 2020-06-04 18:00 | 3715 | 6 | 4 | 19 | 11834.686 | 11.8347 | 10.3718 | 31184.1 | 0 | 0 | 0 | 0 | 0 | 0 | 0 | 10.3718 | 31184.1 | 0 | 0 | 0 | 0 | 0 | 0 | 0 | 10.3718 | 31184.1 | 0 | 0 | 0 | 0 | 0 | 0 | 0 | -1.4629 | -1.4629 | -1.4629
[20 empty] | 3716 | 2020-06-04 19:00 | 3716 | 6 | 4 | 20 | 0 | 0 | 25.5214 | 8822.44 | 12.0926 | 41.26 | 0 | 0 | 0 | 91189.1 | 0 | 25.5213 | 8822.44 | 12.0925 | 41.2596 | 0 | 0 | 0 | 91189.5 | 0 | 25.5215 | 8822.44 | 12.0926 | 41.26 | 0 | 0 | 0 | 91188.6 | 0 | 25.5214 | 25.5213 | 25.5215
[20 empty] | 3717 | 2020-06-04 20:00 | 3717 | 6 | 4 | 21 | 0 | 0 | 7.3488 | 8969.09 | 0 | 0 | 0 | 0 | 0 | 0 | 0 | 7.3488 | 8969.09 | 0 | 0 | 0 | 0 | 0 | 0 | 0 | 7.3488 | 8969.09 | 0 | 0 | 0 | 0 | 0 | 0 | 0 | 7.3488 | 7.3488 | 7.3488
[20 empty] | 3718 | 2020-06-04 21:00 | 3718 | 6 | 4 | 22 | 0 | 0 | 7.3488 | 9409.05 | 0 | 0 | 0 | 0 | 0 | 0 | 0 | 7.3488 | 9409.05 | 0 | 0 | 0 | 0 | 0 | 0 | 0 | 7.3488 | 9409.05 | 0 | 0 | 0 | 0 | 0 | 0 | 0 | 7.3488 | 7.3488 | 7.3488
[20 empty] | 3719 | 2020-06-04 22:00 | 3719 | 6 | 4 | 23 | 0 | 0 | 7.3488 | 9409.05 | 0 | 0 | 0 | 0 | 0 | 0 | 0 | 7.3488 | 9409.05 | 0 | 0 | 0 | 0 | 0 | 0 | 0 | 7.3488 | 9409.05 | 0 | 0 | 0 | 0 | 0 | 0 | 0 | 7.3488 | 7.3488 | 7.3488
[20 empty] | 3720 | 2020-06-04 23:00 | 3720 | 6 | 4 | 24 | 0 | 0 | 24.0535 | 9629.03 | 11.6756 | 39.8371 | 0 | 0 | 0 | 89085.6 | 0 | 24.0534 | 9629.03 | 11.6755 | 39.8368 | 0 | 0 | 0 | 89085.9 | 0 | 24.0535 | 9629.03 | 11.6757 | 39.8375 | 0 | 0 | 0 | 89085 | 0 | 24.0535 | 24.0534 | 24.0535
[20 empty] | 3721 | 2020-06-05 | 3721 | 6 | 5 | 1 | 0 | 0 | 7.8094 | 9702.36 | 0 | 0 | 0 | 0 | 0 | 0 | 0 | 7.8094 | 9702.36 | 0 | 0 | 0 | 0 | 0 | 0 | 0 | 7.8094 | 9702.36 | 0 | 0 | 0 | 0 | 0 | 0 | 0 | 7.8094 | 7.8094 | 7.8094
[20 empty] | 3722 | 2020-06-05 01:00 | 3722 | 6 | 5 | 2 | 0 | 0 | 7.8094 | 9702.36 | 0 | 0 | 0 | 0 | 0 | 0 | 0 | 7.8094 | 9702.36 | 0 | 0 | 0 | 0 | 0 | 0 | 0 | 7.8094 | 9702.36 | 0 | 0 | 0 | 0 | 0 | 0 | 0 | 7.8094 | 7.8094 | 7.8094
[20 empty] | 3723 | 2020-06-05 02:00 | 3723 | 6 | 5 | 3 | 0 | 0 | 7.8094 | 9849.01 | 0 | 0 | 0 | 0 | 0 | 0 | 0 | 7.8094 | 9849.01 | 0 | 0 | 0 | 0 | 0 | 0 | 0 | 7.8094 | 9849.01 | 0 | 0 | 0 | 0 | 0 | 0 | 0 | 7.8094 | 7.8094 | 7.8094
[20 empty] | 3724 | 2020-06-05 03:00 | 3724 | 6 | 5 | 4 | 0 | 0 | 7.8094 | 9849.01 | 0 | 0 | 0 | 0 | 0 | 0 | 0 | 7.8094 | 9849.01 | 0 | 0 | 0 | 0 | 0 | 0 | 0 | 7.8094 | 9849.01 | 0 | 0 | 0 | 0 | 0 | 0 | 0 | 7.8094 | 7.8094 | 7.8094
[20 empty] | 3725 | 2020-06-05 04:00 | 3725 | 6 | 5 | 5 | 0 | 0 | 24.0459 | 9849.01 | 11.6681 | 39.8116 | 0 | 0 | 0 | 89033.2 | 0 | 24.0459 | 9849.01 | 11.668 | 39.8112 | 0 | 0 | 0 | 89033.4 | 0 | 24.046 | 9849.01 | 11.6681 | 39.8116 | 0 | 0 | 0 | 89032.5 | 0 | 24.0459 | 24.0459 | 24.046
[20 empty] | 3726 | 2020-06-05 05:00 | 3726 | 6 | 5 | 6 | 6011.814 | 6.0118 | 7.8037 | 9849.01 | 0 | 0 | 0 | 0 | 0 | 0 | 0 | 7.8022 | 9849.01 | 0 | 0 | 0 | 0 | 0 | 0 | 0 | 7.8013 | 9849.01 | 0 | 0 | 0 | 0 | 0 | 0 | 0 | 1.7918 | 1.7904 | 1.7895
[20 empty] | 3727 | 2020-06-05 06:00 | 3727 | 6 | 5 | 7 | 26285.924 | 26.2859 | 7.7995 | 9555.71 | 0 | 0 | 0 | 0 | 0 | 0 | 0 | 7.7993 | 9555.71 | 0 | 0 | 0 | 0 | 0 | 0 | 0 | 7.7993 | 9555.71 | 0 | 0 | 0 | 0 | 0 | 0 | 0 | -18.4865 | -18.4866 | -18.4866
[20 empty] | 3728 | 2020-06-05 07:00 | 3728 | 6 | 5 | 8 | 82813.117 | 82.8131 | 7.7993 | 9555.71 | 0 | 0 | 0 | 0 | 0 | 0 | 0 | 7.7993 | 9555.71 | 0 | 0 | 0 | 0 | 0 | 0 | 0 | 7.7993 | 9555.71 | 0 | 0 | 0 | 0 | 0 | 0 | 0 | -75.0138 | -75.0138 | -75.0138
[20 empty] | 3729 | 2020-06-05 08:00 | 3729 | 6 | 5 | 9 | 103936.793 | 103.9368 | 23.9563 | 9335.73 | 11.5885 | 39.54 | 0 | 0 | 0 | 88431.7 | 0 | 23.9562 | 9335.73 | 11.5884 | 39.5396 | 0 | 0 | 0 | 88431.7 | 0 | 23.9563 | 9335.73 | 11.5885 | 39.54 | 0 | 0 | 0 | 88430.9 | 0 | -79.9805 | -79.9806 | -79.9805
[20 empty] | 3730 | 2020-06-05 09:00 | 3730 | 6 | 5 | 10 | 114362.52 | 114.3625 | 7.7993 | 9335.73 | 0 | 0 | 0 | 0 | 0 | 0 | 0 | 7.7993 | 9335.73 | 0 | 0 | 0 | 0 | 0 | 0 | 0 | 7.7993 | 9335.73 | 0 | 0 | 0 | 0 | 0 | 0 | 0 | -106.5632 | -106.5632 | -106.5632
[20 empty] | 3731 | 2020-06-05 10:00 | 3731 | 6 | 5 | 11 | 140037.471 | 140.0375 | 7.7993 | 9262.4 | 0 | 0 | 0 | 0 | 0 | 0 | 0 | 7.7993 | 9262.4 | 0 | 0 | 0 | 0 | 0 | 0 | 0 | 7.7993 | 9262.4 | 0 | 0 | 0 | 0 | 0 | 0 | 0 | -132.2382 | -132.2382 | -132.2382
[20 empty] | 3732 | 2020-06-05 11:00 | 3732 | 6 | 5 | 12 | 47875.999 | 47.876 | 7.7993 | 9189.07 | 0 | 0 | 0 | 0 | 0 | 0 | 0 | 7.7993 | 9189.07 | 0 | 0 | 0 | 0 | 0 | 0 | 0 | 7.7993 | 9189.07 | 0 | 0 | 0 | 0 | 0 | 0 | 0 | -40.0767 | -40.0767 | -40.0767
[20 empty] | 3733 | 2020-06-05 12:00 | 3733 | 6 | 5 | 13 | 69824.847 | 69.8248 | 7.7993 | 9262.4 | 0 | 0 | 0 | 0 | 0 | 0 | 0 | 7.7993 | 9262.4 | 0 | 0 | 0 | 0 | 0 | 0 | 0 | 7.7993 | 9262.4 | 0 | 0 | 0 | 0 | 0 | 0 | 0 | -62.0255 | -62.0255 | -62.0255
[20 empty] | 3734 | 2020-06-05 13:00 | 3734 | 6 | 5 | 14 | 76967.513 | 76.9675 | 23.9613 | 9262.4 | 11.5935 | 39.557 | 0 | 0 | 0 | 88466.7 | 0 | 23.9612 | 9262.4 | 11.5934 | 39.5567 | 0 | 0 | 0 | 88466.8 | 0 | 23.9613 | 9262.4 | 11.5935 | 39.557 | 0 | 0 | 0 | 88465.9 | 0 | -53.0062 | -53.0063 | -53.0062
[20 empty] | 3735 | 2020-06-05 14:00 | 3735 | 6 | 5 | 15 | 52736.098 | 52.7361 | 7.7993 | 9335.73 | 0 | 0 | 0 | 0 | 0 | 0 | 0 | 7.7993 | 9335.73 | 0 | 0 | 0 | 0 | 0 | 0 | 0 | 7.7993 | 9335.73 | 0 | 0 | 0 | 0 | 0 | 0 | 0 | -44.9368 | -44.9368 | -44.9368
[20 empty] | 3736 | 2020-06-05 15:00 | 3736 | 6 | 5 | 16 | 32352.033 | 32.352 | 7.7993 | 9335.73 | 0 | 0 | 0 | 0 | 0 | 0 | 0 | 7.7993 | 9335.73 | 0 | 0 | 0 | 0 | 0 | 0 | 0 | 7.7993 | 9335.73 | 0 | 0 | 0 | 0 | 0 | 0 | 0 | -24.5527 | -24.5527 | -24.5527
[20 empty] | 3737 | 2020-06-05 16:00 | 3737 | 6 | 5 | 17 | 20602.019 | 20.602 | 7.7993 | 9335.73 | 0 | 0 | 0 | 0 | 0 | 0 | 0 | 7.7993 | 9335.73 | 0 | 0 | 0 | 0 | 0 | 0 | 0 | 7.7993 | 9335.73 | 0 | 0 | 0 | 0 | 0 | 0 | 0 | -12.8027 | -12.8027 | -12.8027
[20 empty] | 3738 | 2020-06-05 17:00 | 3738 | 6 | 5 | 18 | 31073.869 | 31.0739 | 7.7993 | 9409.05 | 0 | 0 | 0 | 0 | 0 | 0 | 0 | 7.7993 | 9409.05 | 0 | 0 | 0 | 0 | 0 | 0 | 0 | 7.7993 | 9409.05 | 0 | 0 | 0 | 0 | 0 | 0 | 0 | -23.2745 | -23.2745 | -23.2745
[20 empty] | 3739 | 2020-06-05 18:00 | 3739 | 6 | 5 | 19 | 8451.385 | 8.4514 | 23.9278 | 9409.05 | 11.56 | 39.4427 | 0 | 0 | 0 | 88203.7 | 0 | 23.9277 | 9409.05 | 11.5599 | 39.4424 | 0 | 0 | 0 | 88203.9 | 0 | 23.9278 | 9409.05 | 11.56 | 39.4427 | 0 | 0 | 0 | 88203.1 | 0 | 15.4764 | 15.4763 | 15.4764
[20 empty] | 3740 | 2020-06-05 19:00 | 3740 | 6 | 5 | 20 | 0 | 0 | 7.8094 | 9409.05 | 0 | 0 | 0 | 0 | 0 | 0 | 0 | 7.8094 | 9409.05 | 0 | 0 | 0 | 0 | 0 | 0 | 0 | 7.8094 | 9409.05 | 0 | 0 | 0 | 0 | 0 | 0 | 0 | 7.8094 | 7.8094 | 7.8094
[20 empty] | 3741 | 2020-06-05 20:00 | 3741 | 6 | 5 | 21 | 0 | 0 | 7.8094 | 9555.71 | 0 | 0 | 0 | 0 | 0 | 0 | 0 | 7.8094 | 9555.71 | 0 | 0 | 0 | 0 | 0 | 0 | 0 | 7.8094 | 9555.71 | 0 | 0 | 0 | 0 | 0 | 0 | 0 | 7.8094 | 7.8094 | 7.8094
[20 empty] | 3742 | 2020-06-05 21:00 | 3742 | 6 | 5 | 22 | 0 | 0 | 7.8094 | 9555.71 | 0 | 0 | 0 | 0 | 0 | 0 | 0 | 7.8094 | 9555.71 | 0 | 0 | 0 | 0 | 0 | 0 | 0 | 7.8094 | 9555.71 | 0 | 0 | 0 | 0 | 0 | 0 | 0 | 7.8094 | 7.8094 | 7.8094
[20 empty] | 3743 | 2020-06-05 22:00 | 3743 | 6 | 5 | 23 | 0 | 0 | 7.8094 | 9555.71 | 0 | 0 | 0 | 0 | 0 | 0 | 0 | 7.8094 | 9555.71 | 0 | 0 | 0 | 0 | 0 | 0 | 0 | 7.8094 | 9555.71 | 0 | 0 | 0 | 0 | 0 | 0 | 0 | 7.8094 | 7.8094 | 7.8094
[20 empty] | 3744 | 2020-06-05 23:00 | 3744 | 6 | 5 | 24 | 0 | 0 | 23.9109 | 9629.03 | 11.5331 | 39.3509 | 0 | 0 | 0 | 87997.9 | 0 | 23.9109 | 9629.03 | 11.533 | 39.3506 | 0 | 0 | 0 | 87998.1 | 0 | 23.911 | 9629.03 | 11.5331 | 39.3509 | 0 | 0 | 0 | 87997.3 | 0 | 23.9109 | 23.9109 | 23.911
[20 empty] | 3745 | 2020-06-06 | 3745 | 6 | 6 | 1 | 0 | 0 | 7.8094 | 9555.71 | 0 | 0 | 0 | 0 | 0 | 0 | 0 | 7.8094 | 9555.71 | 0 | 0 | 0 | 0 | 0 | 0 | 0 | 7.8094 | 9555.71 | 0 | 0 | 0 | 0 | 0 | 0 | 0 | 7.8094 | 7.8094 | 7.8094
[20 empty] | 3746 | 2020-06-06 01:00 | 3746 | 6 | 6 | 2 | 0 | 0 | 7.8094 | 9555.71 | 0 | 0 | 0 | 0 | 0 | 0 | 0 | 7.8094 | 9555.71 | 0 | 0 | 0 | 0 | 0 | 0 | 0 | 7.8094 | 9555.71 | 0 | 0 | 0 | 0 | 0 | 0 | 0 | 7.8094 | 7.8094 | 7.8094
[20 empty] | 3747 | 2020-06-06 02:00 | 3747 | 6 | 6 | 3 | 0 | 0 | 7.8094 | 9555.71 | 0 | 0 | 0 | 0 | 0 | 0 | 0 | 7.8094 | 9555.71 | 0 | 0 | 0 | 0 | 0 | 0 | 0 | 7.8094 | 9555.71 | 0 | 0 | 0 | 0 | 0 | 0 | 0 | 7.8094 | 7.8094 | 7.8094
[20 empty] | 3748 | 2020-06-06 03:00 | 3748 | 6 | 6 | 4 | 0 | 0 | 23.8433 | 9482.38 | 11.4654 | 39.1199 | 0 | 0 | 0 | 87482.3 | 0 | 23.8432 | 9482.38 | 11.4653 | 39.1196 | 0 | 0 | 0 | 87482.7 | 0 | 23.8433 | 9482.38 | 11.4654 | 39.1199 | 0 | 0 | 0 | 87481.7 | 0 | 23.8433 | 23.8432 | 23.8433
[20 empty] | 3749 | 2020-06-06 04:00 | 3749 | 6 | 6 | 5 | 0 | 0 | 7.8094 | 9482.38 | 0 | 0 | 0 | 0 | 0 | 0 | 0 | 7.8094 | 9482.38 | 0 | 0 | 0 | 0 | 0 | 0 | 0 | 7.8094 | 9482.38 | 0 | 0 | 0 | 0 | 0 | 0 | 0 | 7.8094 | 7.8094 | 7.8094
[20 empty] | 3750 | 2020-06-06 05:00 | 3750 | 6 | 6 | 6 | 18024.912 | 18.0249 | 7.8031 | 9335.73 | 0 | 0 | 0 | 0 | 0 | 0 | 0 | 7.8016 | 9335.73 | 0 | 0 | 0 | 0 | 0 | 0 | 0 | 7.8005 | 9335.73 | 0 | 0 | 0 | 0 | 0 | 0 | 0 | -10.2219 | -10.2233 | -10.2244
[20 empty] | 3751 | 2020-06-06 06:00 | 3751 | 6 | 6 | 7 | 11540.521 | 11.5405 | 7.7993 | 8969.09 | 0 | 0 | 0 | 0 | 0 | 0 | 0 | 7.7993 | 8969.09 | 0 | 0 | 0 | 0 | 0 | 0 | 0 | 7.7993 | 8969.09 | 0 | 0 | 0 | 0 | 0 | 0 | 0 | -3.7412 | -3.7412 | -3.7412
[20 empty] | 3752 | 2020-06-06 07:00 | 3752 | 6 | 6 | 8 | 18301.432 | 18.3014 | 7.7993 | 8969.09 | 0 | 0 | 0 | 0 | 0 | 0 | 0 | 7.7993 | 8969.09 | 0 | 0 | 0 | 0 | 0 | 0 | 0 | 7.7993 | 8969.09 | 0 | 0 | 0 | 0 | 0 | 0 | 0 | -10.5021 | -10.5021 | -10.5021
[20 empty] | 3753 | 2020-06-06 08:00 | 3753 | 6 | 6 | 9 | 38775.663 | 38.7757 | 24.3933 | 8602.46 | 12.0255 | 41.031 | 0 | 0 | 0 | 87441.3 | 0 | 24.3932 | 8602.46 | 12.0254 | 41.0307 | 0 | 0 | 0 | 145709 | 0 | 34.3029 | 8602.46 | 20.0512 | 68.4147 | 0 | 0 | 0 | 87440.6 | 0 | -14.3824 | -14.3825 | -4.4728
[20 empty] | 3754 | 2020-06-06 09:00 | 3754 | 6 | 6 | 10 | 50126.664 | 50.1267 | 7.7993 | 8455.81 | 0 | 0 | 0 | 0 | 0 | 0 | 0 | 7.7993 | 8455.81 | 0 | 0 | 0 | 0 | 0 | 57408.2 | -150.599 | 19.0799 | 8455.81 | 8.0983 | 27.6314 | 0 | 0 | 0 | 0 | 0 | -42.3273 | -42.3273 | -31.0468
[20 empty] | 3755 | 2020-06-06 10:00 | 3755 | 6 | 6 | 11 | 39956.757 | 39.9568 | 7.7993 | 8455.81 | 0 | 0 | 0 | 0 | 0 | 0 | 0 | 7.7993 | 8455.81 | 0 | 0 | 0 | 0 | 0 | 57513.7 | -23.2272 | 19.0955 | 8455.81 | 8.1138 | 27.6845 | 0 | 0 | 0 | 0 | 0 | -32.1574 | -32.1574 | -20.8613
[20 empty] | 3756 | 2020-06-06 11:00 | 3756 | 6 | 6 | 12 | 57045.568 | 57.0456 | 7.7993 | 8235.83 | 0 | 0 | 0 | 0 | 0 | 0 | 0 | 7.7993 | 8235.83 | 0 | 0 | 0 | 0 | 0 | 56929.8 | -163.686 | 19.3122 | 8235.83 | 8.3306 | 28.424 | 0 | 0 | 0 | 0 | 0 | -49.2462 | -49.2462 | -37.7334
[20 empty] | 3757 | 2020-06-06 12:00 | 3757 | 6 | 6 | 13 | 36145.865 | 36.1459 | 7.7993 | 8162.51 | 0 | 0 | 0 | 0 | 0 | 0 | 0 | 17.9115 | 8162.51 | 8.3291 | 28.4189 | 0 | 0 | 0 | 57704.2 | -136.923 | 19.5304 | 8162.51 | 8.5488 | 29.1684 | 0 | 0 | 0 | 56132.2 | 0 | -28.3465 | -18.2344 | -16.6155
[20 empty] | 3758 | 2020-06-06 13:00 | 3758 | 6 | 6 | 14 | 29668.769 | 29.6688 | 25.261 | 8162.51 | 12.8932 | 43.9916 | 0 | 0 | 0 | 87271.7 | 0 | 25.2609 | 8162.51 | 12.8931 | 43.9913 | 0 | 0 | 0 | 145243 | -153.831 | 37.0295 | 8162.51 | 21.4794 | 73.2877 | 0 | 0 | 0 | 87271.1 | 0 | -4.4078 | -4.4079 | 7.3607
[20 empty] | 3759 | 2020-06-06 14:00 | 3759 | 6 | 6 | 15 | 20921.819 | 20.9218 | 7.7993 | 8382.48 | 0 | 0 | 0 | 0 | 0 | 0 | 0 | 17.6367 | 8382.48 | 8.0543 | 27.4813 | 0 | 0 | 0 | 58396.8 | -113.281 | 19.3207 | 8382.48 | 8.3391 | 28.4529 | 0 | 0 | 0 | 56499.7 | 0 | -13.1225 | -3.2851 | -1.6011
[20 empty] | 3760 | 2020-06-06 15:00 | 3760 | 6 | 6 | 16 | 12265.48 | 12.2655 | 7.7993 | 8455.81 | 0 | 0 | 0 | 0 | 0 | 0 | 0 | 7.7993 | 8455.81 | 0 | 0 | 0 | 0 | 0 | 59307.1 | -168.778 | 19.3473 | 8455.81 | 8.3657 | 28.5437 | 0 | 0 | 0 | 0 | 0 | -4.4662 | -4.4662 | 7.0818
[20 empty] | 3761 | 2020-06-06 16:00 | 3761 | 6 | 6 | 17 | 36851.794 | 36.8518 | 7.7993 | 8455.81 | 0 | 0 | 0 | 0 | 0 | 0 | 0 | 17.7149 | 8455.81 | 8.1325 | 27.7479 | 0 | 0 | 0 | 59588.9 | -188.801 | 19.3856 | 8455.81 | 8.404 | 28.6744 | 0 | 0 | 0 | 57765.1 | 0 | -29.0525 | -19.1369 | -17.4662
[20 empty] | 3762 | 2020-06-06 17:00 | 3762 | 6 | 6 | 18 | 17090.266 | 17.0903 | 7.7993 | 8895.77 | 0 | 0 | 0 | 0 | 0 | 0 | 0 | 7.7993 | 8895.77 | 0 | 0 | 0 | 0 | 0 | 0 | 0 | 7.7993 | 8895.77 | 0 | 0 | 0 | 0 | 0 | 0 | 0 | -9.2909 | -9.2909 | -9.2909
[20 empty] | 3763 | 2020-06-06 18:00 | 3763 | 6 | 6 | 19 | 0 | 0 | 23.7808 | 9115.75 | 11.413 | 38.9412 | 0 | 0 | 0 | 87088.6 | 0 | 23.7807 | 9115.75 | 11.4129 | 38.9408 | 0 | 0 | 0 | 126365 | 0 | 29.9849 | 9115.75 | 16.5599 | 56.5024 | 0 | 0 | 0 | 87087.9 | 0 | 23.7808 | 23.7807 | 29.9849
[20 empty] | 3764 | 2020-06-06 19:00 | 3764 | 6 | 6 | 20 | 0 | 0 | 7.8094 | 9115.75 | 0 | 0 | 0 | 0 | 0 | 0 | 0 | 7.8094 | 9115.75 | 0 | 0 | 0 | 0 | 0 | 0 | 0 | 7.8094 | 9115.75 | 0 | 0 | 0 | 0 | 0 | 0 | 0 | 7.8094 | 7.8094 | 7.8094
[20 empty] | 3765 | 2020-06-06 20:00 | 3765 | 6 | 6 | 21 | 0 | 0 | 7.8094 | 9189.07 | 0 | 0 | 0 | 0 | 0 | 0 | 0 | 7.8094 | 9189.07 | 0 | 0 | 0 | 0 | 0 | 0 | 0 | 7.8094 | 9189.07 | 0 | 0 | 0 | 0 | 0 | 0 | 0 | 7.8094 | 7.8094 | 7.8094
[20 empty] | 3766 | 2020-06-06 21:00 | 3766 | 6 | 6 | 22 | 0 | 0 | 7.8094 | 9189.07 | 0 | 0 | 0 | 0 | 0 | 0 | 0 | 7.8094 | 9189.07 | 0 | 0 | 0 | 0 | 0 | 0 | 0 | 7.8094 | 9189.07 | 0 | 0 | 0 | 0 | 0 | 0 | 0 | 7.8094 | 7.8094 | 7.8094
[20 empty] | 3767 | 2020-06-06 22:00 | 3767 | 6 | 6 | 23 | 0 | 0 | 23.7279 | 9189.07 | 11.35 | 38.7262 | 0 | 0 | 0 | 86602.4 | 0 | 23.7278 | 9189.07 | 11.35 | 38.7262 | 0 | 0 | 0 | 86602.7 | 0 | 23.7279 | 9189.07 | 11.3501 | 38.7265 | 0 | 0 | 0 | 86601.8 | 0 | 23.7279 | 23.7278 | 23.7279
[20 empty] | 3768 | 2020-06-06 23:00 | 3768 | 6 | 6 | 24 | 0 | 0 | 7.3488 | 9042.42 | 0 | 0 | 0 | 0 | 0 | 0 | 0 | 7.3488 | 9042.42 | 0 | 0 | 0 | 0 | 0 | 0 | 0 | 7.3488 | 9042.42 | 0 | 0 | 0 | 0 | 0 | 0 | 0 | 7.3488 | 7.3488 | 7.3488
[20 empty] | 3769 | 2020-06-07 | 3769 | 6 | 7 | 1 | 0 | 0 | 7.3488 | 9335.73 | 0 | 0 | 0 | 0 | 0 | 0 | 0 | 7.3488 | 9335.73 | 0 | 0 | 0 | 0 | 0 | 0 | 0 | 7.3488 | 9335.73 | 0 | 0 | 0 | 0 | 0 | 0 | 0 | 7.3488 | 7.3488 | 7.3488
[20 empty] | 3770 | 2020-06-07 01:00 | 3770 | 6 | 7 | 2 | 0 | 0 | 7.3488 | 9335.73 | 0 | 0 | 0 | 0 | 0 | 0 | 0 | 7.3488 | 9335.73 | 0 | 0 | 0 | 0 | 0 | 0 | 0 | 7.3488 | 9335.73 | 0 | 0 | 0 | 0 | 0 | 0 | 0 | 7.3488 | 7.3488 | 7.3488
[20 empty] | 3771 | 2020-06-07 02:00 | 3771 | 6 | 7 | 3 | 0 | 0 | 7.3488 | 9262.4 | 0 | 0 | 0 | 0 | 0 | 0 | 0 | 7.3488 | 9262.4 | 0 | 0 | 0 | 0 | 0 | 0 | 0 | 7.3488 | 9262.4 | 0 | 0 | 0 | 0 | 0 | 0 | 0 | 7.3488 | 7.3488 | 7.3488
[20 empty] | 3772 | 2020-06-07 03:00 | 3772 | 6 | 7 | 4 | 0 | 0 | 7.3488 | 9335.73 | 0 | 0 | 0 | 0 | 0 | 0 | 0 | 7.3488 | 9335.73 | 0 | 0 | 0 | 0 | 0 | 0 | 0 | 7.3488 | 9335.73 | 0 | 0 | 0 | 0 | 0 | 0 | 0 | 7.3488 | 7.3488 | 7.3488
[20 empty] | 3773 | 2020-06-07 04:00 | 3773 | 6 | 7 | 5 | 0 | 0 | 24.811 | 9335.73 | 11.3821 | 38.8357 | 0 | 0 | 0 | 86850 | 0 | 24.8109 | 9335.73 | 11.382 | 38.8354 | 0 | 0 | 0 | 179990 | 0 | 40.6399 | 9335.73 | 23.5839 | 80.4683 | 0 | 0 | 0 | 86849.3 | 0 | 24.811 | 24.8109 | 40.6399
[20 empty] | 3774 | 2020-06-07 05:00 | 3774 | 6 | 7 | 6 | 17435.075 | 17.4351 | 71.3875 | 31404.2 | 47.1973 | 161.0372 | 0 | 0 | 0 | 360309 | 0 | 84.3878 | 31404.2 | 57.0874 | 194.7822 | 0 | 0 | 0 | 475359 | 0 | 91.3373 | 31404.2 | 62.2785 | 212.4942 | 0 | 0 | 0 | 435733 | 0 | 53.9524 | 66.9527 | 73.9022
[20 empty] | 3775 | 2020-06-07 06:00 | 3775 | 6 | 7 | 7 | 33508.772 | 33.5088 | 189.601 | 80819.5 | 87.5198 | 298.6176 | 0 | 0 | 0 | 652095 | -112.916 | 205.689 | 80819.5 | 101.483 | 346.26 | 0 | 0 | 0 | 808487 | -112.914 | 214.676 | 80819.5 | 108.523 | 370.2805 | 0 | 0 | 0 | 756065 | -112.915 | 156.0922 | 172.1802 | 181.1672
[20 empty] | 3776 | 2020-06-07 07:00 | 3776 | 6 | 7 | 8 | 134516.729 | 134.5167 | 234.513 | 80819.5 | 96.305 | 328.5927 | 0 | 0 | 0 | 723931 | -127.666 | 249.746 | 80819.5 | 108.458 | 370.0587 | 0 | 0 | 0 | 880473 | -146.193 | 260.739 | 80819.5 | 117.239 | 400.0195 | 0 | 0 | 0 | 815976 | -140.198 | 99.9963 | 115.2293 | 126.2223
[20 empty] | 3777 | 2020-06-07 08:00 | 3777 | 6 | 7 | 9 | 184279.377 | 184.2794 | 270.549 | 55522.2 | 124.425 | 424.5381 | 0 | 0 | 0 | 939134 | -40.0061 | 286.301 | 55522.2 | 136.407 | 465.4207 | 0 | 0 | 0 | 1106030 | -40.006 | 298.229 | 55522.2 | 145.823 | 497.5481 | 0 | 0 | 0 | 1038120 | -40.0065 | 86.2696 | 102.0216 | 113.9496
[20 empty] | 3778 | 2020-06-07 09:00 | 3778 | 6 | 7 | 10 | 222336.448 | 222.3364 | 283.535 | 55302.2 | 134.023 | 457.2865 | 0 | 0 | 0 | 1005590 | -49.7478 | 299.78 | 55302.2 | 146.41 | 499.5509 | 0 | 0 | 0 | 1177960 | -49.7515 | 312.333 | 55302.2 | 156.285 | 533.2444 | 0 | 0 | 0 | 1106060 | -49.7572 | 61.1986 | 77.4436 | 89.9966
[20 empty] | 3779 | 2020-06-07 10:00 | 3779 | 6 | 7 | 11 | 252711.752 | 252.7118 | 258.931 | 126659 | 130.535 | 445.3854 | 0 | 0 | 0 | 955648 | 0 | 274.66 | 126659 | 142.868 | 487.4656 | 0 | 0 | 0 | 1125740 | 0 | 287.058 | 126659 | 152.699 | 521.009 | 0 | 0 | 0 | 1054510 | 0 | 6.2192 | 21.9482 | 34.3462
[20 empty] | 3780 | 2020-06-07 11:00 | 3780 | 6 | 7 | 12 | 266243.47 | 266.2435 | 301.701 | 126659 | 143.838 | 490.7753 | 0 | 0 | 0 | 1071440 | -8.5883 | 317.447 | 126659 | 155.891 | 531.9001 | 0 | 0 | 0 | 1232520 | -8.5885 | 329.648 | 126659 | 165.401 | 564.3482 | 0 | 0 | 0 | 1165970 | -8.5883 | 35.4575 | 51.2035 | 63.4045
[20 empty] | 3781 | 2020-06-07 12:00 | 3781 | 6 | 7 | 13 | 242276.138 | 242.2761 | 250.048 | 85624 | 142.494 | 486.1895 | 0 | 0 | 0 | 1043440 | 0 | 266.12 | 85624 | 154.869 | 528.413 | 0 | 0 | 0 | 1209970 | 0 | 278.814 | 85624 | 164.78 | 562.2294 | 0 | 0 | 0 | 1140010 | 0 | 7.7719 | 23.8439 | 36.5379
[20 empty] | 3782 | 2020-06-07 13:00 | 3782 | 6 | 7 | 14 | 251061.738 | 251.0617 | 246.017 | 54935.4 | 142.298 | 485.5208 | 0 | 0 | 0 | 1026280 | -7.1415 | 261.955 | 54935.4 | 154.741 | 527.9763 | 0 | 0 | 0 | 1196470 | -7.1415 | 274.778 | 54935.4 | 164.579 | 561.5435 | 0 | 0 | 0 | 1124140 | -7.1415 | -5.0447 | 10.8933 | 23.7163
[20 empty] | 3783 | 2020-06-07 14:00 | 3783 | 6 | 7 | 15 | 221146.074 | 221.1461 | 226.593 | 54788.7 | 138.587 | 472.8588 | 0 | 0 | 0 | 962364 | 0 | 241.974 | 54788.7 | 151.815 | 517.9928 | 0 | 0 | 0 | 1130330 | 0 | 255.224 | 54788.7 | 162.326 | 553.8563 | 0 | 0 | 0 | 1060390 | 0 | 5.4469 | 20.8279 | 34.0779
[20 empty] | 3784 | 2020-06-07 15:00 | 3784 | 6 | 7 | 16 | 176611.728 | 176.6117 | 220.593 | 30230.7 | 134.053 | 457.3888 | 0 | 0 | 0 | 966119 | 0 | 235.778 | 30230.7 | 146.571 | 500.1003 | 0 | 0 | 0 | 1138220 | 0 | 248.366 | 30230.7 | 156.998 | 535.6772 | 0 | 0 | 0 | 1062100 | 0 | 43.9813 | 59.1663 | 71.7543
[20 empty] | 3785 | 2020-06-07 16:00 | 3785 | 6 | 7 | 17 | 122793.074 | 122.7931 | 14.6733 | 30304.1 | 0 | 0 | 0 | 0 | 0 | 0 | 0 | 14.6733 | 30304.1 | 0 | 0 | 0 | 0 | 0 | 0 | 0 | 14.6733 | 30304.1 | 0 | 0 | 0 | 0 | 0 | 0 | 0 | -108.1198 | -108.1198 | -108.1198
[20 empty] | 3786 | 2020-06-07 17:00 | 3786 | 6 | 7 | 18 | 62492.631 | 62.4926 | 13.7561 | 30304.1 | 0 | 0 | 0 | 0 | 0 | 0 | 0 | 13.7561 | 30304.1 | 0 | 0 | 0 | 0 | 0 | 39029.7 | -60.0878 | 22.0743 | 30304.1 | 5.9627 | 20.3446 | 0 | 0 | 0 | 0 | 0 | -48.7365 | -48.7365 | -40.4183
[20 empty] | 3787 | 2020-06-07 18:00 | 3787 | 6 | 7 | 19 | 14716.526 | 14.7165 | 10.3718 | 30744.1 | 0 | 0 | 0 | 0 | 0 | 0 | 0 | 10.3718 | 30744.1 | 0 | 0 | 0 | 0 | 0 | 0 | 0 | 10.3718 | 30744.1 | 0 | 0 | 0 | 0 | 0 | 0 | 0 | -4.3447 | -4.3447 | -4.3447
[20 empty] | 3788 | 2020-06-07 19:00 | 3788 | 6 | 7 | 20 | 0 | 0 | 8.8603 | 8382.48 | 0 | 0 | 0 | 0 | 0 | 0 | 0 | 8.8603 | 8382.48 | 0 | 0 | 0 | 0 | 0 | 0 | 0 | 8.8603 | 8382.48 | 0 | 0 | 0 | 0 | 0 | 0 | 0 | 8.8603 | 8.8603 | 8.8603
[20 empty] | 3789 | 2020-06-07 20:00 | 3789 | 6 | 7 | 21 | 0 | 0 | 24.0086 | 8602.46 | 12.0913 | 41.2555 | 0 | 0 | 0 | 88233.5 | 0 | 24.0085 | 8602.46 | 12.0912 | 41.2552 | 0 | 0 | 0 | 88233.8 | 0 | 24.0086 | 8602.46 | 12.0913 | 41.2555 | 0 | 0 | 0 | 88233.2 | 0 | 24.0086 | 24.0085 | 24.0086
[20 empty] | 3790 | 2020-06-07 21:00 | 3790 | 6 | 7 | 22 | 0 | 0 | 7.3488 | 8529.14 | 0 | 0 | 0 | 0 | 0 | 0 | 0 | 7.3488 | 8529.14 | 0 | 0 | 0 | 0 | 0 | 0 | 0 | 7.3488 | 8529.14 | 0 | 0 | 0 | 0 | 0 | 0 | 0 | 7.3488 | 7.3488 | 7.3488
[20 empty] | 3791 | 2020-06-07 22:00 | 3791 | 6 | 7 | 23 | 0 | 0 | 7.3488 | 8529.14 | 0 | 0 | 0 | 0 | 0 | 0 | 0 | 7.3488 | 8529.14 | 0 | 0 | 0 | 0 | 0 | 0 | 0 | 7.3488 | 8529.14 | 0 | 0 | 0 | 0 | 0 | 0 | 0 | 7.3488 | 7.3488 | 7.3488
[20 empty] | 3792 | 2020-06-07 23:00 | 3792 | 6 | 7 | 24 | 0 | 0 | 7.3488 | 8675.79 | 0 | 0 | 0 | 0 | 0 | 0 | 0 | 7.3488 | 8675.79 | 0 | 0 | 0 | 0 | 0 | 0 | 0 | 7.3488 | 8675.79 | 0 | 0 | 0 | 0 | 0 | 0 | 0 | 7.3488 | 7.3488 | 7.3488
[20 empty] | 3793 | 2020-06-08 | 3793 | 6 | 8 | 1 | 0 | 0 | 23.4152 | 8895.77 | 11.4978 | 39.2305 | 0 | 0 | 0 | 87754.9 | 0 | 23.4151 | 8895.77 | 11.4978 | 39.2305 | 0 | 0 | 0 | 87755.1 | 0 | 23.4152 | 8895.77 | 11.4979 | 39.2308 | 0 | 0 | 0 | 87754.8 | 0 | 23.4152 | 23.4151 | 23.4152
[20 empty] | 3794 | 2020-06-08 01:00 | 3794 | 6 | 8 | 2 | 0 | 0 | 7.3488 | 8895.77 | 0 | 0 | 0 | 0 | 0 | 0 | 0 | 7.3488 | 8895.77 | 0 | 0 | 0 | 0 | 0 | 0 | 0 | 7.3488 | 8895.77 | 0 | 0 | 0 | 0 | 0 | 0 | 0 | 7.3488 | 7.3488 | 7.3488
[20 empty] | 3795 | 2020-06-08 02:00 | 3795 | 6 | 8 | 3 | 0 | 0 | 7.3488 | 8969.09 | 0 | 0 | 0 | 0 | 0 | 0 | 0 | 7.3488 | 8969.09 | 0 | 0 | 0 | 0 | 0 | 0 | 0 | 7.3488 | 8969.09 | 0 | 0 | 0 | 0 | 0 | 0 | 0 | 7.3488 | 7.3488 | 7.3488
[20 empty] | 3796 | 2020-06-08 03:00 | 3796 | 6 | 8 | 4 | 0 | 0 | 7.3488 | 8969.09 | 0 | 0 | 0 | 0 | 0 | 0 | 0 | 7.3488 | 8969.09 | 0 | 0 | 0 | 0 | 0 | 0 | 0 | 7.3488 | 8969.09 | 0 | 0 | 0 | 0 | 0 | 0 | 0 | 7.3488 | 7.3488 | 7.3488
[20 empty] | 3797 | 2020-06-08 04:00 | 3797 | 6 | 8 | 5 | 0 | 0 | 8.8603 | 8969.09 | 0 | 0 | 0 | 0 | 0 | 0 | 0 | 8.8603 | 8969.09 | 0 | 0 | 0 | 0 | 0 | 429424 | 0 | 82.5761 | 8969.09 | 56.2588 | 191.955 | 0 | 0 | 0 | 0 | 0 | 8.8603 | 8.8603 | 82.5761
[20 empty] | 3798 | 2020-06-08 05:00 | 3798 | 6 | 8 | 6 | 21859.327 | 21.8593 | 109.358 | 31110.8 | 75.1554 | 256.4302 | 0 | 0 | 0 | 560563 | 0 | 119.959 | 31110.8 | 83.297 | 284.2094 | 0 | 0 | 0 | 594140 | 0 | 114.88 | 31110.8 | 79.7319 | 272.0452 | 0 | 0 | 0 | 621252 | 0 | 87.4987 | 98.0997 | 93.0207
[20 empty] | 3799 | 2020-06-08 06:00 | 3799 | 6 | 8 | 7 | 74306.565 | 74.3066 | 231.61 | 80452.6 | 125.395 | 427.8477 | 0 | 0 | 0 | 973495 | -24.6302 | 243.929 | 80452.6 | 135.422 | 462.0599 | 0 | 0 | 0 | 1079690 | -24.63 | 249.226 | 80452.6 | 140.966 | 480.976 | 0 | 0 | 0 | 1055720 | -24.6299 | 157.3034 | 169.6224 | 174.9194
[20 empty] | 3800 | 2020-06-08 07:00 | 3800 | 6 | 8 | 8 | 132989.19 | 132.9892 | 282.88 | 80452.6 | 138.367 | 472.1082 | 0 | 0 | 0 | 1101900 | 0 | 296.221 | 80452.6 | 148.764 | 507.5828 | 0 | 0 | 0 | 1227010 | 0 | 303.79 | 80452.6 | 155.596 | 530.8936 | 0 | 0 | 0 | 1186820 | 0 | 149.8908 | 163.2318 | 170.8008
[20 empty] | 3801 | 2020-06-08 08:00 | 3801 | 6 | 8 | 9 | 183228.255 | 183.2283 | 309.886 | 55228.8 | 157.084 | 535.9706 | 0 | 0 | 0 | 1315660 | 0 | 323.979 | 55228.8 | 167.914 | 572.9226 | 0 | 0 | 0 | 1447500 | 0 | 333.745 | 55228.8 | 176.424 | 601.9587 | 0 | 0 | 0 | 1400490 | 0 | 126.6577 | 140.7507 | 150.5167
[20 empty] | 3802 | 2020-06-08 09:00 | 3802 | 6 | 8 | 10 | 224558.456 | 224.5585 | 318.981 | 55082.1 | 161.824 | 552.1435 | 0 | 0 | 0 | 1342430 | -163.498 | 333.261 | 55082.1 | 172.831 | 589.6994 | 0 | 0 | 0 | 1478670 | -163.49 | 343.741 | 55082.1 | 181.676 | 619.8785 | 0 | 0 | 0 | 1427050 | -163.492 | 94.4225 | 108.7025 | 119.1825
[20 empty] | 3803 | 2020-06-08 10:00 | 3803 | 6 | 8 | 11 | 257826.675 | 257.8267 | 294.199 | 126659 | 158.735 | 541.6038 | 0 | 0 | 0 | 1287040 | 0 | 308.647 | 126659 | 169.837 | 579.4838 | 0 | 0 | 0 | 1424550 | 0 | 319.037 | 126659 | 178.667 | 609.6118 | 0 | 0 | 0 | 1373150 | 0 | 36.3723 | 50.8203 | 61.2103
[20 empty] | 3804 | 2020-06-08 11:00 | 3804 | 6 | 8 | 12 | 274652.164 | 274.6522 | 335.596 | 126659 | 171.581 | 585.4344 | 0 | 0 | 0 | 1428770 | 0 | 349.607 | 126659 | 182.55 | 622.8606 | 0 | 0 | 0 | 1560960 | 0 | 360.477 | 126659 | 191.642 | 653.8825 | 0 | 0 | 0 | 1507410 | 0 | 60.9438 | 74.9548 | 85.8248
[20 empty] | 3805 | 2020-06-08 12:00 | 3805 | 6 | 8 | 13 | 273545.191 | 273.5452 | 286.876 | 85204.5 | 172.461 | 588.4369 | 0 | 0 | 0 | 1441710 | 0 | 301.491 | 85204.5 | 183.782 | 627.0642 | 0 | 0 | 0 | 1579990 | 0 | 312.235 | 85204.5 | 192.831 | 657.9394 | 0 | 0 | 0 | 1526500 | 0 | 13.3308 | 27.9458 | 38.6898
[20 empty] | 3806 | 2020-06-08 13:00 | 3806 | 6 | 8 | 14 | 257778.419 | 257.7784 | 278.979 | 54862 | 170.43 | 581.5072 | 0 | 0 | 0 | 1406350 | 0 | 294.005 | 54862 | 181.995 | 620.9669 | 0 | 0 | 0 | 1551910 | 0 | 305.15 | 54862 | 191.256 | 652.5655 | 0 | 0 | 0 | 1494980 | 0 | 21.2006 | 36.2266 | 47.3716
[20 empty] | 3807 | 2020-06-08 14:00 | 3807 | 6 | 8 | 15 | 226678.848 | 226.6788 | 246.855 | 55082.1 | 155.758 | 531.4463 | 0 | 0 | 0 | 1230360 | 0 | 260.869 | 55082.1 | 167.472 | 571.4145 | 0 | 0 | 0 | 1377410 | 0 | 271.259 | 55082.1 | 175.72 | 599.5566 | 0 | 0 | 0 | 1324570 | 0 | 20.1762 | 34.1902 | 44.5802
[20 empty] | 3808 | 2020-06-08 15:00 | 3808 | 6 | 8 | 16 | 182883.696 | 182.8837 | 238.177 | 30377.4 | 149.222 | 509.1455 | 0 | 0 | 0 | 1175890 | 0 | 251.819 | 30377.4 | 160.51 | 547.6601 | 0 | 0 | 0 | 1324570 | 0 | 262.69 | 30377.4 | 168.652 | 575.4406 | 0 | 0 | 0 | 1270430 | 0 | 55.2933 | 68.9353 | 79.8063
[20 empty] | 3809 | 2020-06-08 16:00 | 3809 | 6 | 8 | 17 | 126315.771 | 126.3158 | 14.6733 | 30377.4 | 0 | 0 | 0 | 0 | 0 | 0 | 0 | 14.6733 | 30377.4 | 0 | 0 | 0 | 0 | 0 | 0 | 0 | 14.6733 | 30377.4 | 0 | 0 | 0 | 0 | 0 | 0 | 0 | -111.6425 | -111.6425 | -111.6425
[20 empty] | 3810 | 2020-06-08 17:00 | 3810 | 6 | 8 | 18 | 63372.399 | 63.3724 | 13.7561 | 30670.8 | 0 | 0 | 0 | 0 | 0 | 0 | 0 | 13.7561 | 30670.8 | 0 | 0 | 0 | 0 | 0 | 40157.6 | -61.5098 | 21.8846 | 30670.8 | 5.7708 | 19.6898 | 0 | 0 | 0 | 0 | 0 | -49.6163 | -49.6163 | -41.4878
[20 empty] | 3811 | 2020-06-08 18:00 | 3811 | 6 | 8 | 19 | 14837.621 | 14.8376 | 10.3718 | 30890.8 | 0 | 0 | 0 | 0 | 0 | 0 | 0 | 10.3718 | 30890.8 | 0 | 0 | 0 | 0 | 0 | 106684 | -3.7219 | 29.4055 | 30890.8 | 14.7942 | 50.4778 | 0 | 0 | 0 | 0 | 0 | -4.4658 | -4.4658 | 14.5679
[20 empty] | 3812 | 2020-06-08 19:00 | 3812 | 6 | 8 | 20 | 0 | 0 | 8.8603 | 8529.14 | 0 | 0 | 0 | 0 | 0 | 0 | 0 | 8.8603 | 8529.14 | 0 | 0 | 0 | 0 | 0 | 0 | 0 | 8.8603 | 8529.14 | 0 | 0 | 0 | 0 | 0 | 0 | 0 | 8.8603 | 8.8603 | 8.8603
[20 empty] | 3813 | 2020-06-08 20:00 | 3813 | 6 | 8 | 21 | 0 | 0 | 23.9406 | 8675.79 | 12.0233 | 41.0235 | 0 | 0 | 0 | 88945.5 | 0 | 23.9406 | 8675.79 | 12.0233 | 41.0235 | 0 | 0 | 0 | 88945.7 | 0 | 23.9406 | 8675.79 | 12.0233 | 41.0235 | 0 | 0 | 0 | 88945.5 | 0 | 23.9406 | 23.9406 | 23.9406
[20 empty] | 3814 | 2020-06-08 21:00 | 3814 | 6 | 8 | 22 | 0 | 0 | 7.3488 | 8602.46 | 0 | 0 | 0 | 0 | 0 | 0 | 0 | 7.3488 | 8602.46 | 0 | 0 | 0 | 0 | 0 | 0 | 0 | 7.3488 | 8602.46 | 0 | 0 | 0 | 0 | 0 | 0 | 0 | 7.3488 | 7.3488 | 7.3488
[20 empty] | 3815 | 2020-06-08 22:00 | 3815 | 6 | 8 | 23 | 0 | 0 | 7.3488 | 8602.46 | 0 | 0 | 0 | 0 | 0 | 0 | 0 | 7.3488 | 8602.46 | 0 | 0 | 0 | 0 | 0 | 0 | 0 | 7.3488 | 8602.46 | 0 | 0 | 0 | 0 | 0 | 0 | 0 | 7.3488 | 7.3488 | 7.3488
[20 empty] | 3816 | 2020-06-08 23:00 | 3816 | 6 | 8 | 24 | 0 | 0 | 7.3488 | 8602.46 | 0 | 0 | 0 | 0 | 0 | 0 | 0 | 7.3488 | 8602.46 | 0 | 0 | 0 | 0 | 0 | 0 | 0 | 7.3488 | 8602.46 | 0 | 0 | 0 | 0 | 0 | 0 | 0 | 7.3488 | 7.3488 | 7.3488
[20 empty] | 3817 | 2020-06-09 | 3817 | 6 | 9 | 1 | 0 | 0 | 24.1971 | 8529.14 | 12.2798 | 41.8987 | 0 | 0 | 0 | 88472.4 | 0 | 24.1972 | 8529.14 | 12.2798 | 41.8987 | 0 | 0 | 0 | 88472.6 | 0 | 24.1972 | 8529.14 | 12.2798 | 41.8987 | 0 | 0 | 0 | 88472.5 | 0 | 24.1971 | 24.1972 | 24.1972
[20 empty] | 3818 | 2020-06-09 01:00 | 3818 | 6 | 9 | 2 | 0 | 0 | 7.3488 | 8529.14 | 0 | 0 | 0 | 0 | 0 | 0 | 0 | 7.3488 | 8529.14 | 0 | 0 | 0 | 0 | 0 | 0 | 0 | 7.3488 | 8529.14 | 0 | 0 | 0 | 0 | 0 | 0 | 0 | 7.3488 | 7.3488 | 7.3488
[20 empty] | 3819 | 2020-06-09 02:00 | 3819 | 6 | 9 | 3 | 0 | 0 | 7.3488 | 8602.46 | 0 | 0 | 0 | 0 | 0 | 0 | 0 | 7.3488 | 8602.46 | 0 | 0 | 0 | 0 | 0 | 0 | 0 | 7.3488 | 8602.46 | 0 | 0 | 0 | 0 | 0 | 0 | 0 | 7.3488 | 7.3488 | 7.3488
[20 empty] | 3820 | 2020-06-09 03:00 | 3820 | 6 | 9 | 4 | 0 | 0 | 7.3488 | 8675.79 | 0 | 0 | 0 | 0 | 0 | 0 | 0 | 7.3488 | 8675.79 | 0 | 0 | 0 | 0 | 0 | 0 | 0 | 7.3488 | 8675.79 | 0 | 0 | 0 | 0 | 0 | 0 | 0 | 7.3488 | 7.3488 | 7.3488
[20 empty] | 3821 | 2020-06-09 04:00 | 3821 | 6 | 9 | 5 | 0 | 0 | 8.8603 | 8675.79 | 0 | 0 | 0 | 0 | 0 | 0 | 0 | 87.6882 | 8675.79 | 59.9841 | 204.6657 | 0 | 0 | 0 | 466820 | 0 | 91.4925 | 8675.79 | 63.262 | 215.8499 | 0 | 0 | 0 | 442528 | 0 | 8.8603 | 87.6882 | 91.4925
[20 empty] | 3822 | 2020-06-09 05:00 | 3822 | 6 | 9 | 6 | 21976.748 | 21.9767 | 128.809 | 30817.4 | 90.3757 | 308.3619 | 0 | 0 | 0 | 644815 | 0 | 126.013 | 30817.4 | 88.6527 | 302.483 | 0 | 0 | 0 | 656587 | 0 | 130.524 | 30817.4 | 92.4641 | 315.4875 | 0 | 0 | 0 | 629726 | 0 | 106.8323 | 104.0363 | 108.5473
[20 empty] | 3823 | 2020-06-09 06:00 | 3823 | 6 | 9 | 7 | 74737.527 | 74.7375 | 246.102 | 80305.9 | 137.187 | 468.082 | 0 | 0 | 0 | 1132110 | 0 | 254.166 | 80305.9 | 145.253 | 495.6032 | 0 | 0 | 0 | 1211710 | 0 | 262.659 | 80305.9 | 152.983 | 521.978 | 0 | 0 | 0 | 1167790 | 0 | 171.3645 | 179.4285 | 187.9215
[20 empty] | 3824 | 2020-06-09 07:00 | 3824 | 6 | 9 | 8 | 133892.273 | 133.8923 | 302.142 | 80305.9 | 152.393 | 519.9649 | 0 | 0 | 0 | 1279800 | 0 | 312.481 | 80305.9 | 161.454 | 550.881 | 0 | 0 | 0 | 1381690 | 0 | 321.631 | 80305.9 | 169.31 | 577.6857 | 0 | 0 | 0 | 1332860 | 0 | 168.2497 | 178.5887 | 187.7387
[20 empty] | 3825 | 2020-06-09 08:00 | 3825 | 6 | 9 | 9 | 185262.2 | 185.2622 | 336.557 | 55008.7 | 178.876 | 610.3249 | 0 | 0 | 0 | 1578850 | 0 | 348.275 | 55008.7 | 188.722 | 643.9195 | 0 | 0 | 0 | 1694730 | 0 | 358.88 | 55008.7 | 197.538 | 673.9997 | 0 | 0 | 0 | 1640070 | 0 | 151.2948 | 163.0128 | 173.6178
[20 empty] | 3826 | 2020-06-09 09:00 | 3826 | 6 | 9 | 10 | 226715.434 | 226.7154 | 340.513 | 55008.7 | 179.129 | 611.1881 | 0 | 0 | 0 | 1581300 | -165.721 | 352.9 | 55008.7 | 189.367 | 646.1202 | 0 | 0 | 0 | 1707280 | -165.729 | 364.199 | 55008.7 | 198.559 | 677.4833 | 0 | 0 | 0 | 1647650 | -165.715 | 113.7976 | 126.1846 | 137.4836
[20 empty] | 3827 | 2020-06-09 10:00 | 3827 | 6 | 9 | 11 | 255452.598 | 255.4526 | 316.083 | 126659 | 176.06 | 600.7167 | 0 | 0 | 0 | 1529680 | 0 | 328.229 | 126659 | 186.205 | 635.3315 | 0 | 0 | 0 | 1651480 | 0 | 339.263 | 126659 | 195.282 | 666.3022 | 0 | 0 | 0 | 1594000 | 0 | 60.6304 | 72.7764 | 83.8104
[20 empty] | 3828 | 2020-06-09 11:00 | 3828 | 6 | 9 | 12 | 268700.427 | 268.7004 | 366.948 | 126659 | 199.101 | 679.3326 | 0 | 0 | 0 | 1748690 | 0 | 380.065 | 126659 | 209.797 | 715.8274 | 0 | 0 | 0 | 1878620 | 0 | 391.98 | 126659 | 219.405 | 748.6099 | 0 | 0 | 0 | 1817240 | 0 | 98.2476 | 111.3646 | 123.2796
[20 empty] | 3829 | 2020-06-09 12:00 | 3829 | 6 | 9 | 13 | 269013.68 | 269.0137 | 327.783 | 84557.2 | 208.428 | 711.1563 | 0 | 0 | 0 | 1829730 | 0 | 341.046 | 84557.2 | 219.304 | 748.2652 | 0 | 0 | 0 | 1960490 | 0 | 353.102 | 84557.2 | 229.077 | 781.6107 | 0 | 0 | 0 | 1898630 | 0 | 58.7693 | 72.0323 | 84.0883
[20 empty] | 3830 | 2020-06-09 13:00 | 3830 | 6 | 9 | 14 | 254581.158 | 254.5812 | 317.192 | 54495.2 | 203.861 | 695.5737 | 0 | 0 | 0 | 1779350 | 0 | 331.32 | 54495.2 | 215.234 | 734.3784 | 0 | 0 | 0 | 1922650 | 0 | 344.06 | 54495.2 | 225.426 | 769.1535 | 0 | 0 | 0 | 1855130 | 0 | 62.6108 | 76.7388 | 89.4788
[20 empty] | 3831 | 2020-06-09 14:00 | 3831 | 6 | 9 | 15 | 223151.867 | 223.1519 | 268.763 | 54935.4 | 174.298 | 594.7048 | 0 | 0 | 0 | 1470660 | 0 | 281.729 | 54935.4 | 184.728 | 630.2919 | 0 | 0 | 0 | 1596310 | 0 | 293.394 | 54935.4 | 194.057 | 662.1225 | 0 | 0 | 0 | 1536970 | 0 | 45.6111 | 58.5771 | 70.2421
[20 empty] | 3832 | 2020-06-09 15:00 | 3832 | 6 | 9 | 16 | 177905.917 | 177.9059 | 250.39 | 30377.4 | 159.801 | 545.241 | 0 | 0 | 0 | 1324190 | 0 | 262.652 | 30377.4 | 169.598 | 578.6684 | 0 | 0 | 0 | 1448080 | 0 | 273.527 | 30377.4 | 178.172 | 607.9229 | 0 | 0 | 0 | 1389020 | 0 | 72.4841 | 84.7461 | 95.6211
[20 empty] | 3833 | 2020-06-09 16:00 | 3833 | 6 | 9 | 17 | 121759.72 | 121.7597 | 14.6733 | 30377.4 | 0 | 0 | 0 | 0 | 0 | 0 | 0 | 14.6733 | 30377.4 | 0 | 0 | 0 | 0 | 0 | 0 | 0 | 14.6733 | 30377.4 | 0 | 0 | 0 | 0 | 0 | 0 | 0 | -107.0864 | -107.0864 | -107.0864
[20 empty] | 3834 | 2020-06-09 17:00 | 3834 | 6 | 9 | 18 | 61846.056 | 61.8461 | 13.7561 | 30597.4 | 0 | 0 | 0 | 0 | 0 | 0 | 0 | 13.7561 | 30597.4 | 0 | 0 | 0 | 0 | 0 | 0 | 0 | 13.7561 | 30597.4 | 0 | 0 | 0 | 0 | 0 | 0 | 0 | -48.09 | -48.09 | -48.09
[20 empty] | 3835 | 2020-06-09 18:00 | 3835 | 6 | 9 | 19 | 14566.181 | 14.5662 | 10.3718 | 30597.4 | 0 | 0 | 0 | 0 | 0 | 0 | 0 | 10.3718 | 30597.4 | 0 | 0 | 0 | 0 | 0 | 0 | 0 | 10.3718 | 30597.4 | 0 | 0 | 0 | 0 | 0 | 0 | 0 | -4.1944 | -4.1944 | -4.1944
[20 empty] | 3836 | 2020-06-09 19:00 | 3836 | 6 | 9 | 20 | 0 | 0 | 8.8603 | 8749.11 | 0 | 0 | 0 | 0 | 0 | 0 | 0 | 8.8603 | 8749.11 | 0 | 0 | 0 | 0 | 0 | 0 | 0 | 8.8603 | 8749.11 | 0 | 0 | 0 | 0 | 0 | 0 | 0 | 8.8603 | 8.8603 | 8.8603
[20 empty] | 3837 | 2020-06-09 20:00 | 3837 | 6 | 9 | 21 | 0 | 0 | 23.6076 | 8895.77 | 11.6902 | 39.887 | 0 | 0 | 0 | 89462.6 | 0 | 23.6076 | 8895.77 | 11.6903 | 39.8873 | 0 | 0 | 0 | 89463 | 0 | 23.6076 | 8895.77 | 11.6903 | 39.8873 | 0 | 0 | 0 | 89462.8 | 0 | 23.6076 | 23.6076 | 23.6076
[20 empty] | 3838 | 2020-06-09 21:00 | 3838 | 6 | 9 | 22 | 0 | 0 | 7.3488 | 8969.09 | 0 | 0 | 0 | 0 | 0 | 0 | 0 | 7.3488 | 8969.09 | 0 | 0 | 0 | 0 | 0 | 0 | 0 | 7.3488 | 8969.09 | 0 | 0 | 0 | 0 | 0 | 0 | 0 | 7.3488 | 7.3488 | 7.3488
[20 empty] | 3839 | 2020-06-09 22:00 | 3839 | 6 | 9 | 23 | 0 | 0 | 7.3488 | 8969.09 | 0 | 0 | 0 | 0 | 0 | 0 | 0 | 7.3488 | 8969.09 | 0 | 0 | 0 | 0 | 0 | 0 | 0 | 7.3488 | 8969.09 | 0 | 0 | 0 | 0 | 0 | 0 | 0 | 7.3488 | 7.3488 | 7.3488
[20 empty] | 3840 | 2020-06-09 23:00 | 3840 | 6 | 9 | 24 | 0 | 0 | 7.3488 | 8822.44 | 0 | 0 | 0 | 0 | 0 | 0 | 0 | 7.3488 | 8822.44 | 0 | 0 | 0 | 0 | 0 | 0 | 0 | 7.3488 | 8822.44 | 0 | 0 | 0 | 0 | 0 | 0 | 0 | 7.3488 | 7.3488 | 7.3488
[20 empty] | 3841 | 2020-06-10 | 3841 | 6 | 10 | 1 | 0 | 0 | 7.3488 | 8969.09 | 0 | 0 | 0 | 0 | 0 | 0 | 0 | 7.3488 | 8969.09 | 0 | 0 | 0 | 0 | 0 | 0 | 0 | 7.3488 | 8969.09 | 0 | 0 | 0 | 0 | 0 | 0 | 0 | 7.3488 | 7.3488 | 7.3488
[20 empty] | 3842 | 2020-06-10 01:00 | 3842 | 6 | 10 | 2 | 0 | 0 | 23.6153 | 8969.09 | 11.698 | 39.9136 | 0 | 0 | 0 | 89311.1 | 0 | 23.6153 | 8969.09 | 11.698 | 39.9136 | 0 | 0 | 0 | 89311.4 | 0 | 23.6153 | 8969.09 | 11.698 | 39.9136 | 0 | 0 | 0 | 89311.2 | 0 | 23.6153 | 23.6153 | 23.6153
[20 empty] | 3843 | 2020-06-10 02:00 | 3843 | 6 | 10 | 3 | 0 | 0 | 7.3488 | 8969.09 | 0 | 0 | 0 | 0 | 0 | 0 | 0 | 7.3488 | 8969.09 | 0 | 0 | 0 | 0 | 0 | 0 | 0 | 7.3488 | 8969.09 | 0 | 0 | 0 | 0 | 0 | 0 | 0 | 7.3488 | 7.3488 | 7.3488
[20 empty] | 3844 | 2020-06-10 03:00 | 3844 | 6 | 10 | 4 | 0 | 0 | 7.3488 | 9042.42 | 0 | 0 | 0 | 0 | 0 | 0 | 0 | 7.3488 | 9042.42 | 0 | 0 | 0 | 0 | 0 | 0 | 0 | 7.3488 | 9042.42 | 0 | 0 | 0 | 0 | 0 | 0 | 0 | 7.3488 | 7.3488 | 7.3488
[20 empty] | 3845 | 2020-06-10 04:00 | 3845 | 6 | 10 | 5 | 0 | 0 | 58.705 | 9042.42 | 37.7536 | 128.8153 | 0 | 0 | 0 | 288248 | 0 | 61.4026 | 9042.42 | 40.105 | 136.8383 | 0 | 0 | 0 | 224192 | 0 | 47.2251 | 9042.42 | 29.365 | 100.1934 | 0 | 0 | 0 | 306205 | 0 | 58.705 | 61.4026 | 47.2251
[20 empty] | 3846 | 2020-06-10 05:00 | 3846 | 6 | 10 | 6 | 16360.052 | 16.3601 | 109.989 | 31110.8 | 75.6181 | 258.009 | 0 | 0 | 0 | 564002 | 0 | 114.446 | 31110.8 | 79.4089 | 270.9432 | 0 | 0 | 0 | 637976 | 0 | 121.867 | 31110.8 | 85.5111 | 291.7639 | 0 | 0 | 0 | 592253 | 0 | 93.6289 | 98.0859 | 105.5069
[20 empty] | 3847 | 2020-06-10 06:00 | 3847 | 6 | 10 | 7 | 57804.134 | 57.8041 | 236.885 | 80526 | 129.462 | 441.7243 | 0 | 0 | 0 | 1054870 | 0 | 244.806 | 80526 | 136.652 | 466.2566 | 0 | 0 | 0 | 1151210 | 0 | 253.498 | 80526 | 144.11 | 491.7033 | 0 | 0 | 0 | 1099870 | 0 | 179.0809 | 187.0019 | 195.6939
[20 empty] | 3848 | 2020-06-10 07:00 | 3848 | 6 | 10 | 8 | 94316.309 | 94.3163 | 286.102 | 80526 | 140.315 | 478.7548 | 0 | 0 | 0 | 1145170 | 0 | 294.064 | 80526 | 147.38 | 502.8606 | 0 | 0 | 0 | 1240720 | 0 | 302.447 | 80526 | 154.526 | 527.2427 | 0 | 0 | 0 | 1191640 | 0 | 191.7857 | 199.7477 | 208.1307
[20 empty] | 3849 | 2020-06-10 08:00 | 3849 | 6 | 10 | 9 | 81714.557 | 81.7146 | 306.319 | 55228.8 | 152.172 | 519.2109 | 0 | 0 | 0 | 1219820 | 0 | 316.436 | 55228.8 | 160.71 | 548.3425 | 0 | 0 | 0 | 1326010 | 0 | 326.114 | 55228.8 | 168.697 | 575.5942 | 0 | 0 | 0 | 1272420 | 0 | 224.6044 | 234.7214 | 244.3994
[20 empty] | 3850 | 2020-06-10 09:00 | 3850 | 6 | 10 | 10 | 66537.155 | 66.5372 | 314.794 | 55228.8 | 156.521 | 534.0497 | 0 | 0 | 0 | 1297080 | -172.43 | 325.882 | 55228.8 | 165.811 | 565.7471 | 0 | 0 | 0 | 1413490 | -172.438 | 336.516 | 55228.8 | 174.481 | 595.3292 | 0 | 0 | 0 | 1355570 | -172.428 | 248.2568 | 259.3448 | 269.9788
[20 empty] | 3851 | 2020-06-10 10:00 | 3851 | 6 | 10 | 11 | 119952.832 | 119.9528 | 295.638 | 126659 | 156.838 | 535.1313 | 0 | 0 | 0 | 1295990 | 0 | 306.526 | 126659 | 165.98 | 566.3238 | 0 | 0 | 0 | 1411210 | 0 | 316.755 | 126659 | 174.329 | 594.8105 | 0 | 0 | 0 | 1353540 | 0 | 175.6852 | 186.5732 | 196.8022
[20 empty] | 3852 | 2020-06-10 11:00 | 3852 | 6 | 10 | 12 | 54052.377 | 54.0524 | 332.026 | 126659 | 167.034 | 569.92 | 0 | 0 | 0 | 1437540 | 0 | 343.548 | 126659 | 176.713 | 602.9448 | 0 | 0 | 0 | 1554330 | 0 | 354.362 | 126659 | 185.66 | 633.4719 | 0 | 0 | 0 | 1497050 | 0 | 277.9736 | 289.4956 | 300.3096
[20 empty] | 3853 | 2020-06-10 12:00 | 3853 | 6 | 10 | 13 | 96538.261 | 96.5383 | 278.309 | 85990.7 | 163.075 | 556.4119 | 0 | 0 | 0 | 1389090 | 0 | 289.616 | 85990.7 | 172.546 | 588.727 | 0 | 0 | 0 | 1508010 | 0 | 300.245 | 85990.7 | 181.301 | 618.599 | 0 | 0 | 0 | 1449100 | 0 | 181.7707 | 193.0777 | 203.7067
[20 empty] | 3854 | 2020-06-10 13:00 | 3854 | 6 | 10 | 14 | 148228.606 | 148.2286 | 269.348 | 55228.8 | 160.795 | 548.6325 | 0 | 0 | 0 | 1350870 | 0 | 281.323 | 55228.8 | 170.721 | 582.5001 | 0 | 0 | 0 | 1477650 | 0 | 292.366 | 55228.8 | 179.707 | 613.1603 | 0 | 0 | 0 | 1415300 | 0 | 121.1194 | 133.0944 | 144.1374
[20 empty] | 3855 | 2020-06-10 14:00 | 3855 | 6 | 10 | 15 | 57301.996 | 57.302 | 240.873 | 55228.8 | 150.503 | 513.5162 | 0 | 0 | 0 | 1189750 | 0 | 251.955 | 55228.8 | 159.329 | 543.6305 | 0 | 0 | 0 | 1308130 | 0 | 262.599 | 55228.8 | 167.734 | 572.3084 | 0 | 0 | 0 | 1249260 | 0 | 183.571 | 194.653 | 205.297
[20 empty] | 3856 | 2020-06-10 15:00 | 3856 | 6 | 10 | 16 | 60634.894 | 60.6349 | 232.408 | 30450.7 | 144.02 | 491.3962 | 0 | 0 | 0 | 1122030 | 0 | 243.68 | 30450.7 | 153.103 | 522.3874 | 0 | 0 | 0 | 1250750 | 0 | 254.535 | 30450.7 | 161.658 | 551.5771 | 0 | 0 | 0 | 1188600 | 0 | 171.7731 | 183.0451 | 193.9001
[20 empty] | 3857 | 2020-06-10 16:00 | 3857 | 6 | 10 | 17 | 93993.634 | 93.9936 | 14.6733 | 30450.7 | 0 | 0 | 0 | 0 | 0 | 0 | 0 | 14.6733 | 30450.7 | 0 | 0 | 0 | 0 | 0 | 0 | 0 | 14.6733 | 30450.7 | 0 | 0 | 0 | 0 | 0 | 0 | 0 | -79.3203 | -79.3203 | -79.3203
[20 empty] | 3858 | 2020-06-10 17:00 | 3858 | 6 | 10 | 18 | 12749.078 | 12.7491 | 13.7561 | 30597.4 | 0 | 0 | 0 | 0 | 0 | 0 | 0 | 13.7561 | 30597.4 | 0 | 0 | 0 | 0 | 0 | 0 | 0 | 13.7561 | 30597.4 | 0 | 0 | 0 | 0 | 0 | 0 | 0 | 1.007 | 1.007 | 1.007
[20 empty] | 3859 | 2020-06-10 18:00 | 3859 | 6 | 10 | 19 | 0 | 0 | 10.3718 | 30817.4 | 0 | 0 | 0 | 0 | 0 | 0 | 0 | 10.3718 | 30817.4 | 0 | 0 | 0 | 0 | 0 | 39537.8 | 0 | 16.9783 | 30817.4 | 5.5494 | 18.9345 | 0 | 0 | 0 | 0 | 0 | 10.3718 | 10.3718 | 16.9783
[20 empty] | 3860 | 2020-06-10 19:00 | 3860 | 6 | 10 | 20 | 0 | 0 | 8.8603 | 8455.81 | 0 | 0 | 0 | 0 | 0 | 0 | 0 | 8.8603 | 8455.81 | 0 | 0 | 0 | 0 | 0 | 0 | 0 | 8.8603 | 8455.81 | 0 | 0 | 0 | 0 | 0 | 0 | 0 | 8.8603 | 8.8603 | 8.8603
[20 empty] | 3861 | 2020-06-10 20:00 | 3861 | 6 | 10 | 21 | 0 | 0 | 24.0614 | 8675.79 | 12.1441 | 41.4357 | 0 | 0 | 0 | 89805.9 | 0 | 24.0614 | 8675.79 | 12.1441 | 41.4357 | 0 | 0 | 0 | 89806.2 | 0 | 24.0614 | 8675.79 | 12.1441 | 41.4357 | 0 | 0 | 0 | 89805.9 | 0 | 24.0614 | 24.0614 | 24.0614
[20 empty] | 3862 | 2020-06-10 21:00 | 3862 | 6 | 10 | 22 | 0 | 0 | 7.3488 | 8822.44 | 0 | 0 | 0 | 0 | 0 | 0 | 0 | 7.3488 | 8822.44 | 0 | 0 | 0 | 0 | 0 | 0 | 0 | 7.3488 | 8822.44 | 0 | 0 | 0 | 0 | 0 | 0 | 0 | 7.3488 | 7.3488 | 7.3488
[20 empty] | 3863 | 2020-06-10 22:00 | 3863 | 6 | 10 | 23 | 0 | 0 | 7.3488 | 8822.44 | 0 | 0 | 0 | 0 | 0 | 0 | 0 | 7.3488 | 8822.44 | 0 | 0 | 0 | 0 | 0 | 0 | 0 | 7.3488 | 8822.44 | 0 | 0 | 0 | 0 | 0 | 0 | 0 | 7.3488 | 7.3488 | 7.3488
[20 empty] | 3864 | 2020-06-10 23:00 | 3864 | 6 | 10 | 24 | 0 | 0 | 7.3488 | 8895.77 | 0 | 0 | 0 | 0 | 0 | 0 | 0 | 7.3488 | 8895.77 | 0 | 0 | 0 | 0 | 0 | 0 | 0 | 7.3488 | 8895.77 | 0 | 0 | 0 | 0 | 0 | 0 | 0 | 7.3488 | 7.3488 | 7.3488
[20 empty] | 3865 | 2020-06-11 | 3865 | 6 | 11 | 1 | 0 | 0 | 7.3488 | 9042.42 | 0 | 0 | 0 | 0 | 0 | 0 | 0 | 7.3488 | 9042.42 | 0 | 0 | 0 | 0 | 0 | 0 | 0 | 7.3488 | 9042.42 | 0 | 0 | 0 | 0 | 0 | 0 | 0 | 7.3488 | 7.3488 | 7.3488
[20 empty] | 3866 | 2020-06-11 01:00 | 3866 | 6 | 11 | 2 | 0 | 0 | 23.6626 | 9115.75 | 11.7453 | 40.075 | 0 | 0 | 0 | 89655.7 | 0 | 23.6626 | 9115.75 | 11.7453 | 40.075 | 0 | 0 | 0 | 89655.9 | 0 | 23.6626 | 9115.75 | 11.7453 | 40.075 | 0 | 0 | 0 | 89655.9 | 0 | 23.6626 | 23.6626 | 23.6626
[20 empty] | 3867 | 2020-06-11 02:00 | 3867 | 6 | 11 | 3 | 0 | 0 | 7.3488 | 9189.07 | 0 | 0 | 0 | 0 | 0 | 0 | 0 | 7.3488 | 9189.07 | 0 | 0 | 0 | 0 | 0 | 0 | 0 | 7.3488 | 9189.07 | 0 | 0 | 0 | 0 | 0 | 0 | 0 | 7.3488 | 7.3488 | 7.3488
[20 empty] | 3868 | 2020-06-11 03:00 | 3868 | 6 | 11 | 4 | 0 | 0 | 7.3488 | 9189.07 | 0 | 0 | 0 | 0 | 0 | 0 | 0 | 7.3488 | 9189.07 | 0 | 0 | 0 | 0 | 0 | 0 | 0 | 7.3488 | 9189.07 | 0 | 0 | 0 | 0 | 0 | 0 | 0 | 7.3488 | 7.3488 | 7.3488
[20 empty] | 3869 | 2020-06-11 04:00 | 3869 | 6 | 11 | 5 | 0 | 0 | 27.0783 | 9115.75 | 13.6868 | 46.6994 | 0 | 0 | 0 | 104457 | 0 | 28.4852 | 9115.75 | 14.8311 | 50.6037 | 0 | 0 | 0 | 411948 | 0 | 79.3326 | 9115.75 | 53.9653 | 184.1296 | 0 | 0 | 0 | 113192 | 0 | 27.0783 | 28.4852 | 79.3326
[20 empty] | 3870 | 2020-06-11 05:00 | 3870 | 6 | 11 | 6 | 13448.354 | 13.4484 | 91.8247 | 31477.5 | 62.1463 | 212.0432 | 0 | 0 | 0 | 474489 | 0 | 96.9695 | 31477.5 | 66.3882 | 226.5165 | 0 | 0 | 0 | 483311 | 0 | 92.2879 | 31477.5 | 63.2954 | 215.9639 | 0 | 0 | 0 | 506858 | 0 | 78.3763 | 83.5211 | 78.8395
[20 empty] | 3871 | 2020-06-11 06:00 | 3871 | 6 | 11 | 7 | 64540.522 | 64.5405 | 204.757 | 81186.4 | 95.9087 | 327.2405 | 0 | 0 | 0 | 733130 | 0 | 210.046 | 81186.4 | 100.545 | 343.0595 | 0 | 0 | 0 | 770760 | 0 | 209.392 | 81186.4 | 100.846 | 344.0866 | 0 | 0 | 0 | 768487 | 0 | 140.2165 | 145.5055 | 144.8515
[20 empty] | 3872 | 2020-06-11 07:00 | 3872 | 6 | 11 | 8 | 89755.964 | 89.756 | 244.54 | 81186.4 | 100.538 | 343.0357 | 0 | 0 | 0 | 787429 | 0 | 249.582 | 81186.4 | 105.371 | 359.5259 | 0 | 0 | 0 | 833237 | 0 | 250.568 | 81186.4 | 107.226 | 365.8551 | 0 | 0 | 0 | 821502 | 0 | 154.784 | 159.826 | 160.812
[20 empty] | 3873 | 2020-06-11 08:00 | 3873 | 6 | 11 | 9 | 154643.419 | 154.6434 | 253.26 | 56329.2 | 102.976 | 351.3541 | 0 | 0 | 0 | 803369 | 0 | 257.527 | 56329.2 | 107.194 | 365.7459 | 0 | 0 | 0 | 842290 | 0 | 258.061 | 56329.2 | 108.599 | 370.5398 | 0 | 0 | 0 | 833260 | 0 | 98.6166 | 102.8836 | 103.4176
[20 empty] | 3874 | 2020-06-11 09:00 | 3874 | 6 | 11 | 10 | 185746.475 | 185.7465 | 255.11 | 56255.8 | 103.074 | 351.6885 | 0 | 0 | 0 | 807133 | -31.6953 | 259.569 | 56255.8 | 107.389 | 366.4113 | 0 | 0 | 0 | 847028 | -31.6875 | 260.59 | 56255.8 | 109.003 | 371.9182 | 0 | 0 | 0 | 836449 | -31.6875 | 69.3635 | 73.8225 | 74.8435
[20 empty] | 3875 | 2020-06-11 10:00 | 3875 | 6 | 11 | 11 | 188042.739 | 188.0427 | 228.592 | 126659 | 96.6748 | 329.8544 | 0 | 0 | 0 | 749805 | 0 | 232.555 | 126659 | 100.46 | 342.7695 | 0 | 0 | 0 | 786878 | 0 | 233.403 | 126659 | 101.911 | 347.7203 | 0 | 0 | 0 | 777421 | 0 | 40.5493 | 44.5123 | 45.3603
[20 empty] | 3876 | 2020-06-11 11:00 | 3876 | 6 | 11 | 12 | 213920.393 | 213.9204 | 263.864 | 126659 | 106.39 | 363.0027 | 0 | 0 | 0 | 844486 | 0 | 268.068 | 126659 | 110.496 | 377.0124 | 0 | 0 | 0 | 885560 | 0 | 269.695 | 126659 | 112.674 | 384.4437 | 0 | 0 | 0 | 872475 | 0 | 49.9436 | 54.1476 | 55.7746
[20 empty] | 3877 | 2020-06-11 12:00 | 3877 | 6 | 11 | 13 | 185098.306 | 185.0983 | 206.42 | 89107.2 | 99.3332 | 338.9249 | 0 | 0 | 0 | 773077 | 0 | 209.866 | 89107.2 | 102.84 | 350.8901 | 0 | 0 | 0 | 808192 | 0 | 210.699 | 89107.2 | 104.335 | 355.991 | 0 | 0 | 0 | 798560 | 0 | 21.3217 | 24.7677 | 25.6007
[20 empty] | 3878 | 2020-06-11 13:00 | 3878 | 6 | 11 | 14 | 181659.245 | 181.6592 | 191.371 | 56329.2 | 93.1199 | 317.7251 | 0 | 0 | 0 | 720621 | 0 | 194.8 | 56329.2 | 96.5607 | 329.4651 | 0 | 0 | 0 | 755357 | 0 | 195.776 | 56329.2 | 98.0902 | 334.6838 | 0 | 0 | 0 | 745405 | 0 | 9.7118 | 13.1408 | 14.1168
[20 empty] | 3879 | 2020-06-11 14:00 | 3879 | 6 | 11 | 15 | 124434.056 | 124.4341 | 153.329 | 56402.5 | 74.1431 | 252.9763 | 0 | 0 | 0 | 566188 | 0 | 156.96 | 56402.5 | 77.5599 | 264.6344 | 0 | 0 | 0 | 591716 | 0 | 156.956 | 56402.5 | 77.51 | 264.4641 | 0 | 0 | 0 | 592099 | 0 | 28.8949 | 32.5259 | 32.5219
[20 empty] | 3880 | 2020-06-11 15:00 | 3880 | 6 | 11 | 16 | 139084.382 | 139.0844 | 144.026 | 31550.8 | 67.8056 | 231.3527 | 0 | 0 | 0 | 517433 | 0 | 147.345 | 31550.8 | 71.2757 | 243.1927 | 0 | 0 | 0 | 536617 | 0 | 146.235 | 31550.8 | 70.3195 | 239.9301 | 0 | 0 | 0 | 543914 | 0 | 4.9416 | 8.2606 | 7.1506
[20 empty] | 3881 | 2020-06-11 16:00 | 3881 | 6 | 11 | 17 | 113954.92 | 113.9549 | 14.6733 | 31550.8 | 0 | 0 | 0 | 0 | 0 | 0 | 0 | 14.6733 | 31550.8 | 0 | 0 | 0 | 0 | 0 | 0 | 0 | 14.6733 | 31550.8 | 0 | 0 | 0 | 0 | 0 | 0 | 0 | -99.2816 | -99.2816 | -99.2816
[20 empty] | 3882 | 2020-06-11 17:00 | 3882 | 6 | 11 | 18 | 60395.097 | 60.3951 | 13.7561 | 31697.5 | 0 | 0 | 0 | 0 | 0 | 0 | 0 | 13.7561 | 31697.5 | 0 | 0 | 0 | 0 | 0 | 0 | 0 | 13.7561 | 31697.5 | 0 | 0 | 0 | 0 | 0 | 0 | 0 | -46.639 | -46.639 | -46.639
[20 empty] | 3883 | 2020-06-11 18:00 | 3883 | 6 | 11 | 19 | 13836.774 | 13.8368 | 10.3718 | 31697.5 | 0 | 0 | 0 | 0 | 0 | 0 | 0 | 10.3718 | 31697.5 | 0 | 0 | 0 | 0 | 0 | 0 | 0 | 10.3718 | 31697.5 | 0 | 0 | 0 | 0 | 0 | 0 | 0 | -3.465 | -3.465 | -3.465
[20 empty] | 3884 | 2020-06-11 19:00 | 3884 | 6 | 11 | 20 | 0 | 0 | 25.2823 | 9409.05 | 11.8535 | 40.4441 | 0 | 0 | 0 | 90686.4 | 0 | 25.2823 | 9409.05 | 11.8535 | 40.4441 | 0 | 0 | 0 | 90686.5 | 0 | 25.2824 | 9409.05 | 11.8536 | 40.4445 | 0 | 0 | 0 | 90686.2 | 0 | 25.2823 | 25.2823 | 25.2824
[20 empty] | 3885 | 2020-06-11 20:00 | 3885 | 6 | 11 | 21 | 0 | 0 | 7.3488 | 9409.05 | 0 | 0 | 0 | 0 | 0 | 0 | 0 | 7.3488 | 9409.05 | 0 | 0 | 0 | 0 | 0 | 0 | 0 | 7.3488 | 9409.05 | 0 | 0 | 0 | 0 | 0 | 0 | 0 | 7.3488 | 7.3488 | 7.3488
[20 empty] | 3886 | 2020-06-11 21:00 | 3886 | 6 | 11 | 22 | 0 | 0 | 7.3488 | 9482.38 | 0 | 0 | 0 | 0 | 0 | 0 | 0 | 7.3488 | 9482.38 | 0 | 0 | 0 | 0 | 0 | 0 | 0 | 7.3488 | 9482.38 | 0 | 0 | 0 | 0 | 0 | 0 | 0 | 7.3488 | 7.3488 | 7.3488
[20 empty] | 3887 | 2020-06-11 22:00 | 3887 | 6 | 11 | 23 | 0 | 0 | 7.3488 | 9482.38 | 0 | 0 | 0 | 0 | 0 | 0 | 0 | 7.3488 | 9482.38 | 0 | 0 | 0 | 0 | 0 | 0 | 0 | 7.3488 | 9482.38 | 0 | 0 | 0 | 0 | 0 | 0 | 0 | 7.3488 | 7.3488 | 7.3488
[20 empty] | 3888 | 2020-06-11 23:00 | 3888 | 6 | 11 | 24 | 0 | 0 | 24.1563 | 9555.71 | 11.7784 | 40.1879 | 0 | 0 | 0 | 89877.3 | 0 | 24.1562 | 9555.71 | 11.7784 | 40.1879 | 0 | 0 | 0 | 89877.4 | 0 | 24.1563 | 9555.71 | 11.7784 | 40.1879 | 0 | 0 | 0 | 89877.1 | 0 | 24.1563 | 24.1562 | 24.1563
[20 empty] | 3889 | 2020-06-12 | 3889 | 6 | 12 | 1 | 0 | 0 | 7.8094 | 9555.71 | 0 | 0 | 0 | 0 | 0 | 0 | 0 | 7.8094 | 9555.71 | 0 | 0 | 0 | 0 | 0 | 0 | 0 | 7.8094 | 9555.71 | 0 | 0 | 0 | 0 | 0 | 0 | 0 | 7.8094 | 7.8094 | 7.8094
[20 empty] | 3890 | 2020-06-12 01:00 | 3890 | 6 | 12 | 2 | 0 | 0 | 7.8094 | 9629.03 | 0 | 0 | 0 | 0 | 0 | 0 | 0 | 7.8094 | 9629.03 | 0 | 0 | 0 | 0 | 0 | 0 | 0 | 7.8094 | 9629.03 | 0 | 0 | 0 | 0 | 0 | 0 | 0 | 7.8094 | 7.8094 | 7.8094
[20 empty] | 3891 | 2020-06-12 02:00 | 3891 | 6 | 12 | 3 | 0 | 0 | 7.8094 | 9702.36 | 0 | 0 | 0 | 0 | 0 | 0 | 0 | 7.8094 | 9702.36 | 0 | 0 | 0 | 0 | 0 | 0 | 0 | 7.8094 | 9702.36 | 0 | 0 | 0 | 0 | 0 | 0 | 0 | 7.8094 | 7.8094 | 7.8094
[20 empty] | 3892 | 2020-06-12 03:00 | 3892 | 6 | 12 | 4 | 0 | 0 | 24.1072 | 9775.69 | 11.7293 | 40.0204 | 0 | 0 | 0 | 89496.4 | 0 | 24.1072 | 9775.69 | 11.7293 | 40.0204 | 0 | 0 | 0 | 89496.5 | 0 | 24.1072 | 9775.69 | 11.7294 | 40.0207 | 0 | 0 | 0 | 89496.2 | 0 | 24.1072 | 24.1072 | 24.1072
[20 empty] | 3893 | 2020-06-12 04:00 | 3893 | 6 | 12 | 5 | 0 | 0 | 7.8094 | 9775.69 | 0 | 0 | 0 | 0 | 0 | 0 | 0 | 7.8094 | 9775.69 | 0 | 0 | 0 | 0 | 0 | 0 | 0 | 7.8094 | 9775.69 | 0 | 0 | 0 | 0 | 0 | 0 | 0 | 7.8094 | 7.8094 | 7.8094
[20 empty] | 3894 | 2020-06-12 05:00 | 3894 | 6 | 12 | 6 | 20514.415 | 20.5144 | 7.8077 | 9702.36 | 0 | 0 | 0 | 0 | 0 | 0 | 0 | 7.8074 | 9702.36 | 0 | 0 | 0 | 0 | 0 | 0 | 0 | 7.8071 | 9702.36 | 0 | 0 | 0 | 0 | 0 | 0 | 0 | -12.7067 | -12.707 | -12.7073
[20 empty] | 3895 | 2020-06-12 06:00 | 3895 | 6 | 12 | 7 | 85610.716 | 85.6107 | 7.8017 | 9702.36 | 0 | 0 | 0 | 0 | 0 | 0 | 0 | 7.8006 | 9702.36 | 0 | 0 | 0 | 0 | 0 | 0 | 0 | 7.7996 | 9702.36 | 0 | 0 | 0 | 0 | 0 | 0 | 0 | -77.809 | -77.8101 | -77.8112
[20 empty] | 3896 | 2020-06-12 07:00 | 3896 | 6 | 12 | 8 | 158247.131 | 158.2471 | 7.7993 | 9702.36 | 0 | 0 | 0 | 0 | 0 | 0 | 0 | 7.7993 | 9702.36 | 0 | 0 | 0 | 0 | 0 | 0 | 0 | 7.7993 | 9702.36 | 0 | 0 | 0 | 0 | 0 | 0 | 0 | -150.4478 | -150.4478 | -150.4478
[20 empty] | 3897 | 2020-06-12 08:00 | 3897 | 6 | 12 | 9 | 213681.559 | 213.6816 | 24.088 | 9482.38 | 11.7202 | 39.9893 | 0 | 0 | 0 | 89428.1 | 0 | 24.088 | 9482.38 | 11.7202 | 39.9893 | 0 | 0 | 0 | 89428.3 | 0 | 24.088 | 9482.38 | 11.7202 | 39.9893 | 0 | 0 | 0 | 89427.9 | 0 | -189.5936 | -189.5936 | -189.5936
[20 empty] | 3898 | 2020-06-12 09:00 | 3898 | 6 | 12 | 10 | 253234.889 | 253.2349 | 7.7993 | 9335.73 | 0 | 0 | 0 | 0 | 0 | 0 | 0 | 7.7993 | 9335.73 | 0 | 0 | 0 | 0 | 0 | 0 | 0 | 7.7993 | 9335.73 | 0 | 0 | 0 | 0 | 0 | 0 | 0 | -245.4356 | -245.4356 | -245.4356
[20 empty] | 3899 | 2020-06-12 10:00 | 3899 | 6 | 12 | 11 | 278004.317 | 278.0043 | 7.7993 | 9262.4 | 0 | 0 | 0 | 0 | 0 | 0 | 0 | 7.7993 | 9262.4 | 0 | 0 | 0 | 0 | 0 | 0 | 0 | 7.7993 | 9262.4 | 0 | 0 | 0 | 0 | 0 | 0 | 0 | -270.205 | -270.205 | -270.205
[20 empty] | 3900 | 2020-06-12 11:00 | 3900 | 6 | 12 | 12 | 285382.055 | 285.3821 | 7.7993 | 9042.42 | 0 | 0 | 0 | 0 | 0 | 0 | 0 | 7.7993 | 9042.42 | 0 | 0 | 0 | 0 | 0 | 0 | 0 | 7.7993 | 9042.42 | 0 | 0 | 0 | 0 | 0 | 0 | 0 | -277.5827 | -277.5827 | -277.5827
[20 empty] | 3901 | 2020-06-12 12:00 | 3901 | 6 | 12 | 13 | 279859.043 | 279.859 | 7.7993 | 8969.09 | 0 | 0 | 0 | 0 | 0 | 0 | 0 | 7.7993 | 8969.09 | 0 | 0 | 0 | 0 | 0 | 0 | 0 | 7.7993 | 8969.09 | 0 | 0 | 0 | 0 | 0 | 0 | 0 | -272.0597 | -272.0597 | -272.0597
[20 empty] | 3902 | 2020-06-12 13:00 | 3902 | 6 | 12 | 14 | 259979.259 | 259.9793 | 24.0583 | 8969.09 | 11.6905 | 39.888 | 0 | 0 | 0 | 89209.8 | 0 | 24.0583 | 8969.09 | 11.6905 | 39.888 | 0 | 0 | 0 | 89209.8 | 0 | 24.0583 | 8969.09 | 11.6905 | 39.888 | 0 | 0 | 0 | 89209.4 | 0 | -235.921 | -235.921 | -235.921
[20 empty] | 3903 | 2020-06-12 14:00 | 3903 | 6 | 12 | 15 | 231287.042 | 231.287 | 7.7993 | 9042.42 | 0 | 0 | 0 | 0 | 0 | 0 | 0 | 7.7993 | 9042.42 | 0 | 0 | 0 | 0 | 0 | 0 | 0 | 7.7993 | 9042.42 | 0 | 0 | 0 | 0 | 0 | 0 | 0 | -223.4877 | -223.4877 | -223.4877
[20 empty] | 3904 | 2020-06-12 15:00 | 3904 | 6 | 12 | 16 | 191639.01 | 191.639 | 7.7993 | 8969.09 | 0 | 0 | 0 | 0 | 0 | 0 | 0 | 7.7993 | 8969.09 | 0 | 0 | 0 | 0 | 0 | 0 | 0 | 7.7993 | 8969.09 | 0 | 0 | 0 | 0 | 0 | 0 | 0 | -183.8397 | -183.8397 | -183.8397
[20 empty] | 3905 | 2020-06-12 16:00 | 3905 | 6 | 12 | 17 | 139315.514 | 139.3155 | 7.7993 | 8969.09 | 0 | 0 | 0 | 0 | 0 | 0 | 0 | 7.7993 | 8969.09 | 0 | 0 | 0 | 0 | 0 | 0 | 0 | 7.7993 | 8969.09 | 0 | 0 | 0 | 0 | 0 | 0 | 0 | -131.5162 | -131.5162 | -131.5162
[20 empty] | 3906 | 2020-06-12 17:00 | 3906 | 6 | 12 | 18 | 70305.792 | 70.3058 | 23.989 | 9262.4 | 11.6212 | 39.6515 | 0 | 0 | 0 | 88676.1 | 0 | 23.989 | 9262.4 | 11.6212 | 39.6515 | 0 | 0 | 0 | 88676.3 | 0 | 23.989 | 9262.4 | 11.6212 | 39.6515 | 0 | 0 | 0 | 88675.8 | 0 | -46.3168 | -46.3168 | -46.3168
[20 empty] | 3907 | 2020-06-12 18:00 | 3907 | 6 | 12 | 19 | 13603.76 | 13.6038 | 7.7994 | 9262.4 | 0 | 0 | 0 | 0 | 0 | 0 | 0 | 7.7995 | 9262.4 | 0 | 0 | 0 | 0 | 0 | 0 | 0 | 7.7993 | 9262.4 | 0 | 0 | 0 | 0 | 0 | 0 | 0 | -5.8043 | -5.8042 | -5.8044
[20 empty] | 3908 | 2020-06-12 19:00 | 3908 | 6 | 12 | 20 | 0 | 0 | 7.8094 | 9262.4 | 0 | 0 | 0 | 0 | 0 | 0 | 0 | 7.8094 | 9262.4 | 0 | 0 | 0 | 0 | 0 | 0 | 0 | 7.8094 | 9262.4 | 0 | 0 | 0 | 0 | 0 | 0 | 0 | 7.8094 | 7.8094 | 7.8094
[20 empty] | 3909 | 2020-06-12 20:00 | 3909 | 6 | 12 | 21 | 0 | 0 | 7.8094 | 9335.73 | 0 | 0 | 0 | 0 | 0 | 0 | 0 | 7.8094 | 9335.73 | 0 | 0 | 0 | 0 | 0 | 0 | 0 | 7.8094 | 9335.73 | 0 | 0 | 0 | 0 | 0 | 0 | 0 | 7.8094 | 7.8094 | 7.8094
[20 empty] | 3910 | 2020-06-12 21:00 | 3910 | 6 | 12 | 22 | 0 | 0 | 7.8094 | 9335.73 | 0 | 0 | 0 | 0 | 0 | 0 | 0 | 7.8094 | 9335.73 | 0 | 0 | 0 | 0 | 0 | 0 | 0 | 7.8094 | 9335.73 | 0 | 0 | 0 | 0 | 0 | 0 | 0 | 7.8094 | 7.8094 | 7.8094
[20 empty] | 3911 | 2020-06-12 22:00 | 3911 | 6 | 12 | 23 | 0 | 0 | 23.9905 | 9335.73 | 11.6127 | 39.6225 | 0 | 0 | 0 | 88614.3 | 0 | 23.9905 | 9335.73 | 11.6126 | 39.6222 | 0 | 0 | 0 | 88614.4 | 0 | 23.9906 | 9335.73 | 11.6127 | 39.6225 | 0 | 0 | 0 | 88613.9 | 0 | 23.9905 | 23.9905 | 23.9906
[20 empty] | 3912 | 2020-06-12 23:00 | 3912 | 6 | 12 | 24 | 0 | 0 | 7.8094 | 9335.73 | 0 | 0 | 0 | 0 | 0 | 0 | 0 | 7.8094 | 9335.73 | 0 | 0 | 0 | 0 | 0 | 0 | 0 | 7.8094 | 9335.73 | 0 | 0 | 0 | 0 | 0 | 0 | 0 | 7.8094 | 7.8094 | 7.8094
[20 empty] | 3913 | 2020-06-13 | 3913 | 6 | 13 | 1 | 0 | 0 | 7.8094 | 9409.05 | 0 | 0 | 0 | 0 | 0 | 0 | 0 | 7.8094 | 9409.05 | 0 | 0 | 0 | 0 | 0 | 0 | 0 | 7.8094 | 9409.05 | 0 | 0 | 0 | 0 | 0 | 0 | 0 | 7.8094 | 7.8094 | 7.8094
[20 empty] | 3914 | 2020-06-13 01:00 | 3914 | 6 | 13 | 2 | 0 | 0 | 7.8094 | 9409.05 | 0 | 0 | 0 | 0 | 0 | 0 | 0 | 7.8094 | 9409.05 | 0 | 0 | 0 | 0 | 0 | 0 | 0 | 7.8094 | 9409.05 | 0 | 0 | 0 | 0 | 0 | 0 | 0 | 7.8094 | 7.8094 | 7.8094
[20 empty] | 3915 | 2020-06-13 02:00 | 3915 | 6 | 13 | 3 | 0 | 0 | 7.8094 | 9409.05 | 0 | 0 | 0 | 0 | 0 | 0 | 0 | 7.8094 | 9409.05 | 0 | 0 | 0 | 0 | 0 | 0 | 0 | 7.8094 | 9409.05 | 0 | 0 | 0 | 0 | 0 | 0 | 0 | 7.8094 | 7.8094 | 7.8094
[20 empty] | 3916 | 2020-06-13 03:00 | 3916 | 6 | 13 | 4 | 0 | 0 | 23.9658 | 9409.05 | 11.588 | 39.5383 | 0 | 0 | 0 | 88428.2 | 0 | 23.9658 | 9409.05 | 11.5879 | 39.5379 | 0 | 0 | 0 | 88428.2 | 0 | 23.9658 | 9409.05 | 11.588 | 39.5383 | 0 | 0 | 0 | 88427.8 | 0 | 23.9658 | 23.9658 | 23.9658
[20 empty] | 3917 | 2020-06-13 04:00 | 3917 | 6 | 13 | 5 | 0 | 0 | 7.8094 | 9409.05 | 0 | 0 | 0 | 0 | 0 | 0 | 0 | 7.8094 | 9409.05 | 0 | 0 | 0 | 0 | 0 | 0 | 0 | 7.8094 | 9409.05 | 0 | 0 | 0 | 0 | 0 | 0 | 0 | 7.8094 | 7.8094 | 7.8094
[20 empty] | 3918 | 2020-06-13 05:00 | 3918 | 6 | 13 | 6 | 14002.826 | 14.0028 | 7.8073 | 9555.71 | 0 | 0 | 0 | 0 | 0 | 0 | 0 | 7.8069 | 9555.71 | 0 | 0 | 0 | 0 | 0 | 0 | 0 | 7.8065 | 9555.71 | 0 | 0 | 0 | 0 | 0 | 0 | 0 | -6.1955 | -6.1959 | -6.1963
[20 empty] | 3919 | 2020-06-13 06:00 | 3919 | 6 | 13 | 7 | 63889.191 | 63.8892 | 7.8047 | 9409.05 | 0 | 0 | 0 | 0 | 0 | 0 | 0 | 7.8038 | 9409.05 | 0 | 0 | 0 | 0 | 0 | 0 | 0 | 7.8029 | 9409.05 | 0 | 0 | 0 | 0 | 0 | 0 | 0 | -56.0845 | -56.0854 | -56.0863
[20 empty] | 3920 | 2020-06-13 07:00 | 3920 | 6 | 13 | 8 | 147788.256 | 147.7883 | 23.8907 | 9409.05 | 11.5229 | 39.3161 | 0 | 0 | 0 | 87921.2 | 0 | 23.8906 | 9409.05 | 11.5228 | 39.3158 | 0 | 0 | 0 | 87921.3 | 0 | 23.8907 | 9409.05 | 11.5229 | 39.3161 | 0 | 0 | 0 | 87920.7 | 0 | -123.8976 | -123.8977 | -123.8976
[20 empty] | 3921 | 2020-06-13 08:00 | 3921 | 6 | 13 | 9 | 166122.298 | 166.1223 | 7.7993 | 9115.75 | 0 | 0 | 0 | 0 | 0 | 0 | 0 | 7.7993 | 9115.75 | 0 | 0 | 0 | 0 | 0 | 0 | 0 | 7.7993 | 9115.75 | 0 | 0 | 0 | 0 | 0 | 0 | 0 | -158.323 | -158.323 | -158.323
[20 empty] | 3922 | 2020-06-13 09:00 | 3922 | 6 | 13 | 10 | 251945.992 | 251.946 | 7.7993 | 9042.42 | 0 | 0 | 0 | 0 | 0 | 0 | 0 | 7.7993 | 9042.42 | 0 | 0 | 0 | 0 | 0 | 0 | 0 | 7.7993 | 9042.42 | 0 | 0 | 0 | 0 | 0 | 0 | 0 | -244.1467 | -244.1467 | -244.1467
[20 empty] | 3923 | 2020-06-13 10:00 | 3923 | 6 | 13 | 11 | 241502.592 | 241.5026 | 7.7993 | 9042.42 | 0 | 0 | 0 | 0 | 0 | 0 | 0 | 7.7993 | 9042.42 | 0 | 0 | 0 | 0 | 0 | 0 | 0 | 7.7993 | 9042.42 | 0 | 0 | 0 | 0 | 0 | 0 | 0 | -233.7033 | -233.7033 | -233.7033
[20 empty] | 3924 | 2020-06-13 11:00 | 3924 | 6 | 13 | 12 | 296460.09 | 296.4601 | 7.7993 | 8675.79 | 0 | 0 | 0 | 0 | 0 | 0 | 0 | 7.7993 | 8675.79 | 0 | 0 | 0 | 0 | 0 | 0 | 0 | 7.7993 | 8675.79 | 0 | 0 | 0 | 0 | 0 | 0 | 0 | -288.6608 | -288.6608 | -288.6608
[20 empty] | 3925 | 2020-06-13 12:00 | 3925 | 6 | 13 | 13 | 248809.152 | 248.8092 | 24.6087 | 8529.14 | 12.2409 | 41.766 | 0 | 0 | 0 | 87888.4 | 0 | 24.6087 | 8529.14 | 12.2408 | 41.7656 | 0 | 0 | 0 | 87888.5 | 0 | 24.6087 | 8529.14 | 12.2409 | 41.766 | 0 | 0 | 0 | 87888.1 | 0 | -224.2005 | -224.2005 | -224.2005
[20 empty] | 3926 | 2020-06-13 13:00 | 3926 | 6 | 13 | 14 | 236669.975 | 236.67 | 7.7993 | 8529.14 | 0 | 0 | 0 | 0 | 0 | 0 | 0 | 7.7993 | 8529.14 | 0 | 0 | 0 | 0 | 0 | 0 | 0 | 7.7993 | 8529.14 | 0 | 0 | 0 | 0 | 0 | 0 | 0 | -228.8707 | -228.8707 | -228.8707
[20 empty] | 3927 | 2020-06-13 14:00 | 3927 | 6 | 13 | 15 | 169894.425 | 169.8944 | 7.7993 | 8602.46 | 0 | 0 | 0 | 0 | 0 | 0 | 0 | 7.7993 | 8602.46 | 0 | 0 | 0 | 0 | 0 | 0 | 0 | 7.7993 | 8602.46 | 0 | 0 | 0 | 0 | 0 | 0 | 0 | -162.0951 | -162.0951 | -162.0951
[20 empty] | 3928 | 2020-06-13 15:00 | 3928 | 6 | 13 | 16 | 100418.382 | 100.4184 | 7.7993 | 8675.79 | 0 | 0 | 0 | 0 | 0 | 0 | 0 | 7.7993 | 8675.79 | 0 | 0 | 0 | 0 | 0 | 0 | 0 | 7.7993 | 8675.79 | 0 | 0 | 0 | 0 | 0 | 0 | 0 | -92.6191 | -92.6191 | -92.6191
[20 empty] | 3929 | 2020-06-13 16:00 | 3929 | 6 | 13 | 17 | 94261.714 | 94.2617 | 7.7993 | 8675.79 | 0 | 0 | 0 | 0 | 0 | 0 | 0 | 7.7993 | 8675.79 | 0 | 0 | 0 | 0 | 0 | 0 | 0 | 7.7993 | 8675.79 | 0 | 0 | 0 | 0 | 0 | 0 | 0 | -86.4624 | -86.4624 | -86.4624
[20 empty] | 3930 | 2020-06-13 17:00 | 3930 | 6 | 13 | 18 | 19689.863 | 19.6899 | 24.0046 | 8822.44 | 11.6368 | 39.7048 | 0 | 0 | 0 | 87719 | 0 | 24.0046 | 8822.44 | 11.6368 | 39.7048 | 0 | 0 | 0 | 87719.1 | 0 | 24.0047 | 8822.44 | 11.6368 | 39.7048 | 0 | 0 | 0 | 87718.8 | 0 | 4.3147 | 4.3147 | 4.3148
[20 empty] | 3931 | 2020-06-13 18:00 | 3931 | 6 | 13 | 19 | 29.231 | 0.029231 | 7.7993 | 8895.77 | 0 | 0 | 0 | 0 | 0 | 0 | 0 | 7.7993 | 8895.77 | 0 | 0 | 0 | 0 | 0 | 0 | 0 | 7.7993 | 8895.77 | 0 | 0 | 0 | 0 | 0 | 0 | 0 | 7.7701 | 7.7701 | 7.7701
[20 empty] | 3932 | 2020-06-13 19:00 | 3932 | 6 | 13 | 20 | 0 | 0 | 7.8094 | 8895.77 | 0 | 0 | 0 | 0 | 0 | 0 | 0 | 7.8094 | 8895.77 | 0 | 0 | 0 | 0 | 0 | 0 | 0 | 7.8094 | 8895.77 | 0 | 0 | 0 | 0 | 0 | 0 | 0 | 7.8094 | 7.8094 | 7.8094
[20 empty] | 3933 | 2020-06-13 20:00 | 3933 | 6 | 13 | 21 | 0 | 0 | 7.8094 | 9042.42 | 0 | 0 | 0 | 0 | 0 | 0 | 0 | 7.8094 | 9042.42 | 0 | 0 | 0 | 0 | 0 | 0 | 0 | 7.8094 | 9042.42 | 0 | 0 | 0 | 0 | 0 | 0 | 0 | 7.8094 | 7.8094 | 7.8094
[20 empty] | 3934 | 2020-06-13 21:00 | 3934 | 6 | 13 | 22 | 0 | 0 | 7.8094 | 9189.07 | 0 | 0 | 0 | 0 | 0 | 0 | 0 | 7.8094 | 9189.07 | 0 | 0 | 0 | 0 | 0 | 0 | 0 | 7.8094 | 9189.07 | 0 | 0 | 0 | 0 | 0 | 0 | 0 | 7.8094 | 7.8094 | 7.8094
[20 empty] | 3935 | 2020-06-13 22:00 | 3935 | 6 | 13 | 23 | 0 | 0 | 23.8517 | 9189.07 | 11.4739 | 39.1489 | 0 | 0 | 0 | 87549.6 | 0 | 23.8517 | 9189.07 | 11.4739 | 39.1489 | 0 | 0 | 0 | 87549.8 | 0 | 23.8518 | 9189.07 | 11.4739 | 39.1489 | 0 | 0 | 0 | 87549.6 | 0 | 23.8517 | 23.8517 | 23.8518
[20 empty] | 3936 | 2020-06-13 23:00 | 3936 | 6 | 13 | 24 | 0 | 0 | 7.3488 | 9335.73 | 0 | 0 | 0 | 0 | 0 | 0 | 0 | 7.3488 | 9335.73 | 0 | 0 | 0 | 0 | 0 | 0 | 0 | 7.3488 | 9335.73 | 0 | 0 | 0 | 0 | 0 | 0 | 0 | 7.3488 | 7.3488 | 7.3488
[20 empty] | 3937 | 2020-06-14 | 3937 | 6 | 14 | 1 | 0 | 0 | 7.3488 | 9409.05 | 0 | 0 | 0 | 0 | 0 | 0 | 0 | 7.3488 | 9409.05 | 0 | 0 | 0 | 0 | 0 | 0 | 0 | 7.3488 | 9409.05 | 0 | 0 | 0 | 0 | 0 | 0 | 0 | 7.3488 | 7.3488 | 7.3488
[20 empty] | 3938 | 2020-06-14 01:00 | 3938 | 6 | 14 | 2 | 0 | 0 | 7.3488 | 9409.05 | 0 | 0 | 0 | 0 | 0 | 0 | 0 | 7.3488 | 9409.05 | 0 | 0 | 0 | 0 | 0 | 0 | 0 | 7.3488 | 9409.05 | 0 | 0 | 0 | 0 | 0 | 0 | 0 | 7.3488 | 7.3488 | 7.3488
[20 empty] | 3939 | 2020-06-14 02:00 | 3939 | 6 | 14 | 3 | 0 | 0 | 23.3272 | 9335.73 | 11.4098 | 38.9302 | 0 | 0 | 0 | 87060.2 | 0 | 23.3272 | 9335.73 | 11.4098 | 38.9302 | 0 | 0 | 0 | 87060.4 | 0 | 23.3272 | 9335.73 | 11.4099 | 38.9306 | 0 | 0 | 0 | 87060.2 | 0 | 23.3272 | 23.3272 | 23.3272
[20 empty] | 3940 | 2020-06-14 03:00 | 3940 | 6 | 14 | 4 | 0 | 0 | 7.3488 | 9409.05 | 0 | 0 | 0 | 0 | 0 | 0 | 0 | 7.3488 | 9409.05 | 0 | 0 | 0 | 0 | 0 | 0 | 0 | 7.3488 | 9409.05 | 0 | 0 | 0 | 0 | 0 | 0 | 0 | 7.3488 | 7.3488 | 7.3488
[20 empty] | 3941 | 2020-06-14 04:00 | 3941 | 6 | 14 | 5 | 0 | 0 | 8.8603 | 9409.05 | 0 | 0 | 0 | 0 | 0 | 0 | 0 | 8.8603 | 9409.05 | 0 | 0 | 0 | 0 | 0 | 0 | 0 | 8.8603 | 9409.05 | 0 | 0 | 0 | 0 | 0 | 0 | 0 | 8.8603 | 8.8603 | 8.8603
[20 empty] | 3942 | 2020-06-14 05:00 | 3942 | 6 | 14 | 6 | 9387.753 | 9.3878 | 11.0086 | 31770.9 | 0 | 0 | 0 | 0 | 0 | 0 | 0 | 17.5315 | 31770.9 | 4.9482 | 16.8834 | 0 | 0 | 0 | 264597 | 0 | 55.8584 | 31770.9 | 34.6735 | 118.306 | 0 | 0 | 0 | 37755.7 | 0 | 1.6208 | 8.1437 | 46.4706
[20 empty] | 3943 | 2020-06-14 06:00 | 3943 | 6 | 14 | 7 | 36670.803 | 36.6708 | 129.841 | 81333.1 | 33.2362 | 113.4019 | 0 | 0 | 0 | 253971 | -43.0255 | 134.406 | 81333.1 | 36.7316 | 125.3282 | 0 | 0 | 0 | 264879 | -196.591 | 133.036 | 81333.1 | 34.6858 | 118.3479 | 0 | 0 | 0 | 280660 | -35.2632 | 93.1702 | 97.7352 | 96.3652
[20 empty] | 3944 | 2020-06-14 07:00 | 3944 | 6 | 14 | 8 | 18105.871 | 18.1059 | 164.957 | 81333.1 | 34.2043 | 116.7051 | 0 | 0 | 0 | 261368 | -505.257 | 171.084 | 81333.1 | 38.8527 | 132.5654 | 0 | 0 | 0 | 305743 | -154.276 | 173.58 | 81333.1 | 40.0114 | 136.5189 | 0 | 0 | 0 | 296889 | -121.591 | 146.8511 | 152.9781 | 155.4741
[20 empty] | 3945 | 2020-06-14 08:00 | 3945 | 6 | 14 | 9 | 25706.38 | 25.7064 | 180.541 | 56402.5 | 42.0254 | 143.3907 | 0 | 0 | 0 | 321133 | -75.8331 | 187.607 | 56402.5 | 47.3297 | 161.4889 | 0 | 0 | 0 | 380923 | -83.0293 | 191.651 | 56402.5 | 49.8499 | 170.0879 | 0 | 0 | 0 | 361665 | -78.8516 | 154.8346 | 161.9006 | 165.9446
[20 empty] | 3946 | 2020-06-14 09:00 | 3946 | 6 | 14 | 10 | 115089.472 | 115.0895 | 183.23 | 56475.9 | 42.6077 | 145.3775 | 0 | 0 | 0 | 325583 | -33.2119 | 189.825 | 56475.9 | 47.5169 | 162.1277 | 0 | 0 | 0 | 382578 | -37.6759 | 193.877 | 56475.9 | 50.0665 | 170.8269 | 0 | 0 | 0 | 363096 | -35.8775 | 68.1405 | 74.7355 | 78.7875
[20 empty] | 3947 | 2020-06-14 10:00 | 3947 | 6 | 14 | 11 | 66236.495 | 66.2365 | 157.191 | 126659 | 36.1747 | 123.4281 | 0 | 0 | 0 | 276425 | -12.1406 | 163.547 | 126659 | 41.0595 | 140.095 | 0 | 0 | 0 | 330977 | -12.3071 | 167.318 | 126659 | 43.3136 | 147.786 | 0 | 0 | 0 | 313752 | -9.5117 | 90.9545 | 97.3105 | 101.0815
[20 empty] | 3948 | 2020-06-14 11:00 | 3948 | 6 | 14 | 12 | 88282.975 | 88.283 | 187.919 | 126659 | 39.9398 | 136.2746 | 0 | 0 | 0 | 305196 | -48.1317 | 193.569 | 126659 | 44.1278 | 150.5641 | 0 | 0 | 0 | 354814 | -51.582 | 197.218 | 126659 | 46.4331 | 158.4297 | 0 | 0 | 0 | 337198 | -51.8628 | 99.636 | 105.286 | 108.935
[20 empty] | 3949 | 2020-06-14 12:00 | 3949 | 6 | 14 | 13 | 84118.548 | 84.1185 | 144.672 | 89594.8 | 45.1608 | 154.0886 | 0 | 0 | 0 | 345091 | -18.5288 | 151.164 | 89594.8 | 50.2194 | 171.3486 | 0 | 0 | 0 | 405145 | -23.7925 | 155.49 | 89594.8 | 53.0197 | 180.9032 | 0 | 0 | 0 | 383747 | -18.5083 | 60.5535 | 67.0455 | 71.3715
[20 empty] | 3950 | 2020-06-14 13:00 | 3950 | 6 | 14 | 14 | 87006.684 | 87.0067 | 134.493 | 56329.2 | 41.8513 | 142.7966 | 0 | 0 | 0 | 319803 | -2.5147 | 140.578 | 56329.2 | 46.5465 | 158.8167 | 0 | 0 | 0 | 376289 | -3.1753 | 144.694 | 56329.2 | 49.2435 | 168.0188 | 0 | 0 | 0 | 355680 | -2.5918 | 47.4863 | 53.5713 | 57.6873
[20 empty] | 3951 | 2020-06-14 14:00 | 3951 | 6 | 14 | 15 | 138985.189 | 138.9852 | 96.0655 | 56549.2 | 22.2978 | 76.0801 | 0 | 0 | 0 | 170387 | 0 | 100.106 | 56549.2 | 24.9345 | 85.0765 | 0 | 0 | 0 | 199775 | 0 | 102.63 | 56549.2 | 26.1438 | 89.2026 | 0 | 0 | 0 | 190534 | 0 | -42.9197 | -38.8792 | -36.3552
[20 empty] | 3952 | 2020-06-14 15:00 | 3952 | 6 | 14 | 16 | 122339.385 | 122.3394 | 93.7241 | 31697.5 | 21.2682 | 72.5671 | 0 | 0 | 0 | 162519 | -1.7336 | 97.4218 | 31697.5 | 23.5498 | 80.3519 | 0 | 0 | 0 | 189964 | -1.9551 | 100.031 | 31697.5 | 24.8599 | 84.822 | 0 | 0 | 0 | 179954 | -1.6265 | -28.6153 | -24.9176 | -22.3084
[20 empty] | 3953 | 2020-06-14 16:00 | 3953 | 6 | 14 | 17 | 118944.212 | 118.9442 | 14.6733 | 31770.9 | 0 | 0 | 0 | 0 | 0 | 0 | 0 | 14.6733 | 31770.9 | 0 | 0 | 0 | 0 | 0 | 0 | 0 | 14.6733 | 31770.9 | 0 | 0 | 0 | 0 | 0 | 0 | 0 | -104.2709 | -104.2709 | -104.2709
[20 empty] | 3954 | 2020-06-14 17:00 | 3954 | 6 | 14 | 18 | 48794.333 | 48.7943 | 13.7561 | 31844.2 | 0 | 0 | 0 | 0 | 0 | 0 | 0 | 13.7561 | 31844.2 | 0 | 0 | 0 | 0 | 0 | 0 | 0 | 13.7561 | 31844.2 | 0 | 0 | 0 | 0 | 0 | 0 | 0 | -35.0382 | -35.0382 | -35.0382
[20 empty] | 3955 | 2020-06-14 18:00 | 3955 | 6 | 14 | 19 | 13428.477 | 13.4285 | 10.3718 | 31844.2 | 0 | 0 | 0 | 0 | 0 | 0 | 0 | 10.3718 | 31844.2 | 0 | 0 | 0 | 0 | 0 | 0 | 0 | 10.3718 | 31844.2 | 0 | 0 | 0 | 0 | 0 | 0 | 0 | -3.0567 | -3.0567 | -3.0567
[20 empty] | 3956 | 2020-06-14 19:00 | 3956 | 6 | 14 | 20 | 0 | 0 | 8.8603 | 9482.38 | 0 | 0 | 0 | 0 | 0 | 0 | 0 | 8.8603 | 9482.38 | 0 | 0 | 0 | 0 | 0 | 0 | 0 | 8.8603 | 9482.38 | 0 | 0 | 0 | 0 | 0 | 0 | 0 | 8.8603 | 8.8603 | 8.8603
[20 empty] | 3957 | 2020-06-14 20:00 | 3957 | 6 | 14 | 21 | 0 | 0 | 23.686 | 9409.05 | 11.7687 | 40.1548 | 0 | 0 | 0 | 89841.4 | 0 | 23.6861 | 9409.05 | 11.7688 | 40.1551 | 0 | 0 | 0 | 89842 | 0 | 23.6861 | 9409.05 | 11.7688 | 40.1551 | 0 | 0 | 0 | 89841.8 | 0 | 23.686 | 23.6861 | 23.6861
[20 empty] | 3958 | 2020-06-14 21:00 | 3958 | 6 | 14 | 22 | 0 | 0 | 7.3488 | 9555.71 | 0 | 0 | 0 | 0 | 0 | 0 | 0 | 7.3488 | 9555.71 | 0 | 0 | 0 | 0 | 0 | 0 | 0 | 7.3488 | 9555.71 | 0 | 0 | 0 | 0 | 0 | 0 | 0 | 7.3488 | 7.3488 | 7.3488
[20 empty] | 3959 | 2020-06-14 22:00 | 3959 | 6 | 14 | 23 | 0 | 0 | 7.3488 | 9555.71 | 0 | 0 | 0 | 0 | 0 | 0 | 0 | 7.3488 | 9555.71 | 0 | 0 | 0 | 0 | 0 | 0 | 0 | 7.3488 | 9555.71 | 0 | 0 | 0 | 0 | 0 | 0 | 0 | 7.3488 | 7.3488 | 7.3488
[20 empty] | 3960 | 2020-06-14 23:00 | 3960 | 6 | 14 | 24 | 0 | 0 | 7.3488 | 9702.36 | 0 | 0 | 0 | 0 | 0 | 0 | 0 | 7.3488 | 9702.36 | 0 | 0 | 0 | 0 | 0 | 0 | 0 | 7.3488 | 9702.36 | 0 | 0 | 0 | 0 | 0 | 0 | 0 | 7.3488 | 7.3488 | 7.3488
[20 empty] | 3961 | 2020-06-15 | 3961 | 6 | 15 | 1 | 0 | 0 | 23.4818 | 9702.36 | 11.5645 | 39.4581 | 0 | 0 | 0 | 88239.5 | 0 | 23.4819 | 9702.36 | 11.5646 | 39.4584 | 0 | 0 | 0 | 88240.2 | 0 | 23.4819 | 9702.36 | 11.5646 | 39.4584 | 0 | 0 | 0 | 88240 | 0 | 23.4818 | 23.4819 | 23.4819
[20 empty] | 3962 | 2020-06-15 01:00 | 3962 | 6 | 15 | 2 | 0 | 0 | 7.3488 | 9702.36 | 0 | 0 | 0 | 0 | 0 | 0 | 0 | 7.3488 | 9702.36 | 0 | 0 | 0 | 0 | 0 | 0 | 0 | 7.3488 | 9702.36 | 0 | 0 | 0 | 0 | 0 | 0 | 0 | 7.3488 | 7.3488 | 7.3488
[20 empty] | 3963 | 2020-06-15 02:00 | 3963 | 6 | 15 | 3 | 0 | 0 | 7.3488 | 9775.69 | 0 | 0 | 0 | 0 | 0 | 0 | 0 | 7.3488 | 9775.69 | 0 | 0 | 0 | 0 | 0 | 0 | 0 | 7.3488 | 9775.69 | 0 | 0 | 0 | 0 | 0 | 0 | 0 | 7.3488 | 7.3488 | 7.3488
[20 empty] | 3964 | 2020-06-15 03:00 | 3964 | 6 | 15 | 4 | 0 | 0 | 7.3488 | 9702.36 | 0 | 0 | 0 | 0 | 0 | 0 | 0 | 7.3488 | 9702.36 | 0 | 0 | 0 | 0 | 0 | 0 | 0 | 7.3488 | 9702.36 | 0 | 0 | 0 | 0 | 0 | 0 | 0 | 7.3488 | 7.3488 | 7.3488
[20 empty] | 3965 | 2020-06-15 04:00 | 3965 | 6 | 15 | 5 | 0 | 0 | 8.8603 | 9702.36 | 0 | 0 | 0 | 0 | 0 | 0 | 0 | 8.8603 | 9702.36 | 0 | 0 | 0 | 0 | 0 | 0 | 0 | 8.8603 | 9702.36 | 0 | 0 | 0 | 0 | 0 | 0 | 0 | 8.8603 | 8.8603 | 8.8603
[20 empty] | 3966 | 2020-06-15 05:00 | 3966 | 6 | 15 | 6 | 20857.536 | 20.8575 | 27.1583 | 31917.6 | 11.5812 | 39.5151 | 0 | 0 | 0 | 88369.6 | 0 | 27.1583 | 31917.6 | 11.5813 | 39.5154 | 0 | 0 | 0 | 88370.2 | 0 | 27.1584 | 31917.6 | 11.5813 | 39.5154 | 0 | 0 | 0 | 88370 | 0 | 6.3008 | 6.3008 | 6.3009
[20 empty] | 3967 | 2020-06-15 06:00 | 3967 | 6 | 15 | 7 | 37596.28 | 37.5963 | 111.891 | 81406.5 | 17.7061 | 60.4132 | 0 | 0 | 0 | 135287 | -46.5727 | 114.556 | 81406.5 | 19.6177 | 66.9356 | 0 | 0 | 0 | 158725 | -39.5653 | 116.508 | 81406.5 | 20.7734 | 70.8788 | 0 | 0 | 0 | 149894 | -40.3517 | 74.2947 | 76.9597 | 78.9117
[20 empty] | 3968 | 2020-06-15 07:00 | 3968 | 6 | 15 | 8 | 138789.71 | 138.7897 | 149.961 | 81406.5 | 19.2286 | 65.608 | 0 | 0 | 0 | 146934 | -886.041 | 152.728 | 81406.5 | 21.2069 | 72.3579 | 0 | 0 | 0 | 172680 | -1016.71 | 154.991 | 81406.5 | 22.598 | 77.1044 | 0 | 0 | 0 | 162050 | -1013.67 | 11.1713 | 13.9383 | 16.2013
[20 empty] | 3969 | 2020-06-15 08:00 | 3969 | 6 | 15 | 9 | 161862.797 | 161.8628 | 183.16 | 56035.7 | 43.9312 | 149.8933 | 0 | 0 | 0 | 331406 | -261.134 | 188.624 | 56035.7 | 48.2807 | 164.7337 | 0 | 0 | 0 | 388755 | -225.265 | 193.039 | 56035.7 | 51.5333 | 175.8316 | 0 | 0 | 0 | 364218 | -305.59 | 21.2972 | 26.7612 | 31.1762
[20 empty] | 3970 | 2020-06-15 09:00 | 3970 | 6 | 15 | 10 | 234599.506 | 234.5995 | 206.569 | 55742.3 | 64.0104 | 218.4035 | 0 | 0 | 0 | 458836 | -228.406 | 214.593 | 55742.3 | 70.6378 | 241.0162 | 0 | 0 | 0 | 545100 | -243.235 | 221.559 | 55742.3 | 76.0447 | 259.4645 | 0 | 0 | 0 | 506343 | -235.973 | -28.0305 | -20.0065 | -13.0405
[20 empty] | 3971 | 2020-06-15 10:00 | 3971 | 6 | 15 | 11 | 258741.824 | 258.7418 | 182.727 | 126659 | 59.7356 | 203.8179 | 0 | 0 | 0 | 428347 | -25.5625 | 190.641 | 126659 | 66.0584 | 225.3913 | 0 | 0 | 0 | 512029 | -36.4063 | 197.68 | 126659 | 71.4057 | 243.6362 | 0 | 0 | 0 | 473686 | -30.459 | -76.0148 | -68.1008 | -61.0618
[20 empty] | 3972 | 2020-06-15 11:00 | 3972 | 6 | 15 | 12 | 272769.296 | 272.7693 | 237.399 | 126659 | 86.2167 | 294.1714 | 0 | 0 | 0 | 599299 | -75.135 | 246.795 | 126659 | 94.11 | 321.1033 | 0 | 0 | 0 | 699537 | -84.0881 | 255.217 | 126659 | 100.908 | 344.2981 | 0 | 0 | 0 | 653155 | -79.252 | -35.3703 | -25.9743 | -17.5523
[20 empty] | 3973 | 2020-06-15 12:00 | 3973 | 6 | 15 | 13 | 270159.296 | 270.1593 | 192.276 | 86824.4 | 88.9944 | 303.6489 | 0 | 0 | 0 | 609524 | -39.8122 | 202.468 | 86824.4 | 97.4535 | 332.5113 | 0 | 0 | 0 | 715650 | -62.1682 | 211.732 | 86824.4 | 104.831 | 357.6834 | 0 | 0 | 0 | 665944 | -50.6262 | -77.8833 | -67.6913 | -58.4273
[20 empty] | 3974 | 2020-06-15 13:00 | 3974 | 6 | 15 | 14 | 252847.841 | 252.8478 | 185.898 | 55302.2 | 88.4939 | 301.9412 | 0 | 0 | 0 | 591373 | -57.734 | 196.588 | 55302.2 | 97.2358 | 331.7685 | 0 | 0 | 0 | 703649 | -16.9684 | 206.493 | 55302.2 | 105.041 | 358.3999 | 0 | 0 | 0 | 650424 | -16.9678 | -66.9498 | -56.2598 | -46.3548
[20 empty] | 3975 | 2020-06-15 14:00 | 3975 | 6 | 15 | 15 | 212310.474 | 212.3105 | 168.531 | 55082.1 | 87.7205 | 299.3023 | 0 | 0 | 0 | 566226 | 0 | 180.149 | 55082.1 | 96.4399 | 329.0529 | 0 | 0 | 0 | 678125 | 0 | 191.066 | 55082.1 | 104.547 | 356.7144 | 0 | 0 | 0 | 623902 | 0 | -43.7795 | -32.1615 | -21.2445
[20 empty] | 3976 | 2020-06-15 15:00 | 3976 | 6 | 15 | 16 | 142678.037 | 142.678 | 166.198 | 30230.7 | 85.3019 | 291.0501 | 0 | 0 | 0 | 548979 | -8.3904 | 178.578 | 30230.7 | 94.3176 | 321.8117 | 0 | 0 | 0 | 663087 | -8.3923 | 190.302 | 30230.7 | 102.784 | 350.699 | 0 | 0 | 0 | 607259 | -8.3923 | 23.52 | 35.9 | 47.624
[20 empty] | 3977 | 2020-06-15 16:00 | 3977 | 6 | 15 | 17 | 119632.376 | 119.6324 | 14.6733 | 30230.7 | 0 | 0 | 0 | 0 | 0 | 0 | 0 | 14.6733 | 30230.7 | 0 | 0 | 0 | 0 | 0 | 0 | 0 | 14.6733 | 30230.7 | 0 | 0 | 0 | 0 | 0 | 0 | 0 | -104.9591 | -104.9591 | -104.9591
[20 empty] | 3978 | 2020-06-15 17:00 | 3978 | 6 | 15 | 18 | 61830.816 | 61.8308 | 13.7561 | 30377.4 | 0 | 0 | 0 | 0 | 0 | 0 | 0 | 13.7561 | 30377.4 | 0 | 0 | 0 | 0 | 0 | 0 | 0 | 13.7561 | 30377.4 | 0 | 0 | 0 | 0 | 0 | 0 | 0 | -48.0747 | -48.0747 | -48.0747
[20 empty] | 3979 | 2020-06-15 18:00 | 3979 | 6 | 15 | 19 | 15882.557 | 15.8826 | 10.3718 | 31110.8 | 0 | 0 | 0 | 0 | 0 | 0 | 0 | 10.3718 | 31110.8 | 0 | 0 | 0 | 0 | 0 | 0 | 0 | 10.3718 | 31110.8 | 0 | 0 | 0 | 0 | 0 | 0 | 0 | -5.5108 | -5.5108 | -5.5108
[20 empty] | 3980 | 2020-06-15 19:00 | 3980 | 6 | 15 | 20 | 0 | 0 | 8.8603 | 8749.11 | 0 | 0 | 0 | 0 | 0 | 0 | 0 | 8.8603 | 8749.11 | 0 | 0 | 0 | 0 | 0 | 0 | 0 | 8.8603 | 8749.11 | 0 | 0 | 0 | 0 | 0 | 0 | 0 | 8.8603 | 8.8603 | 8.8603
[20 empty] | 3981 | 2020-06-15 20:00 | 3981 | 6 | 15 | 21 | 0 | 0 | 23.6163 | 9042.42 | 11.699 | 39.917 | 0 | 0 | 0 | 89263.9 | 0 | 23.6164 | 9042.42 | 11.6991 | 39.9173 | 0 | 0 | 0 | 89264.5 | 0 | 23.6164 | 9042.42 | 11.6991 | 39.9173 | 0 | 0 | 0 | 89264.7 | 0 | 23.6163 | 23.6164 | 23.6164
[20 empty] | 3982 | 2020-06-15 21:00 | 3982 | 6 | 15 | 22 | 0 | 0 | 7.3488 | 8969.09 | 0 | 0 | 0 | 0 | 0 | 0 | 0 | 7.3488 | 8969.09 | 0 | 0 | 0 | 0 | 0 | 0 | 0 | 7.3488 | 8969.09 | 0 | 0 | 0 | 0 | 0 | 0 | 0 | 7.3488 | 7.3488 | 7.3488
[20 empty] | 3983 | 2020-06-15 22:00 | 3983 | 6 | 15 | 23 | 0 | 0 | 7.3488 | 8969.09 | 0 | 0 | 0 | 0 | 0 | 0 | 0 | 7.3488 | 8969.09 | 0 | 0 | 0 | 0 | 0 | 0 | 0 | 7.3488 | 8969.09 | 0 | 0 | 0 | 0 | 0 | 0 | 0 | 7.3488 | 7.3488 | 7.3488
[20 empty] | 3984 | 2020-06-15 23:00 | 3984 | 6 | 15 | 24 | 0 | 0 | 7.3488 | 9042.42 | 0 | 0 | 0 | 0 | 0 | 0 | 0 | 7.3488 | 9042.42 | 0 | 0 | 0 | 0 | 0 | 0 | 0 | 7.3488 | 9042.42 | 0 | 0 | 0 | 0 | 0 | 0 | 0 | 7.3488 | 7.3488 | 7.3488
[20 empty] | 3985 | 2020-06-16 | 3985 | 6 | 16 | 1 | 0 | 0 | 23.5539 | 9115.75 | 11.6365 | 39.7037 | 0 | 0 | 0 | 88793.5 | 0 | 23.554 | 9115.75 | 11.6366 | 39.7041 | 0 | 0 | 0 | 88794.1 | 0 | 23.5539 | 9115.75 | 11.6366 | 39.7041 | 0 | 0 | 0 | 88794.3 | 0 | 23.5539 | 23.554 | 23.5539
[20 empty] | 3986 | 2020-06-16 01:00 | 3986 | 6 | 16 | 2 | 0 | 0 | 7.3488 | 9115.75 | 0 | 0 | 0 | 0 | 0 | 0 | 0 | 7.3488 | 9115.75 | 0 | 0 | 0 | 0 | 0 | 0 | 0 | 7.3488 | 9115.75 | 0 | 0 | 0 | 0 | 0 | 0 | 0 | 7.3488 | 7.3488 | 7.3488
[20 empty] | 3987 | 2020-06-16 02:00 | 3987 | 6 | 16 | 3 | 0 | 0 | 7.3488 | 9409.05 | 0 | 0 | 0 | 0 | 0 | 0 | 0 | 7.3488 | 9409.05 | 0 | 0 | 0 | 0 | 0 | 0 | 0 | 7.3488 | 9409.05 | 0 | 0 | 0 | 0 | 0 | 0 | 0 | 7.3488 | 7.3488 | 7.3488
[20 empty] | 3988 | 2020-06-16 03:00 | 3988 | 6 | 16 | 4 | 0 | 0 | 7.3488 | 9409.05 | 0 | 0 | 0 | 0 | 0 | 0 | 0 | 7.3488 | 9409.05 | 0 | 0 | 0 | 0 | 0 | 0 | 0 | 7.3488 | 9409.05 | 0 | 0 | 0 | 0 | 0 | 0 | 0 | 7.3488 | 7.3488 | 7.3488
[20 empty] | 3989 | 2020-06-16 04:00 | 3989 | 6 | 16 | 5 | 0 | 0 | 8.8603 | 9409.05 | 0 | 0 | 0 | 0 | 0 | 0 | 0 | 8.8603 | 9409.05 | 0 | 0 | 0 | 0 | 0 | 0 | 0 | 8.8603 | 9409.05 | 0 | 0 | 0 | 0 | 0 | 0 | 0 | 8.8603 | 8.8603 | 8.8603
[20 empty] | 3990 | 2020-06-16 05:00 | 3990 | 6 | 16 | 6 | 18037.017 | 18.037 | 84.2016 | 31550.8 | 55.3426 | 188.829 | 0 | 0 | 0 | 422312 | 0 | 91.9852 | 31550.8 | 62.1759 | 212.1442 | 0 | 0 | 0 | 518056 | 0 | 98.7973 | 31550.8 | 67.8921 | 231.6478 | 0 | 0 | 0 | 474446 | 0 | 66.1646 | 73.9482 | 80.7603
[20 empty] | 3991 | 2020-06-16 06:00 | 3991 | 6 | 16 | 7 | 71640.591 | 71.6406 | 175.475 | 80892.9 | 73.3298 | 250.2013 | 0 | 0 | 0 | 552913 | -29.0699 | 184.588 | 80892.9 | 81.0922 | 276.6866 | 0 | 0 | 0 | 665371 | -29.0701 | 193.061 | 80892.9 | 88.2482 | 301.1029 | 0 | 0 | 0 | 611428 | -29.0711 | 103.8344 | 112.9474 | 121.4204
[20 empty] | 3992 | 2020-06-16 07:00 | 3992 | 6 | 16 | 8 | 130499.311 | 130.4993 | 222.845 | 80892.9 | 83.4685 | 284.7945 | 0 | 0 | 0 | 629476 | -89.6386 | 232.844 | 80892.9 | 91.8777 | 313.4867 | 0 | 0 | 0 | 753005 | -109.04 | 242.052 | 80892.9 | 99.6127 | 339.8785 | 0 | 0 | 0 | 693722 | -99.1371 | 92.3457 | 102.3447 | 111.5527
[20 empty] | 3993 | 2020-06-16 08:00 | 3993 | 6 | 16 | 9 | 182712.745 | 182.7127 | 252.551 | 55668.9 | 105.443 | 359.7715 | 0 | 0 | 0 | 769620 | -5.9282 | 263.667 | 55668.9 | 114.742 | 391.4997 | 0 | 0 | 0 | 897697 | -5.9282 | 273.632 | 55668.9 | 122.835 | 419.113 | 0 | 0 | 0 | 838309 | -5.9282 | 69.8383 | 80.9543 | 90.9193
[20 empty] | 3994 | 2020-06-16 09:00 | 3994 | 6 | 16 | 10 | 206333.929 | 206.3339 | 260.092 | 55595.6 | 110.274 | 376.2549 | 0 | 0 | 0 | 796851 | -176.293 | 271.236 | 55595.6 | 119.297 | 407.0414 | 0 | 0 | 0 | 927039 | -176.291 | 281.796 | 55595.6 | 127.621 | 435.4429 | 0 | 0 | 0 | 864909 | -176.283 | 53.7581 | 64.9021 | 75.4621
[20 empty] | 3995 | 2020-06-16 10:00 | 3995 | 6 | 16 | 11 | 239791.395 | 239.7914 | 238.725 | 126659 | 107.291 | 366.0769 | 0 | 0 | 0 | 783237 | 0 | 249.71 | 126659 | 116.302 | 396.8224 | 0 | 0 | 0 | 915119 | 0 | 259.939 | 126659 | 124.67 | 425.374 | 0 | 0 | 0 | 851470 | 0 | -1.0664 | 9.9186 | 20.1476
[20 empty] | 3996 | 2020-06-16 11:00 | 3996 | 6 | 16 | 12 | 257879.415 | 257.8794 | 285.877 | 126659 | 126.901 | 432.9862 | 0 | 0 | 0 | 928401 | -9.9632 | 297.833 | 126659 | 136.452 | 465.5742 | 0 | 0 | 0 | 1061400 | -9.9632 | 309.017 | 126659 | 145.222 | 495.4975 | 0 | 0 | 0 | 997976 | -9.9632 | 27.9976 | 39.9536 | 51.1376
[20 empty] | 3997 | 2020-06-16 12:00 | 3997 | 6 | 16 | 13 | 251983.763 | 251.9838 | 238.719 | 86255.7 | 129.056 | 440.3391 | 0 | 0 | 0 | 930474 | 0 | 251.063 | 86255.7 | 139.205 | 474.9675 | 0 | 0 | 0 | 1070630 | 0 | 262.47 | 86255.7 | 148.462 | 506.5523 | 0 | 0 | 0 | 1003970 | 0 | -13.2648 | -0.92076 | 10.4862
[20 empty] | 3998 | 2020-06-16 13:00 | 3998 | 6 | 16 | 14 | 192730.661 | 192.7307 | 232.719 | 55082.1 | 127.959 | 436.5961 | 0 | 0 | 0 | 897024 | -3.0985 | 245.156 | 55082.1 | 138.047 | 471.0164 | 0 | 0 | 0 | 1037690 | -3.0985 | 256.846 | 55082.1 | 147.379 | 502.8571 | 0 | 0 | 0 | 970269 | -3.0985 | 39.9883 | 52.4253 | 64.1153
[20 empty] | 3999 | 2020-06-16 14:00 | 3999 | 6 | 16 | 15 | 168278.796 | 168.2788 | 195.341 | 55448.9 | 108.386 | 369.813 | 0 | 0 | 0 | 772001 | 0 | 207.125 | 55448.9 | 117.382 | 400.5074 | 0 | 0 | 0 | 901883 | 0 | 218.165 | 55448.9 | 125.813 | 429.274 | 0 | 0 | 0 | 839699 | 0 | 27.0622 | 38.8462 | 49.8862
[20 empty] | 4000 | 2020-06-16 15:00 | 4000 | 6 | 16 | 16 | 131514.845 | 131.5148 | 184.568 | 30890.8 | 100.362 | 342.4351 | 0 | 0 | 0 | 735664 | 0 | 196.116 | 30890.8 | 109.088 | 372.2083 | 0 | 0 | 0 | 865128 | 0 | 206.856 | 30890.8 | 117.149 | 399.7124 | 0 | 0 | 0 | 802734 | 0 | 53.0532 | 64.6012 | 75.3412
[20 empty] | 4001 | 2020-06-16 16:00 | 4001 | 6 | 16 | 17 | 51704.588 | 51.7046 | 14.6733 | 30890.8 | 0 | 0 | 0 | 0 | 0 | 0 | 0 | 14.6733 | 30890.8 | 0 | 0 | 0 | 0 | 0 | 0 | 0 | 14.6733 | 30890.8 | 0 | 0 | 0 | 0 | 0 | 0 | 0 | -37.0313 | -37.0313 | -37.0313
[20 empty] | 4002 | 2020-06-16 17:00 | 4002 | 6 | 16 | 18 | 15034.423 | 15.0344 | 13.7561 | 31037.5 | 0 | 0 | 0 | 0 | 0 | 0 | 0 | 13.7561 | 31037.5 | 0 | 0 | 0 | 0 | 0 | 0 | 0 | 13.7561 | 31037.5 | 0 | 0 | 0 | 0 | 0 | 0 | 0 | -1.2783 | -1.2783 | -1.2783
[20 empty] | 4003 | 2020-06-16 18:00 | 4003 | 6 | 16 | 19 | 7113.977 | 7.114 | 10.3718 | 31110.8 | 0 | 0 | 0 | 0 | 0 | 0 | 0 | 10.3718 | 31110.8 | 0 | 0 | 0 | 0 | 0 | 0 | 0 | 10.3718 | 31110.8 | 0 | 0 | 0 | 0 | 0 | 0 | 0 | 3.2578 | 3.2578 | 3.2578
[20 empty] | 4004 | 2020-06-16 19:00 | 4004 | 6 | 16 | 20 | 0 | 0 | 8.8603 | 8749.11 | 0 | 0 | 0 | 0 | 0 | 0 | 0 | 8.8603 | 8749.11 | 0 | 0 | 0 | 0 | 0 | 0 | 0 | 8.8603 | 8749.11 | 0 | 0 | 0 | 0 | 0 | 0 | 0 | 8.8603 | 8.8603 | 8.8603
[20 empty] | 4005 | 2020-06-16 20:00 | 4005 | 6 | 16 | 21 | 0 | 0 | 23.6495 | 8895.77 | 11.7322 | 40.0303 | 0 | 0 | 0 | 89660.7 | 0 | 23.6496 | 8895.77 | 11.7323 | 40.0306 | 0 | 0 | 0 | 89661.2 | 0 | 23.6496 | 8895.77 | 11.7323 | 40.0306 | 0 | 0 | 0 | 89661.3 | 0 | 23.6495 | 23.6496 | 23.6496
[20 empty] | 4006 | 2020-06-16 21:00 | 4006 | 6 | 16 | 22 | 0 | 0 | 7.3488 | 8895.77 | 0 | 0 | 0 | 0 | 0 | 0 | 0 | 7.3488 | 8895.77 | 0 | 0 | 0 | 0 | 0 | 0 | 0 | 7.3488 | 8895.77 | 0 | 0 | 0 | 0 | 0 | 0 | 0 | 7.3488 | 7.3488 | 7.3488
[20 empty] | 4007 | 2020-06-16 22:00 | 4007 | 6 | 16 | 23 | 0 | 0 | 7.3488 | 8895.77 | 0 | 0 | 0 | 0 | 0 | 0 | 0 | 7.3488 | 8895.77 | 0 | 0 | 0 | 0 | 0 | 0 | 0 | 7.3488 | 8895.77 | 0 | 0 | 0 | 0 | 0 | 0 | 0 | 7.3488 | 7.3488 | 7.3488
[20 empty] | 4008 | 2020-06-16 23:00 | 4008 | 6 | 16 | 24 | 0 | 0 | 7.3488 | 8969.09 | 0 | 0 | 0 | 0 | 0 | 0 | 0 | 7.3488 | 8969.09 | 0 | 0 | 0 | 0 | 0 | 0 | 0 | 7.3488 | 8969.09 | 0 | 0 | 0 | 0 | 0 | 0 | 0 | 7.3488 | 7.3488 | 7.3488
[20 empty] | 4009 | 2020-06-17 | 4009 | 6 | 17 | 1 | 0 | 0 | 7.3488 | 8969.09 | 0 | 0 | 0 | 0 | 0 | 0 | 0 | 7.3488 | 8969.09 | 0 | 0 | 0 | 0 | 0 | 0 | 0 | 7.3488 | 8969.09 | 0 | 0 | 0 | 0 | 0 | 0 | 0 | 7.3488 | 7.3488 | 7.3488
[20 empty] | 4010 | 2020-06-17 01:00 | 4010 | 6 | 17 | 2 | 0 | 0 | 23.6486 | 8969.09 | 11.7313 | 40.0272 | 0 | 0 | 0 | 89520.3 | 0 | 23.6487 | 8969.09 | 11.7313 | 40.0272 | 0 | 0 | 0 | 89520.6 | 0 | 23.6486 | 8969.09 | 11.7313 | 40.0272 | 0 | 0 | 0 | 89520.8 | 0 | 23.6486 | 23.6487 | 23.6486
[20 empty] | 4011 | 2020-06-17 02:00 | 4011 | 6 | 17 | 3 | 0 | 0 | 7.3488 | 9189.07 | 0 | 0 | 0 | 0 | 0 | 0 | 0 | 7.3488 | 9189.07 | 0 | 0 | 0 | 0 | 0 | 0 | 0 | 7.3488 | 9189.07 | 0 | 0 | 0 | 0 | 0 | 0 | 0 | 7.3488 | 7.3488 | 7.3488
[20 empty] | 4012 | 2020-06-17 03:00 | 4012 | 6 | 17 | 4 | 0 | 0 | 7.3488 | 9115.75 | 0 | 0 | 0 | 0 | 0 | 0 | 0 | 7.3488 | 9115.75 | 0 | 0 | 0 | 0 | 0 | 0 | 0 | 7.3488 | 9115.75 | 0 | 0 | 0 | 0 | 0 | 0 | 0 | 7.3488 | 7.3488 | 7.3488
[20 empty] | 4013 | 2020-06-17 04:00 | 4013 | 6 | 17 | 5 | 0 | 0 | 8.8603 | 9115.75 | 0 | 0 | 0 | 0 | 0 | 0 | 0 | 8.8603 | 9115.75 | 0 | 0 | 0 | 0 | 0 | 0 | 0 | 8.8603 | 9115.75 | 0 | 0 | 0 | 0 | 0 | 0 | 0 | 8.8603 | 8.8603 | 8.8603
[20 empty] | 4014 | 2020-06-17 05:00 | 4014 | 6 | 17 | 6 | 20741.334 | 20.7413 | 70.8477 | 31404.2 | 46.4352 | 158.4369 | 0 | 0 | 0 | 354498 | 0 | 75.9746 | 31404.2 | 51.0536 | 174.1949 | 0 | 0 | 0 | 419429 | 0 | 80.3639 | 31404.2 | 54.9441 | 187.4693 | 0 | 0 | 0 | 389743 | 0 | 50.1064 | 55.2333 | 59.6226
[20 empty] | 4015 | 2020-06-17 06:00 | 4015 | 6 | 17 | 7 | 56730.09 | 56.7301 | 191.391 | 81039.6 | 88.9929 | 303.6438 | 0 | 0 | 0 | 688522 | 0 | 197.449 | 81039.6 | 94.8865 | 323.7527 | 0 | 0 | 0 | 773821 | 0 | 202.845 | 81039.6 | 100.173 | 341.7903 | 0 | 0 | 0 | 733489 | 0 | 134.6609 | 140.7189 | 146.1149
[20 empty] | 4016 | 2020-06-17 07:00 | 4016 | 6 | 17 | 8 | 68848.451 | 68.8485 | 236.792 | 81039.6 | 98.4752 | 335.9974 | 0 | 0 | 0 | 759852 | -4.6745 | 243.787 | 81039.6 | 104.813 | 357.622 | 0 | 0 | 0 | 849610 | -4.6745 | 249.973 | 81039.6 | 110.148 | 375.825 | 0 | 0 | 0 | 808992 | -4.6745 | 167.9435 | 174.9385 | 181.1245
[20 empty] | 4017 | 2020-06-17 08:00 | 4017 | 6 | 17 | 9 | 150595.499 | 150.5955 | 259.82 | 55962.4 | 114.236 | 389.7732 | 0 | 0 | 0 | 911837 | -3.191 | 267.359 | 55962.4 | 120.682 | 411.767 | 0 | 0 | 0 | 1006280 | -3.191 | 274.396 | 55962.4 | 126.652 | 432.1366 | 0 | 0 | 0 | 961004 | -3.1907 | 109.2245 | 116.7635 | 123.8005
[20 empty] | 4018 | 2020-06-17 09:00 | 4018 | 6 | 17 | 10 | 200468.398 | 200.4684 | 275.743 | 55742.3 | 127.421 | 434.7605 | 0 | 0 | 0 | 1024410 | -36.6699 | 284.448 | 55742.3 | 134.847 | 460.098 | 0 | 0 | 0 | 1129940 | -36.6738 | 292.592 | 55742.3 | 141.708 | 483.5077 | 0 | 0 | 0 | 1079220 | -36.6797 | 75.2746 | 83.9796 | 92.1236
[20 empty] | 4019 | 2020-06-17 10:00 | 4019 | 6 | 17 | 11 | 227469.827 | 227.4698 | 255.018 | 126659 | 125.294 | 427.5031 | 0 | 0 | 0 | 1005900 | 0 | 264.047 | 126659 | 133.143 | 454.2839 | 0 | 0 | 0 | 1119920 | 0 | 272.398 | 126659 | 140.177 | 478.2839 | 0 | 0 | 0 | 1066880 | 0 | 27.5482 | 36.5772 | 44.9282
[20 empty] | 4020 | 2020-06-17 11:00 | 4020 | 6 | 17 | 12 | 237721.273 | 237.7213 | 294.288 | 126659 | 138.194 | 471.5179 | 0 | 0 | 0 | 1132980 | 0 | 304.042 | 126659 | 146.412 | 499.5577 | 0 | 0 | 0 | 1248340 | 0 | 313.145 | 126659 | 154.011 | 525.4855 | 0 | 0 | 0 | 1193140 | 0 | 56.5667 | 66.3207 | 75.4237
[20 empty] | 4021 | 2020-06-17 12:00 | 4021 | 6 | 17 | 13 | 229748.794 | 229.7488 | 245.824 | 87186 | 138.72 | 473.3126 | 0 | 0 | 0 | 1128820 | 0 | 255.933 | 87186 | 147.363 | 502.8026 | 0 | 0 | 0 | 1250840 | 0 | 265.288 | 87186 | 155.222 | 529.6175 | 0 | 0 | 0 | 1193220 | 0 | 16.0752 | 26.1842 | 35.5392
[20 empty] | 4022 | 2020-06-17 13:00 | 4022 | 6 | 17 | 14 | 208761.859 | 208.7619 | 237.609 | 55522.2 | 136.631 | 466.185 | 0 | 0 | 0 | 1084240 | 0 | 248.139 | 55522.2 | 145.69 | 497.0943 | 0 | 0 | 0 | 1215390 | 0 | 257.862 | 55522.2 | 153.979 | 525.3763 | 0 | 0 | 0 | 1153620 | 0 | 28.8471 | 39.3771 | 49.1001
[20 empty] | 4023 | 2020-06-17 14:00 | 4023 | 6 | 17 | 15 | 162422.864 | 162.4229 | 207.493 | 55595.6 | 122.805 | 419.0107 | 0 | 0 | 0 | 945980 | 0 | 217.76 | 55595.6 | 131.161 | 447.5213 | 0 | 0 | 0 | 1070570 | 0 | 227.318 | 55595.6 | 138.916 | 473.9814 | 0 | 0 | 0 | 1011170 | 0 | 45.0701 | 55.3371 | 64.8951
[20 empty] | 4024 | 2020-06-17 15:00 | 4024 | 6 | 17 | 16 | 7581.069 | 7.5811 | 181.054 | 31110.8 | 100.013 | 341.2444 | 0 | 0 | 0 | 762639 | 0 | 189.862 | 31110.8 | 107.202 | 365.7732 | 0 | 0 | 0 | 869657 | 0 | 198.125 | 31110.8 | 113.938 | 388.7565 | 0 | 0 | 0 | 817904 | 0 | 173.4729 | 182.2809 | 190.5439
[20 empty] | 4025 | 2020-06-17 16:00 | 4025 | 6 | 17 | 17 | 20666.318 | 20.6663 | 14.6733 | 31477.5 | 0 | 0 | 0 | 0 | 0 | 0 | 0 | 14.6733 | 31477.5 | 0 | 0 | 0 | 0 | 0 | 0 | 0 | 14.6733 | 31477.5 | 0 | 0 | 0 | 0 | 0 | 0 | 0 | -5.993 | -5.993 | -5.993
[20 empty] | 4026 | 2020-06-17 17:00 | 4026 | 6 | 17 | 18 | 35548.957 | 35.549 | 13.7561 | 31404.2 | 0 | 0 | 0 | 0 | 0 | 0 | 0 | 13.7561 | 31404.2 | 0 | 0 | 0 | 0 | 0 | 0 | 0 | 13.7561 | 31404.2 | 0 | 0 | 0 | 0 | 0 | 0 | 0 | -21.7929 | -21.7929 | -21.7929
[20 empty] | 4027 | 2020-06-17 18:00 | 4027 | 6 | 17 | 19 | 4852.137 | 4.8521 | 10.3718 | 31257.5 | 0 | 0 | 0 | 0 | 0 | 0 | 0 | 10.3718 | 31257.5 | 0 | 0 | 0 | 0 | 0 | 0 | 0 | 10.3718 | 31257.5 | 0 | 0 | 0 | 0 | 0 | 0 | 0 | 5.5197 | 5.5197 | 5.5197
[20 empty] | 4028 | 2020-06-17 19:00 | 4028 | 6 | 17 | 20 | 0 | 0 | 25.2263 | 9042.42 | 11.7975 | 40.2531 | 0 | 0 | 0 | 90297.2 | 0 | 25.2264 | 9042.42 | 11.7976 | 40.2534 | 0 | 0 | 0 | 90297 | 0 | 25.2263 | 9042.42 | 11.7975 | 40.2531 | 0 | 0 | 0 | 90297.6 | 0 | 25.2263 | 25.2264 | 25.2263
[20 empty] | 4029 | 2020-06-17 20:00 | 4029 | 6 | 17 | 21 | 0 | 0 | 7.3488 | 9115.75 | 0 | 0 | 0 | 0 | 0 | 0 | 0 | 7.3488 | 9115.75 | 0 | 0 | 0 | 0 | 0 | 0 | 0 | 7.3488 | 9115.75 | 0 | 0 | 0 | 0 | 0 | 0 | 0 | 7.3488 | 7.3488 | 7.3488
[20 empty] | 4030 | 2020-06-17 21:00 | 4030 | 6 | 17 | 22 | 0 | 0 | 7.3488 | 9115.75 | 0 | 0 | 0 | 0 | 0 | 0 | 0 | 7.3488 | 9115.75 | 0 | 0 | 0 | 0 | 0 | 0 | 0 | 7.3488 | 9115.75 | 0 | 0 | 0 | 0 | 0 | 0 | 0 | 7.3488 | 7.3488 | 7.3488
[20 empty] | 4031 | 2020-06-17 22:00 | 4031 | 6 | 17 | 23 | 0 | 0 | 7.3488 | 9115.75 | 0 | 0 | 0 | 0 | 0 | 0 | 0 | 7.3488 | 9115.75 | 0 | 0 | 0 | 0 | 0 | 0 | 0 | 7.3488 | 9115.75 | 0 | 0 | 0 | 0 | 0 | 0 | 0 | 7.3488 | 7.3488 | 7.3488
[20 empty] | 4032 | 2020-06-17 23:00 | 4032 | 6 | 17 | 24 | 0 | 0 | 23.6894 | 9262.4 | 11.7721 | 40.1664 | 0 | 0 | 0 | 89841.2 | 0 | 23.6895 | 9262.4 | 11.7722 | 40.1667 | 0 | 0 | 0 | 89841.2 | 0 | 23.6894 | 9262.4 | 11.7721 | 40.1664 | 0 | 0 | 0 | 89841.6 | 0 | 23.6894 | 23.6895 | 23.6894
[20 empty] | 4033 | 2020-06-18 | 4033 | 6 | 18 | 1 | 0 | 0 | 7.3488 | 9189.07 | 0 | 0 | 0 | 0 | 0 | 0 | 0 | 7.3488 | 9189.07 | 0 | 0 | 0 | 0 | 0 | 0 | 0 | 7.3488 | 9189.07 | 0 | 0 | 0 | 0 | 0 | 0 | 0 | 7.3488 | 7.3488 | 7.3488
[20 empty] | 4034 | 2020-06-18 01:00 | 4034 | 6 | 18 | 2 | 0 | 0 | 7.3488 | 9189.07 | 0 | 0 | 0 | 0 | 0 | 0 | 0 | 7.3488 | 9189.07 | 0 | 0 | 0 | 0 | 0 | 0 | 0 | 7.3488 | 9189.07 | 0 | 0 | 0 | 0 | 0 | 0 | 0 | 7.3488 | 7.3488 | 7.3488
[20 empty] | 4035 | 2020-06-18 02:00 | 4035 | 6 | 18 | 3 | 0 | 0 | 7.3488 | 9335.73 | 0 | 0 | 0 | 0 | 0 | 0 | 0 | 7.3488 | 9335.73 | 0 | 0 | 0 | 0 | 0 | 0 | 0 | 7.3488 | 9335.73 | 0 | 0 | 0 | 0 | 0 | 0 | 0 | 7.3488 | 7.3488 | 7.3488
[20 empty] | 4036 | 2020-06-18 03:00 | 4036 | 6 | 18 | 4 | 0 | 0 | 7.3488 | 9262.4 | 0 | 0 | 0 | 0 | 0 | 0 | 0 | 7.3488 | 9262.4 | 0 | 0 | 0 | 0 | 0 | 0 | 0 | 7.3488 | 9262.4 | 0 | 0 | 0 | 0 | 0 | 0 | 0 | 7.3488 | 7.3488 | 7.3488
[20 empty] | 4037 | 2020-06-18 04:00 | 4037 | 6 | 18 | 5 | 0 | 0 | 25.1932 | 9262.4 | 11.7644 | 40.1401 | 0 | 0 | 0 | 89789 | 0 | 25.1933 | 9262.4 | 11.7645 | 40.1405 | 0 | 0 | 0 | 89788.7 | 0 | 25.1932 | 9262.4 | 11.7644 | 40.1401 | 0 | 0 | 0 | 89789.5 | 0 | 25.1932 | 25.1933 | 25.1932
[20 empty] | 4038 | 2020-06-18 05:00 | 4038 | 6 | 18 | 6 | 19722.956 | 19.723 | 61.9224 | 31330.8 | 39.6525 | 135.2943 | 0 | 0 | 0 | 302979 | 0 | 65.3164 | 31330.8 | 42.7319 | 145.8012 | 0 | 0 | 0 | 348981 | 0 | 68.5491 | 31330.8 | 45.6819 | 155.8666 | 0 | 0 | 0 | 326471 | 0 | 42.1994 | 45.5934 | 48.8261
[20 empty] | 4039 | 2020-06-18 06:00 | 4039 | 6 | 18 | 7 | 36795.173 | 36.7952 | 189.068 | 80892.9 | 86.864 | 296.38 | 0 | 0 | 0 | 672478 | -1.1274 | 193.551 | 80892.9 | 91.1739 | 311.0853 | 0 | 0 | 0 | 737475 | -1.1274 | 198.144 | 80892.9 | 95.488 | 325.8051 | 0 | 0 | 0 | 704964 | -1.1276 | 152.2728 | 156.7558 | 161.3488
[20 empty] | 4040 | 2020-06-18 07:00 | 4040 | 6 | 18 | 8 | 111753.343 | 111.7533 | 236.007 | 80892.9 | 98.0546 | 334.5623 | 0 | 0 | 0 | 751038 | -4.7966 | 242.655 | 80892.9 | 104.049 | 355.0152 | 0 | 0 | 0 | 839632 | -4.7965 | 248.827 | 80892.9 | 109.584 | 373.9006 | 0 | 0 | 0 | 797156 | -4.7966 | 124.2537 | 130.9017 | 137.0737
[20 empty] | 4041 | 2020-06-18 08:00 | 4041 | 6 | 18 | 9 | 179515.332 | 179.5153 | 267.818 | 55668.9 | 121.636 | 415.022 | 0 | 0 | 0 | 951944 | -4.2064 | 276.087 | 55668.9 | 128.918 | 439.8682 | 0 | 0 | 0 | 1057100 | -4.2064 | 283.812 | 55668.9 | 135.512 | 462.3669 | 0 | 0 | 0 | 1007150 | -4.2064 | 88.3027 | 96.5717 | 104.2967
[20 empty] | 4042 | 2020-06-18 09:00 | 4042 | 6 | 18 | 10 | 178047.377 | 178.0474 | 277.618 | 55522.2 | 128.876 | 439.7249 | 0 | 0 | 0 | 1000100 | -47.6719 | 286.979 | 55522.2 | 136.714 | 466.4682 | 0 | 0 | 0 | 1112100 | -47.668 | 295.857 | 55522.2 | 144.102 | 491.676 | 0 | 0 | 0 | 1057640 | -47.6836 | 99.5706 | 108.9316 | 117.8096
[20 empty] | 4043 | 2020-06-18 10:00 | 4043 | 6 | 18 | 11 | 150809.983 | 150.81 | 257.376 | 126659 | 126.815 | 432.6928 | 0 | 0 | 0 | 991573 | 0 | 266.607 | 126659 | 134.704 | 459.61 | 0 | 0 | 0 | 1107840 | 0 | 275.266 | 126659 | 142.105 | 484.8623 | 0 | 0 | 0 | 1051400 | 0 | 106.566 | 115.797 | 124.456
[20 empty] | 4044 | 2020-06-18 11:00 | 4044 | 6 | 18 | 12 | 254957.987 | 254.958 | 297.837 | 126659 | 140.914 | 480.7986 | 0 | 0 | 0 | 1110400 | 0 | 307.885 | 126659 | 149.36 | 509.6163 | 0 | 0 | 0 | 1223410 | 0 | 317.084 | 126659 | 157.066 | 535.9092 | 0 | 0 | 0 | 1170330 | 0 | 42.879 | 52.927 | 62.126
[20 empty] | 4045 | 2020-06-18 12:00 | 4045 | 6 | 18 | 13 | 255922.103 | 255.9221 | 245.575 | 86551.7 | 137.832 | 470.2828 | 0 | 0 | 0 | 1092290 | 0 | 255.812 | 86551.7 | 146.527 | 499.9501 | 0 | 0 | 0 | 1212750 | 0 | 265.273 | 86551.7 | 154.419 | 526.8776 | 0 | 0 | 0 | 1156160 | 0 | -10.3471 | -0.1101 | 9.3509
[20 empty] | 4046 | 2020-06-18 13:00 | 4046 | 6 | 18 | 14 | 83391.413 | 83.3914 | 237.433 | 55375.5 | 135.955 | 463.8785 | 0 | 0 | 0 | 1051190 | 0 | 248.073 | 55375.5 | 144.834 | 494.1736 | 0 | 0 | 0 | 1175650 | 0 | 257.921 | 55375.5 | 153.025 | 522.1213 | 0 | 0 | 0 | 1116450 | 0 | 154.0416 | 164.6816 | 174.5296
[20 empty] | 4047 | 2020-06-18 14:00 | 4047 | 6 | 18 | 15 | 212422.96 | 212.423 | 206.413 | 55375.5 | 120.6 | 411.4872 | 0 | 0 | 0 | 891341 | 0 | 216.646 | 55375.5 | 128.65 | 438.9538 | 0 | 0 | 0 | 1005220 | 0 | 226.25 | 55375.5 | 136.163 | 464.5882 | 0 | 0 | 0 | 951264 | 0 | -6.01 | 4.223 | 13.827
[20 empty] | 4048 | 2020-06-18 15:00 | 4048 | 6 | 18 | 16 | 171065.782 | 171.0658 | 197.812 | 30597.4 | 113.592 | 387.5759 | 0 | 0 | 0 | 825011 | 0 | 208.336 | 30597.4 | 121.679 | 415.1687 | 0 | 0 | 0 | 939971 | 0 | 218.345 | 30597.4 | 129.344 | 441.3217 | 0 | 0 | 0 | 884381 | 0 | 26.7462 | 37.2702 | 47.2792
[20 empty] | 4049 | 2020-06-18 16:00 | 4049 | 6 | 18 | 17 | 60077.14 | 60.0771 | 14.6733 | 30597.4 | 0 | 0 | 0 | 0 | 0 | 0 | 0 | 14.6733 | 30597.4 | 0 | 0 | 0 | 0 | 0 | 0 | 0 | 14.6733 | 30597.4 | 0 | 0 | 0 | 0 | 0 | 0 | 0 | -45.4038 | -45.4038 | -45.4038
[20 empty] | 4050 | 2020-06-18 17:00 | 4050 | 6 | 18 | 18 | 47365.375 | 47.3654 | 13.7561 | 30817.4 | 0 | 0 | 0 | 0 | 0 | 0 | 0 | 13.7561 | 30817.4 | 0 | 0 | 0 | 0 | 0 | 0 | 0 | 13.7561 | 30817.4 | 0 | 0 | 0 | 0 | 0 | 0 | 0 | -33.6093 | -33.6093 | -33.6093
[20 empty] | 4051 | 2020-06-18 18:00 | 4051 | 6 | 18 | 19 | 13983.461 | 13.9835 | 10.3718 | 30964.1 | 0 | 0 | 0 | 0 | 0 | 0 | 0 | 10.3718 | 30964.1 | 0 | 0 | 0 | 0 | 0 | 0 | 0 | 10.3718 | 30964.1 | 0 | 0 | 0 | 0 | 0 | 0 | 0 | -3.6117 | -3.6117 | -3.6117
[20 empty] | 4052 | 2020-06-18 19:00 | 4052 | 6 | 18 | 20 | 0 | 0 | 8.8603 | 8602.46 | 0 | 0 | 0 | 0 | 0 | 0 | 0 | 8.8603 | 8602.46 | 0 | 0 | 0 | 0 | 0 | 0 | 0 | 8.8603 | 8602.46 | 0 | 0 | 0 | 0 | 0 | 0 | 0 | 8.8603 | 8.8603 | 8.8603
[20 empty] | 4053 | 2020-06-18 20:00 | 4053 | 6 | 18 | 21 | 0 | 0 | 23.8779 | 8822.44 | 11.9605 | 40.8092 | 0 | 0 | 0 | 90397.1 | 0 | 23.878 | 8822.44 | 11.9606 | 40.8096 | 0 | 0 | 0 | 90397.1 | 0 | 23.8779 | 8822.44 | 11.9605 | 40.8092 | 0 | 0 | 0 | 90397.9 | 0 | 23.8779 | 23.878 | 23.8779
[20 empty] | 4054 | 2020-06-18 21:00 | 4054 | 6 | 18 | 22 | 0 | 0 | 7.3488 | 8895.77 | 0 | 0 | 0 | 0 | 0 | 0 | 0 | 7.3488 | 8895.77 | 0 | 0 | 0 | 0 | 0 | 0 | 0 | 7.3488 | 8895.77 | 0 | 0 | 0 | 0 | 0 | 0 | 0 | 7.3488 | 7.3488 | 7.3488
[20 empty] | 4055 | 2020-06-18 22:00 | 4055 | 6 | 18 | 23 | 0 | 0 | 7.3488 | 8895.77 | 0 | 0 | 0 | 0 | 0 | 0 | 0 | 7.3488 | 8895.77 | 0 | 0 | 0 | 0 | 0 | 0 | 0 | 7.3488 | 8895.77 | 0 | 0 | 0 | 0 | 0 | 0 | 0 | 7.3488 | 7.3488 | 7.3488
[20 empty] | 4056 | 2020-06-18 23:00 | 4056 | 6 | 18 | 24 | 0 | 0 | 7.8094 | 8749.11 | 0 | 0 | 0 | 0 | 0 | 0 | 0 | 7.8094 | 8749.11 | 0 | 0 | 0 | 0 | 0 | 0 | 0 | 7.8094 | 8749.11 | 0 | 0 | 0 | 0 | 0 | 0 | 0 | 7.8094 | 7.8094 | 7.8094
[20 empty] | 4057 | 2020-06-19 | 4057 | 6 | 19 | 1 | 0 | 0 | 24.157 | 8969.09 | 11.7791 | 40.1903 | 0 | 0 | 0 | 89924.3 | 0 | 24.1571 | 8969.09 | 11.7792 | 40.1906 | 0 | 0 | 0 | 89924.4 | 0 | 24.157 | 8969.09 | 11.7791 | 40.1903 | 0 | 0 | 0 | 89925.2 | 0 | 24.157 | 24.1571 | 24.157
[20 empty] | 4058 | 2020-06-19 01:00 | 4058 | 6 | 19 | 2 | 0 | 0 | 7.8094 | 8969.09 | 0 | 0 | 0 | 0 | 0 | 0 | 0 | 7.8094 | 8969.09 | 0 | 0 | 0 | 0 | 0 | 0 | 0 | 7.8094 | 8969.09 | 0 | 0 | 0 | 0 | 0 | 0 | 0 | 7.8094 | 7.8094 | 7.8094
[20 empty] | 4059 | 2020-06-19 02:00 | 4059 | 6 | 19 | 3 | 0 | 0 | 7.8094 | 8822.44 | 0 | 0 | 0 | 0 | 0 | 0 | 0 | 7.8094 | 8822.44 | 0 | 0 | 0 | 0 | 0 | 0 | 0 | 7.8094 | 8822.44 | 0 | 0 | 0 | 0 | 0 | 0 | 0 | 7.8094 | 7.8094 | 7.8094
[20 empty] | 4060 | 2020-06-19 03:00 | 4060 | 6 | 19 | 4 | 0 | 0 | 7.8094 | 8895.77 | 0 | 0 | 0 | 0 | 0 | 0 | 0 | 7.8094 | 8895.77 | 0 | 0 | 0 | 0 | 0 | 0 | 0 | 7.8094 | 8895.77 | 0 | 0 | 0 | 0 | 0 | 0 | 0 | 7.8094 | 7.8094 | 7.8094
[20 empty] | 4061 | 2020-06-19 04:00 | 4061 | 6 | 19 | 5 | 0 | 0 | 7.8094 | 8895.77 | 0 | 0 | 0 | 0 | 0 | 0 | 0 | 7.8094 | 8895.77 | 0 | 0 | 0 | 0 | 0 | 0 | 0 | 7.8094 | 8895.77 | 0 | 0 | 0 | 0 | 0 | 0 | 0 | 7.8094 | 7.8094 | 7.8094
[20 empty] | 4062 | 2020-06-19 05:00 | 4062 | 6 | 19 | 6 | 17244.156 | 17.2442 | 24.2855 | 8822.44 | 11.9129 | 40.6468 | 0 | 0 | 0 | 89841.4 | 0 | 24.2844 | 8822.44 | 11.913 | 40.6472 | 0 | 0 | 0 | 89841.7 | 0 | 24.2833 | 8822.44 | 11.9129 | 40.6468 | 0 | 0 | 0 | 89842.4 | 0 | 7.0413 | 7.0402 | 7.0391
[20 empty] | 4063 | 2020-06-19 06:00 | 4063 | 6 | 19 | 7 | 51911.457 | 51.9115 | 7.7994 | 8602.46 | 0 | 0 | 0 | 0 | 0 | 0 | 0 | 7.7993 | 8602.46 | 0 | 0 | 0 | 0 | 0 | 0 | 0 | 7.7993 | 8602.46 | 0 | 0 | 0 | 0 | 0 | 0 | 0 | -44.112 | -44.1121 | -44.1121
[20 empty] | 4064 | 2020-06-19 07:00 | 4064 | 6 | 19 | 8 | 103883.548 | 103.8835 | 7.7993 | 8602.46 | 0 | 0 | 0 | 0 | 0 | 0 | 0 | 7.7993 | 8602.46 | 0 | 0 | 0 | 0 | 0 | 0 | 0 | 7.7993 | 8602.46 | 0 | 0 | 0 | 0 | 0 | 0 | 0 | -96.0842 | -96.0842 | -96.0842
[20 empty] | 4065 | 2020-06-19 08:00 | 4065 | 6 | 19 | 9 | 130209.769 | 130.2098 | 7.7993 | 8235.83 | 0 | 0 | 0 | 0 | 0 | 0 | 0 | 7.7993 | 8235.83 | 0 | 0 | 0 | 0 | 0 | 0 | 0 | 7.7993 | 8235.83 | 0 | 0 | 0 | 0 | 0 | 0 | 0 | -122.4104 | -122.4104 | -122.4104
[20 empty] | 4066 | 2020-06-19 09:00 | 4066 | 6 | 19 | 10 | 152186.387 | 152.1864 | 25.5566 | 8162.51 | 13.1888 | 45.0002 | 0 | 0 | 0 | 89301.7 | 0 | 25.5567 | 8162.51 | 13.1889 | 45.0005 | 0 | 0 | 0 | 152171 | 0 | 36.6946 | 8162.51 | 22.4429 | 76.5752 | 0 | 0 | 0 | 89302.7 | 0 | -126.6298 | -126.6297 | -115.4918
[20 empty] | 4067 | 2020-06-19 10:00 | 4067 | 6 | 19 | 11 | 260114.987 | 260.115 | 7.7993 | 8162.51 | 0 | 0 | 0 | 0 | 0 | 0 | 0 | 18.2754 | 8162.51 | 8.693 | 29.6606 | 0 | 0 | 0 | 61365.5 | -35.7278 | 20.0587 | 8162.51 | 9.077 | 30.9708 | 0 | 0 | 0 | 59055.1 | 0 | -252.3157 | -241.8396 | -240.0563
[20 empty] | 4068 | 2020-06-19 11:00 | 4068 | 6 | 19 | 12 | 101075.104 | 101.0751 | 7.7993 | 8015.86 | 0 | 0 | 0 | 0 | 0 | 0 | 0 | 19.5513 | 8015.86 | 8.7287 | 29.7823 | 0 | 0 | 0 | 61513.5 | -97.6852 | 20.305 | 8015.86 | 9.3226 | 31.8089 | 0 | 0 | 0 | 57608 | -26.4249 | -93.2758 | -81.5238 | -80.7701
[20 empty] | 4069 | 2020-06-19 12:00 | 4069 | 6 | 19 | 13 | 277411.526 | 277.4115 | 7.7993 | 8015.86 | 0 | 0 | 0 | 0 | 0 | 0 | 0 | 19.5633 | 8015.86 | 8.7408 | 29.8236 | 0 | 0 | 0 | 62060.9 | -101.355 | 20.4019 | 8015.86 | 9.4053 | 32.0908 | 0 | 0 | 0 | 57665.1 | -57.7944 | -269.6122 | -257.8482 | -257.0096
[20 empty] | 4070 | 2020-06-19 13:00 | 4070 | 6 | 19 | 14 | 260169.765 | 260.1698 | 7.7993 | 8015.86 | 0 | 0 | 0 | 0 | 0 | 0 | 0 | 19.587 | 8015.86 | 8.7644 | 29.9042 | 0 | 0 | 0 | 62553.8 | -138.799 | 20.4862 | 8015.86 | 9.4794 | 32.3437 | 0 | 0 | 0 | 57821.4 | -110.117 | -252.3704 | -240.5828 | -239.6836
[20 empty] | 4071 | 2020-06-19 14:00 | 4071 | 6 | 19 | 15 | 230990.541 | 230.9905 | 25.2114 | 8309.16 | 12.8436 | 43.8224 | 0 | 0 | 0 | 89215.4 | 0 | 25.2116 | 8309.16 | 12.8437 | 43.8227 | 0 | 0 | 0 | 153027 | -86.1812 | 37.616 | 8309.16 | 22.0598 | 75.268 | 0 | 0 | 0 | 89216.4 | 0 | -205.7791 | -205.7789 | -193.3745
[20 empty] | 4072 | 2020-06-19 15:00 | 4072 | 6 | 19 | 16 | 186710.933 | 186.7109 | 7.7993 | 8309.16 | 0 | 0 | 0 | 0 | 0 | 0 | 0 | 18.2219 | 8309.16 | 8.6395 | 29.4778 | 0 | 0 | 0 | 133947 | -131.411 | 32.2336 | 8309.16 | 19.3061 | 65.8724 | 0 | 0 | 0 | 59932.6 | 0 | -178.9116 | -168.489 | -154.4773
[20 empty] | 4073 | 2020-06-19 16:00 | 4073 | 6 | 19 | 17 | 135566.734 | 135.5667 | 7.7993 | 8309.16 | 0 | 0 | 0 | 0 | 0 | 0 | 0 | 25.3462 | 8309.16 | 13.5649 | 46.2834 | 0 | 0 | 0 | 172660 | -380.295 | 38.9308 | 8309.16 | 24.8976 | 84.9506 | 0 | 0 | 0 | 94064.9 | -112.058 | -127.7674 | -110.2205 | -96.6359
[20 empty] | 4074 | 2020-06-19 17:00 | 4074 | 6 | 19 | 18 | 70559.104 | 70.5591 | 7.7993 | 8602.46 | 0 | 0 | 0 | 0 | 0 | 0 | 0 | 19.6355 | 8602.46 | 8.7941 | 30.0054 | 0 | 0 | 0 | 174970 | -194.502 | 38.2451 | 8602.46 | 24.064 | 82.1064 | 0 | 0 | 0 | 63977.2 | -52.1033 | -62.7598 | -50.9236 | -32.314
[20 empty] | 4075 | 2020-06-19 18:00 | 4075 | 6 | 19 | 19 | 14360.885 | 14.3609 | 7.7993 | 8749.11 | 0 | 0 | 0 | 0 | 0 | 0 | 0 | 30.3463 | 8749.11 | 17.5734 | 59.9604 | 0 | 0 | 0 | 176366 | -62.1363 | 37.8845 | 8749.11 | 23.6799 | 80.7958 | 0 | 0 | 0 | 130948 | -5.6306 | -6.5616 | 15.9854 | 23.5236
[20 empty] | 4076 | 2020-06-19 19:00 | 4076 | 6 | 19 | 20 | 0 | 0 | 24.3261 | 8749.11 | 11.9483 | 40.7676 | 0 | 0 | 0 | 89012.5 | 0 | 29.8046 | 8749.11 | 16.4798 | 56.2291 | 0 | 0 | 0 | 165296 | 0 | 36.695 | 8749.11 | 22.189 | 75.7089 | 0 | 0 | 0 | 122767 | 0 | 24.3261 | 29.8046 | 36.695
[20 empty] | 4077 | 2020-06-19 20:00 | 4077 | 6 | 19 | 21 | 0 | 0 | 7.8094 | 8969.09 | 0 | 0 | 0 | 0 | 0 | 0 | 0 | 7.8094 | 8969.09 | 0 | 0 | 0 | 0 | 0 | 38490.5 | 0 | 13.9111 | 8969.09 | 5.0446 | 17.2121 | 0 | 0 | 0 | 0 | 0 | 7.8094 | 7.8094 | 13.9111
[20 empty] | 4078 | 2020-06-19 21:00 | 4078 | 6 | 19 | 22 | 0 | 0 | 7.8094 | 8969.09 | 0 | 0 | 0 | 0 | 0 | 0 | 0 | 7.8094 | 8969.09 | 0 | 0 | 0 | 0 | 0 | 0 | 0 | 7.8094 | 8969.09 | 0 | 0 | 0 | 0 | 0 | 0 | 0 | 7.8094 | 7.8094 | 7.8094
[20 empty] | 4079 | 2020-06-19 22:00 | 4079 | 6 | 19 | 23 | 0 | 0 | 7.8094 | 8969.09 | 0 | 0 | 0 | 0 | 0 | 0 | 0 | 7.8094 | 8969.09 | 0 | 0 | 0 | 0 | 0 | 0 | 0 | 7.8094 | 8969.09 | 0 | 0 | 0 | 0 | 0 | 0 | 0 | 7.8094 | 7.8094 | 7.8094
[20 empty] | 4080 | 2020-06-19 23:00 | 4080 | 6 | 19 | 24 | 0 | 0 | 23.9738 | 9042.42 | 11.596 | 39.5656 | 0 | 0 | 0 | 88489.3 | 0 | 23.974 | 9042.42 | 11.5961 | 39.5659 | 0 | 0 | 0 | 88490 | 0 | 23.9739 | 9042.42 | 11.5961 | 39.5659 | 0 | 0 | 0 | 88490.4 | 0 | 23.9738 | 23.974 | 23.9739
[20 empty] | 4081 | 2020-06-20 | 4081 | 6 | 20 | 1 | 0 | 0 | 7.8094 | 9042.42 | 0 | 0 | 0 | 0 | 0 | 0 | 0 | 7.8094 | 9042.42 | 0 | 0 | 0 | 0 | 0 | 0 | 0 | 7.8094 | 9042.42 | 0 | 0 | 0 | 0 | 0 | 0 | 0 | 7.8094 | 7.8094 | 7.8094
[20 empty] | 4082 | 2020-06-20 01:00 | 4082 | 6 | 20 | 2 | 0 | 0 | 7.8094 | 9042.42 | 0 | 0 | 0 | 0 | 0 | 0 | 0 | 7.8094 | 9042.42 | 0 | 0 | 0 | 0 | 0 | 0 | 0 | 7.8094 | 9042.42 | 0 | 0 | 0 | 0 | 0 | 0 | 0 | 7.8094 | 7.8094 | 7.8094
[20 empty] | 4083 | 2020-06-20 02:00 | 4083 | 6 | 20 | 3 | 0 | 0 | 7.8094 | 9189.07 | 0 | 0 | 0 | 0 | 0 | 0 | 0 | 7.8094 | 9189.07 | 0 | 0 | 0 | 0 | 0 | 0 | 0 | 7.8094 | 9189.07 | 0 | 0 | 0 | 0 | 0 | 0 | 0 | 7.8094 | 7.8094 | 7.8094
[20 empty] | 4084 | 2020-06-20 03:00 | 4084 | 6 | 20 | 4 | 0 | 0 | 7.8094 | 9262.4 | 0 | 0 | 0 | 0 | 0 | 0 | 0 | 7.8094 | 9262.4 | 0 | 0 | 0 | 0 | 0 | 0 | 0 | 7.8094 | 9262.4 | 0 | 0 | 0 | 0 | 0 | 0 | 0 | 7.8094 | 7.8094 | 7.8094
[20 empty] | 4085 | 2020-06-20 04:00 | 4085 | 6 | 20 | 5 | 0 | 0 | 23.9678 | 9262.4 | 11.5899 | 39.5447 | 0 | 0 | 0 | 88442.9 | 0 | 23.9679 | 9262.4 | 11.5901 | 39.5454 | 0 | 0 | 0 | 88443.6 | 0 | 23.9679 | 9262.4 | 11.59 | 39.5451 | 0 | 0 | 0 | 88444 | 0 | 23.9678 | 23.9679 | 23.9679
[20 empty] | 4086 | 2020-06-20 05:00 | 4086 | 6 | 20 | 6 | 20075.934 | 20.0759 | 7.8037 | 9115.75 | 0 | 0 | 0 | 0 | 0 | 0 | 0 | 7.8023 | 9115.75 | 0 | 0 | 0 | 0 | 0 | 0 | 0 | 7.8012 | 9115.75 | 0 | 0 | 0 | 0 | 0 | 0 | 0 | -12.2723 | -12.2736 | -12.2747
[20 empty] | 4087 | 2020-06-20 06:00 | 4087 | 6 | 20 | 7 | 83879.945 | 83.8799 | 7.8002 | 9115.75 | 0 | 0 | 0 | 0 | 0 | 0 | 0 | 7.7995 | 9115.75 | 0 | 0 | 0 | 0 | 0 | 0 | 0 | 7.7993 | 9115.75 | 0 | 0 | 0 | 0 | 0 | 0 | 0 | -76.0798 | -76.0805 | -76.0806
[20 empty] | 4088 | 2020-06-20 07:00 | 4088 | 6 | 20 | 8 | 157292.163 | 157.2922 | 7.7993 | 9115.75 | 0 | 0 | 0 | 0 | 0 | 0 | 0 | 7.7993 | 9115.75 | 0 | 0 | 0 | 0 | 0 | 0 | 0 | 7.7993 | 9115.75 | 0 | 0 | 0 | 0 | 0 | 0 | 0 | -149.4928 | -149.4928 | -149.4928
[20 empty] | 4089 | 2020-06-20 08:00 | 4089 | 6 | 20 | 9 | 213856.774 | 213.8568 | 7.7993 | 8749.11 | 0 | 0 | 0 | 0 | 0 | 0 | 0 | 7.7993 | 8749.11 | 0 | 0 | 0 | 0 | 0 | 63576.6 | 0 | 18.2156 | 8749.11 | 8.5323 | 29.1122 | 0 | 0 | 0 | 0 | 0 | -206.0575 | -206.0575 | -195.6412
[20 empty] | 4090 | 2020-06-20 09:00 | 4090 | 6 | 20 | 10 | 256169.717 | 256.1697 | 34.2944 | 8529.14 | 20.2428 | 69.0684 | 0 | 0 | 0 | 145679 | 0 | 34.8614 | 8529.14 | 20.7052 | 70.6461 | 0 | 0 | 0 | 150863 | -61.4609 | 36.543 | 8529.14 | 20.9929 | 71.6278 | 0 | 0 | 0 | 148899 | 0 | -221.8753 | -221.3083 | -219.6267
[20 empty] | 4091 | 2020-06-20 10:00 | 4091 | 6 | 20 | 11 | 282681.122 | 282.6811 | 7.7993 | 8529.14 | 0 | 0 | 0 | 0 | 0 | 0 | 0 | 19.0854 | 8529.14 | 8.2597 | 28.1822 | 0 | 0 | 0 | 63433.2 | -35.7893 | 19.8435 | 8529.14 | 8.834 | 30.1417 | 0 | 0 | 0 | 59319.9 | -4.8477 | -274.8818 | -263.5957 | -262.8376
[20 empty] | 4092 | 2020-06-20 11:00 | 4092 | 6 | 20 | 12 | 295146.092 | 295.1461 | 17.4922 | 8529.14 | 8.0091 | 27.3269 | 0 | 0 | 0 | 57615.6 | 0 | 19.1052 | 8529.14 | 8.2826 | 28.2603 | 0 | 0 | 0 | 63526 | -33.739 | 19.8448 | 8529.14 | 8.8468 | 30.1853 | 0 | 0 | 0 | 59474 | -11.7598 | -277.6539 | -276.0409 | -275.3013
[20 empty] | 4093 | 2020-06-20 12:00 | 4093 | 6 | 20 | 13 | 291981.431 | 291.9814 | 7.7993 | 8602.46 | 0 | 0 | 0 | 0 | 0 | 0 | 0 | 18.9967 | 8602.46 | 8.1741 | 27.8901 | 0 | 0 | 0 | 63241.5 | -32.2646 | 19.6864 | 8602.46 | 8.7007 | 29.6869 | 0 | 0 | 0 | 59412.2 | -15.9092 | -284.1821 | -272.9847 | -272.295
[20 empty] | 4094 | 2020-06-20 13:00 | 4094 | 6 | 20 | 14 | 275489.908 | 275.4899 | 34.0468 | 8602.46 | 19.9951 | 68.2233 | 0 | 0 | 0 | 145524 | 0 | 35.6272 | 8602.46 | 20.2361 | 69.0456 | 0 | 0 | 0 | 150985 | -84.0615 | 36.3084 | 8602.46 | 20.7583 | 70.8273 | 0 | 0 | 0 | 147188 | -53.5846 | -241.4431 | -239.8627 | -239.1815
[20 empty] | 4095 | 2020-06-20 14:00 | 4095 | 6 | 20 | 15 | 243414.998 | 243.415 | 7.7993 | 8382.48 | 0 | 0 | 0 | 0 | 0 | 0 | 0 | 25.0901 | 8382.48 | 13.3206 | 45.4499 | 0 | 0 | 0 | 173358 | -196.82 | 38.649 | 8382.48 | 24.6768 | 84.1972 | 0 | 0 | 0 | 93470.3 | -150.61 | -235.6157 | -218.3249 | -204.766
[20 empty] | 4096 | 2020-06-20 15:00 | 4096 | 6 | 20 | 16 | 198329.221 | 198.3292 | 17.4903 | 8455.81 | 8.0071 | 27.3202 | 0 | 0 | 0 | 56879.3 | 0 | 24.7944 | 8455.81 | 13.0249 | 44.441 | 0 | 0 | 0 | 171670 | -262.664 | 38.2075 | 8455.81 | 24.1788 | 82.4981 | 0 | 0 | 0 | 92433.9 | -168.341 | -180.8389 | -173.5348 | -160.1217
[20 empty] | 4097 | 2020-06-20 16:00 | 4097 | 6 | 20 | 17 | 142127.753 | 142.1278 | 13.1999 | 8455.81 | 4.5179 | 15.4152 | 0 | 0 | 0 | 32136.2 | 0 | 36.2985 | 8455.81 | 22.6338 | 77.2265 | 0 | 0 | 0 | 223749 | -308.487 | 47.0621 | 8455.81 | 31.5102 | 107.5128 | 0 | 0 | 0 | 160748 | -147.067 | -128.9279 | -105.8293 | -95.0657
[20 empty] | 4098 | 2020-06-20 17:00 | 4098 | 6 | 20 | 18 | 72353.173 | 72.3532 | 14.3071 | 8675.79 | 4.3443 | 14.8226 | 0 | 0 | 0 | 31976.7 | -5.1415 | 26.1341 | 8675.79 | 14.1693 | 48.3457 | 0 | 0 | 0 | 229407 | -152.164 | 46.8658 | 8675.79 | 31.1729 | 106.3619 | 0 | 0 | 0 | 104293 | -31.6622 | -58.0461 | -46.2191 | -25.4874
[20 empty] | 4099 | 2020-06-20 18:00 | 4099 | 6 | 20 | 19 | 14532.579 | 14.5326 | 29.0537 | 8822.44 | 15.8009 | 53.9127 | 0 | 0 | 0 | 119121 | 0 | 51.4109 | 8822.44 | 33.1512 | 113.1119 | 0 | 0 | 0 | 312059 | -27.8105 | 61.5464 | 8822.44 | 41.3935 | 141.2346 | 0 | 0 | 0 | 249931 | -6.9474 | 14.5211 | 36.8783 | 47.0138
[20 empty] | 4100 | 2020-06-20 19:00 | 4100 | 6 | 20 | 20 | 0 | 0 | 7.8094 | 8822.44 | 0 | 0 | 0 | 0 | 0 | 0 | 0 | 18.8565 | 8822.44 | 9.1267 | 31.1404 | 0 | 0 | 0 | 109946 | 0 | 25.471 | 8822.44 | 14.5838 | 49.7599 | 0 | 0 | 0 | 68805.9 | 0 | 7.8094 | 18.8565 | 25.471
[20 empty] | 4101 | 2020-06-20 20:00 | 4101 | 6 | 20 | 21 | 0 | 0 | 7.8094 | 8895.77 | 0 | 0 | 0 | 0 | 0 | 0 | 0 | 13.189 | 8895.77 | 4.4327 | 15.1243 | 0 | 0 | 0 | 75870.4 | 0 | 19.8582 | 8895.77 | 9.9436 | 33.9276 | 0 | 0 | 0 | 33821.6 | 0 | 7.8094 | 13.189 | 19.8582
[20 empty] | 4102 | 2020-06-20 21:00 | 4102 | 6 | 20 | 22 | 0 | 0 | 7.8094 | 8969.09 | 0 | 0 | 0 | 0 | 0 | 0 | 0 | 7.8094 | 8969.09 | 0 | 0 | 0 | 0 | 0 | 38144.3 | 0 | 13.8657 | 8969.09 | 4.9992 | 17.0573 | 0 | 0 | 0 | 0 | 0 | 7.8094 | 7.8094 | 13.8657
[20 empty] | 4103 | 2020-06-20 22:00 | 4103 | 6 | 20 | 23 | 0 | 0 | 7.8094 | 8969.09 | 0 | 0 | 0 | 0 | 0 | 0 | 0 | 7.8094 | 8969.09 | 0 | 0 | 0 | 0 | 0 | 0 | 0 | 7.8094 | 8969.09 | 0 | 0 | 0 | 0 | 0 | 0 | 0 | 7.8094 | 7.8094 | 7.8094
[20 empty] | 4104 | 2020-06-20 23:00 | 4104 | 6 | 20 | 24 | 0 | 0 | 23.3956 | 9042.42 | 11.4783 | 39.164 | 0 | 0 | 0 | 87582.2 | 0 | 23.3958 | 9042.42 | 11.4785 | 39.1646 | 0 | 0 | 0 | 87582.6 | 0 | 23.3957 | 9042.42 | 11.4784 | 39.1643 | 0 | 0 | 0 | 87583.3 | 0 | 23.3956 | 23.3958 | 23.3957
[20 empty] | 4105 | 2020-06-21 | 4105 | 6 | 21 | 1 | 0 | 0 | 7.3488 | 9042.42 | 0 | 0 | 0 | 0 | 0 | 0 | 0 | 7.3488 | 9042.42 | 0 | 0 | 0 | 0 | 0 | 0 | 0 | 7.3488 | 9042.42 | 0 | 0 | 0 | 0 | 0 | 0 | 0 | 7.3488 | 7.3488 | 7.3488
[20 empty] | 4106 | 2020-06-21 01:00 | 4106 | 6 | 21 | 2 | 0 | 0 | 7.3488 | 9042.42 | 0 | 0 | 0 | 0 | 0 | 0 | 0 | 7.3488 | 9042.42 | 0 | 0 | 0 | 0 | 0 | 0 | 0 | 7.3488 | 9042.42 | 0 | 0 | 0 | 0 | 0 | 0 | 0 | 7.3488 | 7.3488 | 7.3488
[20 empty] | 4107 | 2020-06-21 02:00 | 4107 | 6 | 21 | 3 | 0 | 0 | 7.3488 | 8895.77 | 0 | 0 | 0 | 0 | 0 | 0 | 0 | 7.3488 | 8895.77 | 0 | 0 | 0 | 0 | 0 | 0 | 0 | 7.3488 | 8895.77 | 0 | 0 | 0 | 0 | 0 | 0 | 0 | 7.3488 | 7.3488 | 7.3488
[20 empty] | 4108 | 2020-06-21 03:00 | 4108 | 6 | 21 | 4 | 0 | 0 | 107.005 | 8969.09 | 74.9625 | 255.7721 | 0 | 0 | 0 | 572185 | 0 | 90.541 | 8969.09 | 62.0227 | 211.6215 | 0 | 0 | 0 | 378337 | 0 | 73.6475 | 8969.09 | 49.5627 | 169.1079 | 0 | 0 | 0 | 473443 | 0 | 107.005 | 90.541 | 73.6475
[20 empty] | 4109 | 2020-06-21 04:00 | 4109 | 6 | 21 | 5 | 0 | 0 | 111.783 | 8969.09 | 76.6458 | 261.5155 | 0 | 0 | 0 | 585383 | 0 | 96.9997 | 8969.09 | 65.0142 | 221.8285 | 0 | 0 | 0 | 530848 | 0 | 102.431 | 8969.09 | 69.5148 | 237.1845 | 0 | 0 | 0 | 496569 | 0 | 111.783 | 96.9997 | 102.431
[20 empty] | 4110 | 2020-06-21 05:00 | 4110 | 6 | 21 | 6 | 18934.144 | 18.9341 | 93.8507 | 31110.8 | 63.065 | 215.1778 | 0 | 0 | 0 | 469643 | 0 | 101.847 | 31110.8 | 69.4002 | 236.7935 | 0 | 0 | 0 | 548233 | 0 | 107.013 | 31110.8 | 73.5967 | 251.1119 | 0 | 0 | 0 | 516992 | 0 | 74.9166 | 82.9129 | 88.0789
[20 empty] | 4111 | 2020-06-21 06:00 | 4111 | 6 | 21 | 7 | 80647.887 | 80.6479 | 227.857 | 80672.8 | 119.09 | 406.3351 | 0 | 0 | 0 | 914351 | 0 | 236.125 | 80672.8 | 126.124 | 430.3351 | 0 | 0 | 0 | 1005950 | 0 | 243.452 | 80672.8 | 132.534 | 452.206 | 0 | 0 | 0 | 964512 | 0 | 147.2091 | 155.4771 | 162.8041
[20 empty] | 4112 | 2020-06-21 07:00 | 4112 | 6 | 21 | 8 | 151058.181 | 151.0582 | 273.761 | 80672.8 | 126.348 | 431.0994 | 0 | 0 | 0 | 1005650 | 0 | 282.571 | 80672.8 | 133.8 | 456.5256 | 0 | 0 | 0 | 1103120 | 0 | 290.683 | 80672.8 | 140.654 | 479.9114 | 0 | 0 | 0 | 1056530 | 0 | 122.7028 | 131.5128 | 139.6248
[20 empty] | 4113 | 2020-06-21 08:00 | 4113 | 6 | 21 | 9 | 206646.291 | 206.6463 | 292.942 | 55668.9 | 137.939 | 470.6479 | 0 | 0 | 0 | 1139210 | 0 | 303.035 | 55668.9 | 146.337 | 499.3018 | 0 | 0 | 0 | 1247980 | 0 | 312.01 | 55668.9 | 153.695 | 524.4073 | 0 | 0 | 0 | 1195940 | 0 | 86.2957 | 96.3887 | 105.3637
[20 empty] | 4114 | 2020-06-21 09:00 | 4114 | 6 | 21 | 10 | 249349.927 | 249.3499 | 288.454 | 55815.7 | 130.982 | 446.9106 | 0 | 0 | 0 | 1053160 | -23.1582 | 297.433 | 55815.7 | 138.542 | 472.7053 | 0 | 0 | 0 | 1155720 | -23.1465 | 305.922 | 55815.7 | 145.551 | 496.62 | 0 | 0 | 0 | 1106340 | -23.1484 | 39.1041 | 48.0831 | 56.5721
[20 empty] | 4115 | 2020-06-21 10:00 | 4115 | 6 | 21 | 11 | 278817.438 | 278.8174 | 260.128 | 126659 | 124.925 | 426.2441 | 0 | 0 | 0 | 991286 | 0 | 268.927 | 126659 | 132.361 | 451.6157 | 0 | 0 | 0 | 1088230 | 0 | 277.024 | 126659 | 139.152 | 474.7866 | 0 | 0 | 0 | 1041350 | 0 | -18.6894 | -9.8904 | -1.7934
[20 empty] | 4116 | 2020-06-21 11:00 | 4116 | 6 | 21 | 12 | 293821.686 | 293.8217 | 299.533 | 126659 | 137.084 | 467.7306 | 0 | 0 | 0 | 1147230 | 0 | 308.768 | 126659 | 144.925 | 494.4841 | 0 | 0 | 0 | 1247300 | 0 | 317.2 | 126659 | 151.944 | 518.4329 | 0 | 0 | 0 | 1198890 | 0 | 5.7113 | 14.9463 | 23.3783
[20 empty] | 4117 | 2020-06-21 12:00 | 4117 | 6 | 21 | 13 | 291885.213 | 291.8852 | 254.853 | 87469.1 | 141.879 | 484.0911 | 0 | 0 | 0 | 1176350 | 0 | 264.646 | 87469.1 | 150.082 | 512.0798 | 0 | 0 | 0 | 1281320 | 0 | 273.466 | 87469.1 | 157.394 | 537.0283 | 0 | 0 | 0 | 1230640 | 0 | -37.0322 | -27.2392 | -18.4192
[20 empty] | 4118 | 2020-06-21 13:00 | 4118 | 6 | 21 | 14 | 272592.822 | 272.5928 | 246.703 | 55595.6 | 140.331 | 478.8094 | 0 | 0 | 0 | 1135570 | 0 | 256.757 | 55595.6 | 148.679 | 507.2927 | 0 | 0 | 0 | 1245140 | 0 | 265.905 | 55595.6 | 156.181 | 532.8896 | 0 | 0 | 0 | 1192160 | 0 | -25.8898 | -15.8358 | -6.6878
[20 empty] | 4119 | 2020-06-21 14:00 | 4119 | 6 | 21 | 15 | 239523.412 | 239.5234 | 230.281 | 55448.9 | 141.885 | 484.1116 | 0 | 0 | 0 | 1129210 | 0 | 239.841 | 55448.9 | 149.642 | 510.5785 | 0 | 0 | 0 | 1229770 | 0 | 248.887 | 55448.9 | 156.945 | 535.4963 | 0 | 0 | 0 | 1180620 | 0 | -9.2424 | 0.31759 | 9.3636
[20 empty] | 4120 | 2020-06-21 15:00 | 4120 | 6 | 21 | 16 | 192475.454 | 192.4755 | 222.669 | 30744.1 | 137.431 | 468.9146 | 0 | 0 | 0 | 1094630 | 0 | 232.408 | 30744.1 | 145.138 | 495.2109 | 0 | 0 | 0 | 1191860 | 0 | 241.488 | 30744.1 | 152.005 | 518.6411 | 0 | 0 | 0 | 1148150 | 0 | 30.1935 | 39.9325 | 49.0125
[20 empty] | 4121 | 2020-06-21 16:00 | 4121 | 6 | 21 | 17 | 136558.23 | 136.5582 | 14.6733 | 30744.1 | 0 | 0 | 0 | 0 | 0 | 0 | 0 | 14.6733 | 30744.1 | 0 | 0 | 0 | 0 | 0 | 0 | 0 | 14.6733 | 30744.1 | 0 | 0 | 0 | 0 | 0 | 0 | 0 | -121.8849 | -121.8849 | -121.8849
[20 empty] | 4122 | 2020-06-21 17:00 | 4122 | 6 | 21 | 18 | 69177.498 | 69.1775 | 13.7561 | 30890.8 | 0 | 0 | 0 | 0 | 0 | 0 | 0 | 13.7561 | 30890.8 | 0 | 0 | 0 | 0 | 0 | 0 | 0 | 13.7561 | 30890.8 | 0 | 0 | 0 | 0 | 0 | 0 | 0 | -55.4214 | -55.4214 | -55.4214
[20 empty] | 4123 | 2020-06-21 18:00 | 4123 | 6 | 21 | 19 | 15803.713 | 15.8037 | 10.3718 | 31037.5 | 0 | 0 | 0 | 0 | 0 | 0 | 0 | 10.3718 | 31037.5 | 0 | 0 | 0 | 0 | 0 | 0 | 0 | 10.3718 | 31037.5 | 0 | 0 | 0 | 0 | 0 | 0 | 0 | -5.4319 | -5.4319 | -5.4319
[20 empty] | 4124 | 2020-06-21 19:00 | 4124 | 6 | 21 | 20 | 0 | 0 | 8.8603 | 8675.79 | 0 | 0 | 0 | 0 | 0 | 0 | 0 | 8.8603 | 8675.79 | 0 | 0 | 0 | 0 | 0 | 0 | 0 | 8.8603 | 8675.79 | 0 | 0 | 0 | 0 | 0 | 0 | 0 | 8.8603 | 8.8603 | 8.8603
[20 empty] | 4125 | 2020-06-21 20:00 | 4125 | 6 | 21 | 21 | 0 | 0 | 23.605 | 8822.44 | 11.6877 | 39.8784 | 0 | 0 | 0 | 88450.1 | 0 | 23.6051 | 8822.44 | 11.6878 | 39.8788 | 0 | 0 | 0 | 88450.6 | 0 | 23.6051 | 8822.44 | 11.6877 | 39.8784 | 0 | 0 | 0 | 88451.1 | 0 | 23.605 | 23.6051 | 23.6051
[20 empty] | 4126 | 2020-06-21 21:00 | 4126 | 6 | 21 | 22 | 0 | 0 | 7.3488 | 8822.44 | 0 | 0 | 0 | 0 | 0 | 0 | 0 | 7.3488 | 8822.44 | 0 | 0 | 0 | 0 | 0 | 0 | 0 | 7.3488 | 8822.44 | 0 | 0 | 0 | 0 | 0 | 0 | 0 | 7.3488 | 7.3488 | 7.3488
[20 empty] | 4127 | 2020-06-21 22:00 | 4127 | 6 | 21 | 23 | 0 | 0 | 7.3488 | 8822.44 | 0 | 0 | 0 | 0 | 0 | 0 | 0 | 7.3488 | 8822.44 | 0 | 0 | 0 | 0 | 0 | 0 | 0 | 7.3488 | 8822.44 | 0 | 0 | 0 | 0 | 0 | 0 | 0 | 7.3488 | 7.3488 | 7.3488
[20 empty] | 4128 | 2020-06-21 23:00 | 4128 | 6 | 21 | 24 | 0 | 0 | 7.3488 | 8895.77 | 0 | 0 | 0 | 0 | 0 | 0 | 0 | 7.3488 | 8895.77 | 0 | 0 | 0 | 0 | 0 | 0 | 0 | 7.3488 | 8895.77 | 0 | 0 | 0 | 0 | 0 | 0 | 0 | 7.3488 | 7.3488 | 7.3488
[20 empty] | 4129 | 2020-06-22 | 4129 | 6 | 22 | 1 | 0 | 0 | 23.4828 | 8895.77 | 11.5655 | 39.4615 | 0 | 0 | 0 | 88254.9 | 0 | 23.4829 | 8895.77 | 11.5656 | 39.4618 | 0 | 0 | 0 | 88255.6 | 0 | 23.4829 | 8895.77 | 11.5655 | 39.4615 | 0 | 0 | 0 | 88255.8 | 0 | 23.4828 | 23.4829 | 23.4829
[20 empty] | 4130 | 2020-06-22 01:00 | 4130 | 6 | 22 | 2 | 0 | 0 | 7.3488 | 8895.77 | 0 | 0 | 0 | 0 | 0 | 0 | 0 | 7.3488 | 8895.77 | 0 | 0 | 0 | 0 | 0 | 0 | 0 | 7.3488 | 8895.77 | 0 | 0 | 0 | 0 | 0 | 0 | 0 | 7.3488 | 7.3488 | 7.3488
[20 empty] | 4131 | 2020-06-22 02:00 | 4131 | 6 | 22 | 3 | 0 | 0 | 7.3488 | 8895.77 | 0 | 0 | 0 | 0 | 0 | 0 | 0 | 7.3488 | 8895.77 | 0 | 0 | 0 | 0 | 0 | 0 | 0 | 7.3488 | 8895.77 | 0 | 0 | 0 | 0 | 0 | 0 | 0 | 7.3488 | 7.3488 | 7.3488
[20 empty] | 4132 | 2020-06-22 03:00 | 4132 | 6 | 22 | 4 | 0 | 0 | 22.2007 | 8969.09 | 11.2795 | 38.4857 | 0 | 0 | 0 | 86093.3 | 0 | 57.5688 | 8969.09 | 38.0805 | 129.9307 | 0 | 0 | 0 | 124928 | 0 | 28.9973 | 8969.09 | 16.369 | 55.851 | 0 | 0 | 0 | 290644 | 0 | 22.2007 | 57.5688 | 28.9973
[20 empty] | 4133 | 2020-06-22 04:00 | 4133 | 6 | 22 | 5 | 0 | 0 | 66.2329 | 8969.09 | 43.5387 | 148.554 | 0 | 0 | 0 | 332343 | 0 | 65.6031 | 8969.09 | 43.3784 | 148.0071 | 0 | 0 | 0 | 383516 | 0 | 74.4058 | 8969.09 | 50.2372 | 171.4093 | 0 | 0 | 0 | 331245 | 0 | 66.2329 | 65.6031 | 74.4058
[20 empty] | 4134 | 2020-06-22 05:00 | 4134 | 6 | 22 | 6 | 18693.212 | 18.6932 | 93.909 | 31257.5 | 63.0015 | 214.9611 | 0 | 0 | 0 | 481094 | 0 | 96.2005 | 31257.5 | 65.1855 | 222.4129 | 0 | 0 | 0 | 538108 | 0 | 102.747 | 31257.5 | 70.4692 | 240.4409 | 0 | 0 | 0 | 497760 | 0 | 75.2158 | 77.5073 | 84.0538
[20 empty] | 4135 | 2020-06-22 06:00 | 4135 | 6 | 22 | 7 | 59734.172 | 59.7342 | 195.272 | 80892.9 | 93.1349 | 317.7763 | 0 | 0 | 0 | 703151 | 0 | 199.073 | 80892.9 | 96.8435 | 330.43 | 0 | 0 | 0 | 775109 | 0 | 206.207 | 80892.9 | 102.794 | 350.7331 | 0 | 0 | 0 | 730243 | 0 | 135.5378 | 139.3388 | 146.4728
[20 empty] | 4136 | 2020-06-22 07:00 | 4136 | 6 | 22 | 8 | 15382.939 | 15.3829 | 244.803 | 80892.9 | 103.497 | 353.1318 | 0 | 0 | 0 | 803164 | 0 | 249.575 | 80892.9 | 107.962 | 368.3663 | 0 | 0 | 0 | 879720 | 0 | 257.449 | 80892.9 | 114.509 | 390.7047 | 0 | 0 | 0 | 832671 | 0 | 229.4201 | 234.1921 | 242.0661
[20 empty] | 4137 | 2020-06-22 08:00 | 4137 | 6 | 22 | 9 | 114230.904 | 114.2309 | 282.691 | 55668.9 | 133.81 | 456.5597 | 0 | 0 | 0 | 1098750 | 0 | 289.69 | 55668.9 | 140.136 | 478.144 | 0 | 0 | 0 | 1189800 | 0 | 298.617 | 55668.9 | 147.57 | 503.5088 | 0 | 0 | 0 | 1137770 | 0 | 168.4601 | 175.4591 | 184.3861
[20 empty] | 4138 | 2020-06-22 09:00 | 4138 | 6 | 22 | 10 | 47208.711 | 47.2087 | 280.199 | 55889 | 128.196 | 437.4048 | 0 | 0 | 0 | 1047380 | -161.271 | 286.062 | 55889 | 133.805 | 456.5427 | 0 | 0 | 0 | 1130830 | -161.248 | 293.877 | 55889 | 140.518 | 479.4474 | 0 | 0 | 0 | 1082930 | -161.254 | 232.9903 | 238.8533 | 246.6683
[20 empty] | 4139 | 2020-06-22 10:00 | 4139 | 6 | 22 | 11 | 80618.902 | 80.6189 | 253.544 | 126659 | 123.774 | 422.3169 | 0 | 0 | 0 | 988423 | 0 | 259.623 | 126659 | 129.295 | 441.1545 | 0 | 0 | 0 | 1074740 | 0 | 267.84 | 126659 | 136.14 | 464.5097 | 0 | 0 | 0 | 1025290 | 0 | 172.9251 | 179.0041 | 187.2211
[20 empty] | 4140 | 2020-06-22 11:00 | 4140 | 6 | 22 | 12 | 114258.989 | 114.259 | 307.971 | 126659 | 149.222 | 509.1455 | 0 | 0 | 0 | 1245240 | 0 | 316.481 | 126659 | 156.809 | 535.0323 | 0 | 0 | 0 | 1340890 | 0 | 325.857 | 126659 | 164.581 | 561.5504 | 0 | 0 | 0 | 1288220 | 0 | 193.712 | 202.222 | 211.598
[20 empty] | 4141 | 2020-06-22 12:00 | 4141 | 6 | 22 | 13 | 61056.074 | 61.0561 | 253.519 | 87180.9 | 144.418 | 492.7542 | 0 | 0 | 0 | 1189310 | 0 | 261.533 | 87180.9 | 151.47 | 516.8156 | 0 | 0 | 0 | 1288910 | 0 | 271.023 | 87180.9 | 159.301 | 543.535 | 0 | 0 | 0 | 1234150 | 0 | 192.4629 | 200.4769 | 209.9669
[20 empty] | 4142 | 2020-06-22 13:00 | 4142 | 6 | 22 | 14 | 120202.703 | 120.2027 | 244.153 | 55522.2 | 142.028 | 484.5995 | 0 | 0 | 0 | 1142110 | 0 | 252.447 | 55522.2 | 149.255 | 509.2581 | 0 | 0 | 0 | 1244380 | 0 | 262.053 | 55522.2 | 157.162 | 536.2367 | 0 | 0 | 0 | 1188650 | 0 | 123.9503 | 132.2443 | 141.8503
[20 empty] | 4143 | 2020-06-22 14:00 | 4143 | 6 | 22 | 15 | 38496.318 | 38.4963 | 216.154 | 55742.3 | 132.629 | 452.5301 | 0 | 0 | 0 | 1074490 | 0 | 223.979 | 55742.3 | 139.182 | 474.889 | 0 | 0 | 0 | 1177080 | 0 | 233.076 | 55742.3 | 146.651 | 500.3732 | 0 | 0 | 0 | 1120700 | 0 | 177.6577 | 185.4827 | 194.5797
[20 empty] | 4144 | 2020-06-22 15:00 | 4144 | 6 | 22 | 16 | 69284.086 | 69.2841 | 212.384 | 30890.8 | 130.933 | 446.7434 | 0 | 0 | 0 | 1052780 | 0 | 220.559 | 30890.8 | 137.529 | 469.2489 | 0 | 0 | 0 | 1160160 | 0 | 230.186 | 30890.8 | 145.734 | 497.2444 | 0 | 0 | 0 | 1099620 | 0 | 143.0999 | 151.2749 | 160.9019
[20 empty] | 4145 | 2020-06-22 16:00 | 4145 | 6 | 22 | 17 | 54678.171 | 54.6782 | 14.6733 | 31037.5 | 0 | 0 | 0 | 0 | 0 | 0 | 0 | 14.6733 | 31037.5 | 0 | 0 | 0 | 0 | 0 | 0 | 0 | 14.6733 | 31037.5 | 0 | 0 | 0 | 0 | 0 | 0 | 0 | -40.0049 | -40.0049 | -40.0049
[20 empty] | 4146 | 2020-06-22 17:00 | 4146 | 6 | 22 | 18 | 11624.153 | 11.6242 | 13.7561 | 31037.5 | 0 | 0 | 0 | 0 | 0 | 0 | 0 | 13.7561 | 31037.5 | 0 | 0 | 0 | 0 | 0 | 0 | 0 | 13.7561 | 31037.5 | 0 | 0 | 0 | 0 | 0 | 0 | 0 | 2.1319 | 2.1319 | 2.1319
[20 empty] | 4147 | 2020-06-22 18:00 | 4147 | 6 | 22 | 19 | 6292.023 | 6.292 | 10.3718 | 31037.5 | 0 | 0 | 0 | 0 | 0 | 0 | 0 | 10.3718 | 31037.5 | 0 | 0 | 0 | 0 | 0 | 0 | 0 | 10.3718 | 31037.5 | 0 | 0 | 0 | 0 | 0 | 0 | 0 | 4.0798 | 4.0798 | 4.0798
[20 empty] | 4148 | 2020-06-22 19:00 | 4148 | 6 | 22 | 20 | 0 | 0 | 8.8603 | 8602.46 | 0 | 0 | 0 | 0 | 0 | 0 | 0 | 8.8603 | 8602.46 | 0 | 0 | 0 | 0 | 0 | 0 | 0 | 8.8603 | 8602.46 | 0 | 0 | 0 | 0 | 0 | 0 | 0 | 8.8603 | 8.8603 | 8.8603
[20 empty] | 4149 | 2020-06-22 20:00 | 4149 | 6 | 22 | 21 | 0 | 0 | 23.9215 | 8675.79 | 12.0042 | 40.9583 | 0 | 0 | 0 | 89264.7 | 0 | 23.9215 | 8675.79 | 12.0042 | 40.9583 | 0 | 0 | 0 | 89264.9 | 0 | 23.9215 | 8675.79 | 12.0042 | 40.9583 | 0 | 0 | 0 | 89265.2 | 0 | 23.9215 | 23.9215 | 23.9215
[20 empty] | 4150 | 2020-06-22 21:00 | 4150 | 6 | 22 | 22 | 0 | 0 | 7.3488 | 8749.11 | 0 | 0 | 0 | 0 | 0 | 0 | 0 | 7.3488 | 8749.11 | 0 | 0 | 0 | 0 | 0 | 0 | 0 | 7.3488 | 8749.11 | 0 | 0 | 0 | 0 | 0 | 0 | 0 | 7.3488 | 7.3488 | 7.3488
[20 empty] | 4151 | 2020-06-22 22:00 | 4151 | 6 | 22 | 23 | 0 | 0 | 7.3488 | 8749.11 | 0 | 0 | 0 | 0 | 0 | 0 | 0 | 7.3488 | 8749.11 | 0 | 0 | 0 | 0 | 0 | 0 | 0 | 7.3488 | 8749.11 | 0 | 0 | 0 | 0 | 0 | 0 | 0 | 7.3488 | 7.3488 | 7.3488
[20 empty] | 4152 | 2020-06-22 23:00 | 4152 | 6 | 22 | 24 | 0 | 0 | 7.3488 | 8749.11 | 0 | 0 | 0 | 0 | 0 | 0 | 0 | 7.3488 | 8749.11 | 0 | 0 | 0 | 0 | 0 | 0 | 0 | 7.3488 | 8749.11 | 0 | 0 | 0 | 0 | 0 | 0 | 0 | 7.3488 | 7.3488 | 7.3488
[20 empty] | 4153 | 2020-06-23 | 4153 | 6 | 23 | 1 | 0 | 0 | 7.3488 | 8822.44 | 0 | 0 | 0 | 0 | 0 | 0 | 0 | 7.3488 | 8822.44 | 0 | 0 | 0 | 0 | 0 | 0 | 0 | 7.3488 | 8822.44 | 0 | 0 | 0 | 0 | 0 | 0 | 0 | 7.3488 | 7.3488 | 7.3488
[20 empty] | 4154 | 2020-06-23 01:00 | 4154 | 6 | 23 | 2 | 0 | 0 | 23.7233 | 8822.44 | 11.806 | 40.2821 | 0 | 0 | 0 | 89135.6 | 0 | 23.7234 | 8822.44 | 11.8061 | 40.2824 | 0 | 0 | 0 | 89135.9 | 0 | 23.7234 | 8822.44 | 11.8061 | 40.2824 | 0 | 0 | 0 | 89136 | 0 | 23.7233 | 23.7234 | 23.7234
[20 empty] | 4155 | 2020-06-23 02:00 | 4155 | 6 | 23 | 3 | 0 | 0 | 7.3488 | 8895.77 | 0 | 0 | 0 | 0 | 0 | 0 | 0 | 7.3488 | 8895.77 | 0 | 0 | 0 | 0 | 0 | 0 | 0 | 7.3488 | 8895.77 | 0 | 0 | 0 | 0 | 0 | 0 | 0 | 7.3488 | 7.3488 | 7.3488
[20 empty] | 4156 | 2020-06-23 03:00 | 4156 | 6 | 23 | 4 | 0 | 0 | 7.3488 | 8749.11 | 0 | 0 | 0 | 0 | 0 | 0 | 0 | 7.3488 | 8749.11 | 0 | 0 | 0 | 0 | 0 | 0 | 0 | 7.3488 | 8749.11 | 0 | 0 | 0 | 0 | 0 | 0 | 0 | 7.3488 | 7.3488 | 7.3488
[20 empty] | 4157 | 2020-06-23 04:00 | 4157 | 6 | 23 | 5 | 0 | 0 | 8.8603 | 8822.44 | 0 | 0 | 0 | 0 | 0 | 0 | 0 | 8.8603 | 8822.44 | 0 | 0 | 0 | 0 | 0 | 0 | 0 | 8.8603 | 8822.44 | 0 | 0 | 0 | 0 | 0 | 0 | 0 | 8.8603 | 8.8603 | 8.8603
[20 empty] | 4158 | 2020-06-23 05:00 | 4158 | 6 | 23 | 6 | 9830.052 | 9.8301 | 79.1849 | 31257.5 | 53.4932 | 182.5188 | 0 | 0 | 0 | 409042 | 0 | 83.0006 | 31257.5 | 56.7566 | 193.6535 | 0 | 0 | 0 | 463840 | 0 | 87.6933 | 31257.5 | 60.6641 | 206.9859 | 0 | 0 | 0 | 434017 | 0 | 69.3548 | 73.1705 | 77.8632
[20 empty] | 4159 | 2020-06-23 06:00 | 4159 | 6 | 23 | 7 | 55463.283 | 55.4633 | 221.398 | 80819.5 | 118.036 | 402.7388 | 0 | 0 | 0 | 951835 | 0 | 226.837 | 80819.5 | 123.381 | 420.976 | 0 | 0 | 0 | 1022820 | 0 | 232.857 | 80819.5 | 128.988 | 440.1071 | 0 | 0 | 0 | 985180 | 0 | 165.9347 | 171.3737 | 177.3937
[20 empty] | 4160 | 2020-06-23 07:00 | 4160 | 6 | 23 | 8 | 60677.242 | 60.6772 | 265.057 | 80819.5 | 125.792 | 429.2023 | 0 | 0 | 0 | 1017930 | 0 | 270.768 | 80819.5 | 131.223 | 447.7329 | 0 | 0 | 0 | 1094860 | 0 | 277.242 | 80819.5 | 136.969 | 467.3382 | 0 | 0 | 0 | 1053670 | 0 | 204.3798 | 210.0908 | 216.5648
[20 empty] | 4161 | 2020-06-23 08:00 | 4161 | 6 | 23 | 9 | 93973.468 | 93.9735 | 275.054 | 55962.4 | 129.076 | 440.4073 | 0 | 0 | 0 | 1078400 | 0 | 280.99 | 55962.4 | 134.633 | 459.3678 | 0 | 0 | 0 | 1156230 | 0 | 287.558 | 55962.4 | 140.458 | 479.2427 | 0 | 0 | 0 | 1114950 | 0 | 181.0805 | 187.0165 | 193.5845
[20 empty] | 4162 | 2020-06-23 09:00 | 4162 | 6 | 23 | 10 | 177583.255 | 177.5833 | 278.457 | 55962.4 | 129.046 | 440.305 | 0 | 0 | 0 | 1075610 | -25.0078 | 284.144 | 55962.4 | 134.525 | 458.9993 | 0 | 0 | 0 | 1150410 | -25.0176 | 290.361 | 55962.4 | 140.154 | 478.2054 | 0 | 0 | 0 | 1110970 | -24.9961 | 100.8737 | 106.5607 | 112.7777
[20 empty] | 4163 | 2020-06-23 10:00 | 4163 | 6 | 23 | 11 | 244471.196 | 244.4712 | 249.738 | 126659 | 120.481 | 411.0812 | 0 | 0 | 0 | 988209 | 0 | 254.725 | 126659 | 125.229 | 427.2813 | 0 | 0 | 0 | 1057240 | 0 | 260.333 | 126659 | 130.333 | 444.6962 | 0 | 0 | 0 | 1020760 | 0 | 5.2668 | 10.2538 | 15.8618
[20 empty] | 4164 | 2020-06-23 11:00 | 4164 | 6 | 23 | 12 | 261518.395 | 261.5184 | 276.678 | 126659 | 121.815 | 415.6328 | 0 | 0 | 0 | 1011810 | 0 | 282.178 | 126659 | 126.934 | 433.0988 | 0 | 0 | 0 | 1084020 | 0 | 288.043 | 126659 | 132.168 | 450.9572 | 0 | 0 | 0 | 1046350 | 0 | 15.1596 | 20.6596 | 26.5246
[20 empty] | 4165 | 2020-06-23 12:00 | 4165 | 6 | 23 | 13 | 276157.871 | 276.1579 | 219.979 | 88541 | 115.163 | 392.9362 | 0 | 0 | 0 | 940421 | 0 | 225.123 | 88541 | 119.923 | 409.1773 | 0 | 0 | 0 | 1010400 | 0 | 230.841 | 88541 | 125.023 | 426.5785 | 0 | 0 | 0 | 973757 | 0 | -56.1789 | -51.0349 | -45.3169
[20 empty] | 4166 | 2020-06-23 13:00 | 4166 | 6 | 23 | 14 | 259954.617 | 259.9546 | 208.967 | 56109.1 | 111.573 | 380.6871 | 0 | 0 | 0 | 893206 | 0 | 213.87 | 56109.1 | 116.185 | 396.4232 | 0 | 0 | 0 | 960703 | 0 | 219.348 | 56109.1 | 121.126 | 413.2819 | 0 | 0 | 0 | 925360 | 0 | -50.9876 | -46.0846 | -40.6066
[20 empty] | 4167 | 2020-06-23 14:00 | 4167 | 6 | 23 | 15 | 233467.77 | 233.4678 | 192.503 | 55962.4 | 112.729 | 384.6313 | 0 | 0 | 0 | 897230 | 0 | 197.677 | 55962.4 | 117.319 | 400.2924 | 0 | 0 | 0 | 972870 | 0 | 203.916 | 55962.4 | 123.214 | 420.4062 | 0 | 0 | 0 | 929667 | 0 | -40.9648 | -35.7908 | -29.5518
[20 empty] | 4168 | 2020-06-23 15:00 | 4168 | 6 | 23 | 16 | 143477.693 | 143.4777 | 175.295 | 31110.8 | 97.784 | 333.639 | 0 | 0 | 0 | 746317 | 0 | 180.121 | 31110.8 | 101.957 | 347.8773 | 0 | 0 | 0 | 813460 | 0 | 185.603 | 31110.8 | 107.036 | 365.2068 | 0 | 0 | 0 | 776279 | 0 | 31.8173 | 36.6433 | 42.1253
[20 empty] | 4169 | 2020-06-23 16:00 | 4169 | 6 | 23 | 17 | 122173.651 | 122.1737 | 14.6733 | 31110.8 | 0 | 0 | 0 | 0 | 0 | 0 | 0 | 14.6733 | 31110.8 | 0 | 0 | 0 | 0 | 0 | 0 | 0 | 14.6733 | 31110.8 | 0 | 0 | 0 | 0 | 0 | 0 | 0 | -107.5004 | -107.5004 | -107.5004
[20 empty] | 4170 | 2020-06-23 17:00 | 4170 | 6 | 23 | 18 | 69000.73 | 69.0007 | 13.7561 | 31257.5 | 0 | 0 | 0 | 0 | 0 | 0 | 0 | 13.7561 | 31257.5 | 0 | 0 | 0 | 0 | 0 | 0 | 0 | 13.7561 | 31257.5 | 0 | 0 | 0 | 0 | 0 | 0 | 0 | -55.2446 | -55.2446 | -55.2446
[20 empty] | 4171 | 2020-06-23 18:00 | 4171 | 6 | 23 | 19 | 16292.31 | 16.2923 | 10.3718 | 31257.5 | 0 | 0 | 0 | 0 | 0 | 0 | 0 | 10.3718 | 31257.5 | 0 | 0 | 0 | 0 | 0 | 0 | 0 | 10.3718 | 31257.5 | 0 | 0 | 0 | 0 | 0 | 0 | 0 | -5.9205 | -5.9205 | -5.9205
[20 empty] | 4172 | 2020-06-23 19:00 | 4172 | 6 | 23 | 20 | 0 | 0 | 25.1012 | 8895.77 | 11.6724 | 39.8262 | 0 | 0 | 0 | 89360.7 | 0 | 25.1012 | 8895.77 | 11.6724 | 39.8262 | 0 | 0 | 0 | 89360.9 | 0 | 25.1012 | 8895.77 | 11.6724 | 39.8262 | 0 | 0 | 0 | 89360.9 | 0 | 25.1012 | 25.1012 | 25.1012
[20 empty] | 4173 | 2020-06-23 20:00 | 4173 | 6 | 23 | 21 | 0 | 0 | 7.3488 | 9042.42 | 0 | 0 | 0 | 0 | 0 | 0 | 0 | 7.3488 | 9042.42 | 0 | 0 | 0 | 0 | 0 | 0 | 0 | 7.3488 | 9042.42 | 0 | 0 | 0 | 0 | 0 | 0 | 0 | 7.3488 | 7.3488 | 7.3488
[20 empty] | 4174 | 2020-06-23 21:00 | 4174 | 6 | 23 | 22 | 0 | 0 | 7.3488 | 9189.07 | 0 | 0 | 0 | 0 | 0 | 0 | 0 | 7.3488 | 9189.07 | 0 | 0 | 0 | 0 | 0 | 0 | 0 | 7.3488 | 9189.07 | 0 | 0 | 0 | 0 | 0 | 0 | 0 | 7.3488 | 7.3488 | 7.3488
[20 empty] | 4175 | 2020-06-23 22:00 | 4175 | 6 | 23 | 23 | 0 | 0 | 7.3488 | 9115.75 | 0 | 0 | 0 | 0 | 0 | 0 | 0 | 7.3488 | 9115.75 | 0 | 0 | 0 | 0 | 0 | 0 | 0 | 7.3488 | 9115.75 | 0 | 0 | 0 | 0 | 0 | 0 | 0 | 7.3488 | 7.3488 | 7.3488
[20 empty] | 4176 | 2020-06-23 23:00 | 4176 | 6 | 23 | 24 | 0 | 0 | 23.6492 | 9115.75 | 11.7318 | 40.0289 | 0 | 0 | 0 | 89545.4 | 0 | 23.6492 | 9115.75 | 11.7319 | 40.0292 | 0 | 0 | 0 | 89545.5 | 0 | 23.6492 | 9115.75 | 11.7319 | 40.0292 | 0 | 0 | 0 | 89545.6 | 0 | 23.6492 | 23.6492 | 23.6492
[20 empty] | 4177 | 2020-06-24 | 4177 | 6 | 24 | 1 | 0 | 0 | 7.3488 | 9115.75 | 0 | 0 | 0 | 0 | 0 | 0 | 0 | 7.3488 | 9115.75 | 0 | 0 | 0 | 0 | 0 | 0 | 0 | 7.3488 | 9115.75 | 0 | 0 | 0 | 0 | 0 | 0 | 0 | 7.3488 | 7.3488 | 7.3488
[20 empty] | 4178 | 2020-06-24 01:00 | 4178 | 6 | 24 | 2 | 0 | 0 | 7.3488 | 9115.75 | 0 | 0 | 0 | 0 | 0 | 0 | 0 | 7.3488 | 9115.75 | 0 | 0 | 0 | 0 | 0 | 0 | 0 | 7.3488 | 9115.75 | 0 | 0 | 0 | 0 | 0 | 0 | 0 | 7.3488 | 7.3488 | 7.3488
[20 empty] | 4179 | 2020-06-24 02:00 | 4179 | 6 | 24 | 3 | 0 | 0 | 7.3488 | 9189.07 | 0 | 0 | 0 | 0 | 0 | 0 | 0 | 7.3488 | 9189.07 | 0 | 0 | 0 | 0 | 0 | 0 | 0 | 7.3488 | 9189.07 | 0 | 0 | 0 | 0 | 0 | 0 | 0 | 7.3488 | 7.3488 | 7.3488
[20 empty] | 4180 | 2020-06-24 03:00 | 4180 | 6 | 24 | 4 | 0 | 0 | 23.6012 | 9335.73 | 11.6839 | 39.8655 | 0 | 0 | 0 | 89169.5 | 0 | 23.6013 | 9335.73 | 11.6839 | 39.8655 | 0 | 0 | 0 | 89169.5 | 0 | 23.6013 | 9335.73 | 11.6839 | 39.8655 | 0 | 0 | 0 | 89169.6 | 0 | 23.6012 | 23.6013 | 23.6013
[20 empty] | 4181 | 2020-06-24 04:00 | 4181 | 6 | 24 | 5 | 0 | 0 | 8.8603 | 9262.4 | 0 | 0 | 0 | 0 | 0 | 0 | 0 | 8.8603 | 9262.4 | 0 | 0 | 0 | 0 | 0 | 0 | 0 | 8.8603 | 9262.4 | 0 | 0 | 0 | 0 | 0 | 0 | 0 | 8.8603 | 8.8603 | 8.8603
[20 empty] | 4182 | 2020-06-24 05:00 | 4182 | 6 | 24 | 6 | 19145.344 | 19.1453 | 50.0355 | 31624.2 | 31.0618 | 105.9829 | 0 | 0 | 0 | 237237 | 0 | 51.9535 | 31624.2 | 32.7486 | 111.7382 | 0 | 0 | 0 | 320567 | 0 | 63.1113 | 31624.2 | 41.978 | 143.2289 | 0 | 0 | 0 | 250115 | 0 | 30.8902 | 32.8082 | 43.966
[20 empty] | 4183 | 2020-06-24 06:00 | 4183 | 6 | 24 | 7 | 50490.082 | 50.4901 | 165.409 | 81259.8 | 64.8477 | 221.2604 | 0 | 0 | 0 | 495007 | -109.959 | 166.32 | 81259.8 | 66.2996 | 226.2142 | 0 | 0 | 0 | 515053 | -538.29 | 167.006 | 81259.8 | 67.4764 | 230.2295 | 0 | 0 | 0 | 506082 | -223.876 | 114.9189 | 115.8299 | 116.5159
[20 empty] | 4184 | 2020-06-24 07:00 | 4184 | 6 | 24 | 8 | 133775.497 | 133.7755 | 205.355 | 81259.8 | 70.3772 | 240.127 | 0 | 0 | 0 | 537224 | -77.0447 | 205.947 | 81259.8 | 71.6268 | 244.3906 | 0 | 0 | 0 | 557442 | -241.43 | 206.802 | 81259.8 | 73.0262 | 249.1654 | 0 | 0 | 0 | 546761 | -133.106 | 71.5795 | 72.1715 | 73.0265
[20 empty] | 4185 | 2020-06-24 08:00 | 4185 | 6 | 24 | 9 | 185052.65 | 185.0526 | 223.527 | 56329.2 | 83.1399 | 283.6733 | 0 | 0 | 0 | 642506 | -16.7627 | 224.157 | 56329.2 | 84.4767 | 288.2345 | 0 | 0 | 0 | 663242 | -105.242 | 225.123 | 56329.2 | 85.8571 | 292.9444 | 0 | 0 | 0 | 652706 | -40.5702 | 38.4743 | 39.1044 | 40.0703
[20 empty] | 4186 | 2020-06-24 09:00 | 4186 | 6 | 24 | 10 | 227289.948 | 227.2899 | 221.233 | 56402.5 | 79.467 | 271.1414 | 0 | 0 | 0 | 609624 | -47.0763 | 222.14 | 56402.5 | 80.8871 | 275.9868 | 0 | 0 | 0 | 630373 | -164.425 | 223.116 | 56402.5 | 82.1859 | 280.4183 | 0 | 0 | 0 | 620461 | -51.826 | -6.0569 | -5.1499 | -4.1739
[20 empty] | 4187 | 2020-06-24 10:00 | 4187 | 6 | 24 | 11 | 257351.444 | 257.3514 | 204.627 | 126659 | 80.7052 | 275.3661 | 0 | 0 | 0 | 621142 | -6.1797 | 206.201 | 126659 | 82.5352 | 281.6101 | 0 | 0 | 0 | 649126 | -45.0359 | 207.823 | 126659 | 84.3718 | 287.8766 | 0 | 0 | 0 | 635109 | -15.948 | -52.7244 | -51.1504 | -49.5284
[20 empty] | 4188 | 2020-06-24 11:00 | 4188 | 6 | 24 | 12 | 273263.04 | 273.263 | 230.942 | 126659 | 81.3874 | 277.6938 | 0 | 0 | 0 | 622432 | -11.4244 | 232.568 | 126659 | 83.339 | 284.3527 | 0 | 0 | 0 | 648836 | -45.0035 | 233.79 | 126659 | 84.848 | 289.5014 | 0 | 0 | 0 | 637324 | -12.8878 | -42.321 | -40.695 | -39.473
[20 empty] | 4189 | 2020-06-24 12:00 | 4189 | 6 | 24 | 13 | 273382.658 | 273.3827 | 175.592 | 89322.1 | 76.8988 | 262.3787 | 0 | 0 | 0 | 588079 | 0 | 178.342 | 89322.1 | 78.7362 | 268.6479 | 0 | 0 | 0 | 616209 | -1.4209 | 179.916 | 89322.1 | 80.5852 | 274.9567 | 0 | 0 | 0 | 602100 | -1.7178 | -97.7907 | -95.0407 | -93.4667
[20 empty] | 4190 | 2020-06-24 13:00 | 4190 | 6 | 24 | 14 | 259495.803 | 259.4958 | 177.595 | 56182.4 | 84.4956 | 288.299 | 0 | 0 | 0 | 647333 | -7.8856 | 179.942 | 56182.4 | 86.9749 | 296.7584 | 0 | 0 | 0 | 681723 | -74.4288 | 182.029 | 56182.4 | 89.132 | 304.1184 | 0 | 0 | 0 | 665262 | -28.3058 | -81.9008 | -79.5538 | -77.4668
[20 empty] | 4191 | 2020-06-24 14:00 | 4191 | 6 | 24 | 15 | 228606.816 | 228.6068 | 149.517 | 56109.1 | 74.3304 | 253.6153 | 0 | 0 | 0 | 568454 | 0 | 152.107 | 56109.1 | 76.725 | 261.7857 | 0 | 0 | 0 | 604309 | -5.6166 | 155.831 | 56109.1 | 79.0279 | 269.6432 | 0 | 0 | 0 | 586730 | 0 | -79.0898 | -76.4998 | -72.7758
[20 empty] | 4192 | 2020-06-24 15:00 | 4192 | 6 | 24 | 16 | 183926.55 | 183.9265 | 140.229 | 31330.8 | 67.6106 | 230.6874 | 0 | 0 | 0 | 516793 | 0 | 142.9 | 31330.8 | 70.042 | 238.9833 | 0 | 0 | 0 | 552897 | -1.8197 | 146.657 | 31330.8 | 72.3435 | 246.836 | 0 | 0 | 0 | 535339 | 0 | -43.6975 | -41.0265 | -37.2695
[20 empty] | 4193 | 2020-06-24 16:00 | 4193 | 6 | 24 | 17 | 129024.883 | 129.0249 | 14.6733 | 31330.8 | 0 | 0 | 0 | 0 | 0 | 0 | 0 | 14.6733 | 31330.8 | 0 | 0 | 0 | 0 | 0 | 0 | 0 | 14.6733 | 31330.8 | 0 | 0 | 0 | 0 | 0 | 0 | 0 | -114.3516 | -114.3516 | -114.3516
[20 empty] | 4194 | 2020-06-24 17:00 | 4194 | 6 | 24 | 18 | 67257.604 | 67.2576 | 13.7561 | 31404.2 | 0 | 0 | 0 | 0 | 0 | 0 | 0 | 13.7561 | 31404.2 | 0 | 0 | 0 | 0 | 0 | 0 | 0 | 13.7561 | 31404.2 | 0 | 0 | 0 | 0 | 0 | 0 | 0 | -53.5015 | -53.5015 | -53.5015
[20 empty] | 4195 | 2020-06-24 18:00 | 4195 | 6 | 24 | 19 | 17395.053 | 17.3951 | 10.3718 | 31330.8 | 0 | 0 | 0 | 0 | 0 | 0 | 0 | 10.3718 | 31330.8 | 0 | 0 | 0 | 0 | 0 | 0 | 0 | 10.3718 | 31330.8 | 0 | 0 | 0 | 0 | 0 | 0 | 0 | -7.0233 | -7.0233 | -7.0233
[20 empty] | 4196 | 2020-06-24 19:00 | 4196 | 6 | 24 | 20 | 0 | 0 | 8.8603 | 8969.09 | 0 | 0 | 0 | 0 | 0 | 0 | 0 | 8.8603 | 8969.09 | 0 | 0 | 0 | 0 | 0 | 0 | 0 | 8.8603 | 8969.09 | 0 | 0 | 0 | 0 | 0 | 0 | 0 | 8.8603 | 8.8603 | 8.8603
[20 empty] | 4197 | 2020-06-24 20:00 | 4197 | 6 | 24 | 21 | 0 | 0 | 23.7607 | 9042.42 | 11.8434 | 40.4097 | 0 | 0 | 0 | 90690 | 0 | 23.7607 | 9042.42 | 11.8434 | 40.4097 | 0 | 0 | 0 | 90690.1 | 0 | 23.7607 | 9042.42 | 11.8434 | 40.4097 | 0 | 0 | 0 | 90690.2 | 0 | 23.7607 | 23.7607 | 23.7607
[20 empty] | 4198 | 2020-06-24 21:00 | 4198 | 6 | 24 | 22 | 0 | 0 | 7.3488 | 9042.42 | 0 | 0 | 0 | 0 | 0 | 0 | 0 | 7.3488 | 9042.42 | 0 | 0 | 0 | 0 | 0 | 0 | 0 | 7.3488 | 9042.42 | 0 | 0 | 0 | 0 | 0 | 0 | 0 | 7.3488 | 7.3488 | 7.3488
[20 empty] | 4199 | 2020-06-24 22:00 | 4199 | 6 | 24 | 23 | 0 | 0 | 7.3488 | 9042.42 | 0 | 0 | 0 | 0 | 0 | 0 | 0 | 7.3488 | 9042.42 | 0 | 0 | 0 | 0 | 0 | 0 | 0 | 7.3488 | 9042.42 | 0 | 0 | 0 | 0 | 0 | 0 | 0 | 7.3488 | 7.3488 | 7.3488
[20 empty] | 4200 | 2020-06-24 23:00 | 4200 | 6 | 24 | 24 | 0 | 0 | 7.3488 | 9189.07 | 0 | 0 | 0 | 0 | 0 | 0 | 0 | 7.3488 | 9189.07 | 0 | 0 | 0 | 0 | 0 | 0 | 0 | 7.3488 | 9189.07 | 0 | 0 | 0 | 0 | 0 | 0 | 0 | 7.3488 | 7.3488 | 7.3488
[20 empty] | 4201 | 2020-06-25 | 4201 | 6 | 25 | 1 | 0 | 0 | 7.3488 | 9115.75 | 0 | 0 | 0 | 0 | 0 | 0 | 0 | 7.3488 | 9115.75 | 0 | 0 | 0 | 0 | 0 | 0 | 0 | 7.3488 | 9115.75 | 0 | 0 | 0 | 0 | 0 | 0 | 0 | 7.3488 | 7.3488 | 7.3488
[20 empty] | 4202 | 2020-06-25 01:00 | 4202 | 6 | 25 | 2 | 0 | 0 | 23.7009 | 9115.75 | 11.7836 | 40.2056 | 0 | 0 | 0 | 89942.4 | 0 | 23.7009 | 9115.75 | 11.7836 | 40.2056 | 0 | 0 | 0 | 89942.5 | 0 | 23.7009 | 9115.75 | 11.7836 | 40.2056 | 0 | 0 | 0 | 89942.5 | 0 | 23.7009 | 23.7009 | 23.7009
[20 empty] | 4203 | 2020-06-25 02:00 | 4203 | 6 | 25 | 3 | 0 | 0 | 7.3488 | 9189.07 | 0 | 0 | 0 | 0 | 0 | 0 | 0 | 7.3488 | 9189.07 | 0 | 0 | 0 | 0 | 0 | 0 | 0 | 7.3488 | 9189.07 | 0 | 0 | 0 | 0 | 0 | 0 | 0 | 7.3488 | 7.3488 | 7.3488
[20 empty] | 4204 | 2020-06-25 03:00 | 4204 | 6 | 25 | 4 | 0 | 0 | 7.3488 | 9189.07 | 0 | 0 | 0 | 0 | 0 | 0 | 0 | 7.3488 | 9189.07 | 0 | 0 | 0 | 0 | 0 | 0 | 0 | 7.3488 | 9189.07 | 0 | 0 | 0 | 0 | 0 | 0 | 0 | 7.3488 | 7.3488 | 7.3488
[20 empty] | 4205 | 2020-06-25 04:00 | 4205 | 6 | 25 | 5 | 0 | 0 | 8.8603 | 9115.75 | 0 | 0 | 0 | 0 | 0 | 0 | 0 | 8.8603 | 9115.75 | 0 | 0 | 0 | 0 | 0 | 0 | 0 | 8.8603 | 9115.75 | 0 | 0 | 0 | 0 | 0 | 0 | 0 | 8.8603 | 8.8603 | 8.8603
[20 empty] | 4206 | 2020-06-25 05:00 | 4206 | 6 | 25 | 6 | 13410.734 | 13.4107 | 17.7523 | 31550.8 | 5.2025 | 17.7509 | 0 | 0 | 0 | 39742.7 | 0 | 17.9855 | 31550.8 | 5.3792 | 18.3538 | 0 | 0 | 0 | 43233.5 | 0 | 18.3261 | 31550.8 | 5.66 | 19.3118 | 0 | 0 | 0 | 41092.1 | 0 | 4.3416 | 4.5748 | 4.9154
[20 empty] | 4207 | 2020-06-25 06:00 | 4207 | 6 | 25 | 7 | 39915.183 | 39.9152 | 166.775 | 81113 | 68.7378 | 234.5334 | 0 | 0 | 0 | 529662 | -38.3885 | 169.46 | 81113 | 71.4447 | 243.7693 | 0 | 0 | 0 | 572737 | -126.539 | 172.561 | 81113 | 74.3791 | 253.7815 | 0 | 0 | 0 | 550330 | -105.944 | 126.8598 | 129.5448 | 132.6458
[20 empty] | 4208 | 2020-06-25 07:00 | 4208 | 6 | 25 | 8 | 89488.957 | 89.489 | 209.128 | 80966.3 | 76.7575 | 261.8966 | 0 | 0 | 0 | 587347 | -110.374 | 212.157 | 80966.3 | 79.6856 | 271.8873 | 0 | 0 | 0 | 633777 | -378.451 | 215.693 | 80966.3 | 82.8396 | 282.6487 | 0 | 0 | 0 | 609700 | -204.129 | 119.639 | 122.668 | 126.204
[20 empty] | 4209 | 2020-06-25 08:00 | 4209 | 6 | 25 | 9 | 127904.157 | 127.9042 | 233.801 | 55962.4 | 93.3935 | 318.6586 | 0 | 0 | 0 | 726399 | -32.3132 | 238.672 | 55962.4 | 97.7159 | 333.4067 | 0 | 0 | 0 | 786118 | -75.0115 | 243.061 | 55962.4 | 101.564 | 346.5364 | 0 | 0 | 0 | 758315 | -38.0703 | 105.8968 | 110.7678 | 115.1568
[20 empty] | 4210 | 2020-06-25 09:00 | 4210 | 6 | 25 | 10 | 165858.542 | 165.8585 | 247.477 | 55815.7 | 103.897 | 354.4966 | 0 | 0 | 0 | 800094 | -56.2006 | 253.465 | 55815.7 | 109.134 | 372.3652 | 0 | 0 | 0 | 873890 | -66.7347 | 259.053 | 55815.7 | 113.955 | 388.8145 | 0 | 0 | 0 | 838503 | -61.4839 | 81.6185 | 87.6065 | 93.1945
[20 empty] | 4211 | 2020-06-25 10:00 | 4211 | 6 | 25 | 11 | 208484.956 | 208.485 | 228.127 | 126659 | 101.08 | 344.885 | 0 | 0 | 0 | 783487 | -21.4019 | 234.1 | 126659 | 106.354 | 362.8798 | 0 | 0 | 0 | 858758 | -34.2954 | 239.925 | 126659 | 111.345 | 379.9091 | 0 | 0 | 0 | 822120 | -27.625 | 19.642 | 25.615 | 31.44
[20 empty] | 4212 | 2020-06-25 11:00 | 4212 | 6 | 25 | 12 | 243708.027 | 243.708 | 271.84 | 126659 | 118.934 | 405.8028 | 0 | 0 | 0 | 938134 | -23.5926 | 278.534 | 126659 | 124.802 | 425.8244 | 0 | 0 | 0 | 1022090 | -30.7684 | 284.934 | 126659 | 130.36 | 444.7883 | 0 | 0 | 0 | 981200 | -27.1054 | 28.132 | 34.826 | 41.226
[20 empty] | 4213 | 2020-06-25 12:00 | 4213 | 6 | 25 | 13 | 259935.583 | 259.9356 | 224.829 | 87398.3 | 121.659 | 415.1005 | 0 | 0 | 0 | 964213 | 0 | 232.201 | 87398.3 | 127.984 | 436.6814 | 0 | 0 | 0 | 1054580 | 0 | 239.235 | 87398.3 | 133.995 | 457.1909 | 0 | 0 | 0 | 1010390 | 0 | -35.1066 | -27.7346 | -20.7006
[20 empty] | 4214 | 2020-06-25 13:00 | 4214 | 6 | 25 | 14 | 242779.338 | 242.7793 | 219.095 | 55595.6 | 120.852 | 412.347 | 0 | 0 | 0 | 930514 | -2.0897 | 227.252 | 55595.6 | 127.734 | 435.8284 | 0 | 0 | 0 | 1029920 | -2.0896 | 235.13 | 55595.6 | 134.297 | 458.2214 | 0 | 0 | 0 | 981307 | -2.0898 | -23.6843 | -15.5273 | -7.6493
[20 empty] | 4215 | 2020-06-25 14:00 | 4215 | 6 | 25 | 15 | 184906.88 | 184.9069 | 191.303 | 55595.6 | 110.331 | 376.4494 | 0 | 0 | 0 | 831642 | 0 | 199.823 | 55595.6 | 117.056 | 399.3951 | 0 | 0 | 0 | 929525 | 0 | 208.05 | 55595.6 | 123.539 | 421.5151 | 0 | 0 | 0 | 881478 | 0 | 6.3961 | 14.9161 | 23.1431
[20 empty] | 4216 | 2020-06-25 15:00 | 4216 | 6 | 25 | 16 | 130510.356 | 130.5104 | 183.447 | 30890.8 | 104.072 | 355.0937 | 0 | 0 | 0 | 777929 | 0 | 192.963 | 30890.8 | 111.432 | 380.206 | 0 | 0 | 0 | 884479 | 0 | 202.143 | 30890.8 | 118.49 | 404.2879 | 0 | 0 | 0 | 832256 | 0 | 52.9366 | 62.4526 | 71.6326
[20 empty] | 4217 | 2020-06-25 16:00 | 4217 | 6 | 25 | 17 | 26164.733 | 26.1647 | 14.6733 | 30890.8 | 0 | 0 | 0 | 0 | 0 | 0 | 0 | 14.6733 | 30890.8 | 0 | 0 | 0 | 0 | 0 | 0 | 0 | 14.6733 | 30890.8 | 0 | 0 | 0 | 0 | 0 | 0 | 0 | -11.4914 | -11.4914 | -11.4914
[20 empty] | 4218 | 2020-06-25 17:00 | 4218 | 6 | 25 | 18 | 34594.222 | 34.5942 | 13.7561 | 30964.1 | 0 | 0 | 0 | 0 | 0 | 0 | 0 | 13.7561 | 30964.1 | 0 | 0 | 0 | 0 | 0 | 0 | 0 | 13.7561 | 30964.1 | 0 | 0 | 0 | 0 | 0 | 0 | 0 | -20.8381 | -20.8381 | -20.8381
[20 empty] | 4219 | 2020-06-25 18:00 | 4219 | 6 | 25 | 19 | 0 | 0 | 10.3718 | 31037.5 | 0 | 0 | 0 | 0 | 0 | 0 | 0 | 10.3718 | 31037.5 | 0 | 0 | 0 | 0 | 0 | 0 | 0 | 10.3718 | 31037.5 | 0 | 0 | 0 | 0 | 0 | 0 | 0 | 10.3718 | 10.3718 | 10.3718
[20 empty] | 4220 | 2020-06-25 19:00 | 4220 | 6 | 25 | 20 | 0 | 0 | 25.683 | 8675.79 | 12.2541 | 41.811 | 0 | 0 | 0 | 90839.8 | 0 | 25.683 | 8675.79 | 12.2542 | 41.8113 | 0 | 0 | 0 | 90840.1 | 0 | 25.683 | 8675.79 | 12.2542 | 41.8113 | 0 | 0 | 0 | 90840.1 | 0 | 25.683 | 25.683 | 25.683
[20 empty] | 4221 | 2020-06-25 20:00 | 4221 | 6 | 25 | 21 | 0 | 0 | 7.3488 | 8309.16 | 0 | 0 | 0 | 0 | 0 | 0 | 0 | 7.3488 | 8309.16 | 0 | 0 | 0 | 0 | 0 | 0 | 0 | 7.3488 | 8309.16 | 0 | 0 | 0 | 0 | 0 | 0 | 0 | 7.3488 | 7.3488 | 7.3488
[20 empty] | 4222 | 2020-06-25 21:00 | 4222 | 6 | 25 | 22 | 0 | 0 | 7.3488 | 8455.81 | 0 | 0 | 0 | 0 | 0 | 0 | 0 | 7.3488 | 8455.81 | 0 | 0 | 0 | 0 | 0 | 0 | 0 | 7.3488 | 8455.81 | 0 | 0 | 0 | 0 | 0 | 0 | 0 | 7.3488 | 7.3488 | 7.3488
[20 empty] | 4223 | 2020-06-25 22:00 | 4223 | 6 | 25 | 23 | 0 | 0 | 7.3488 | 8455.81 | 0 | 0 | 0 | 0 | 0 | 0 | 0 | 7.3488 | 8455.81 | 0 | 0 | 0 | 0 | 0 | 0 | 0 | 7.3488 | 8455.81 | 0 | 0 | 0 | 0 | 0 | 0 | 0 | 7.3488 | 7.3488 | 7.3488
[20 empty] | 4224 | 2020-06-25 23:00 | 4224 | 6 | 25 | 24 | 0 | 0 | 24.9158 | 8529.14 | 12.5379 | 42.7793 | 0 | 0 | 0 | 90148.2 | 0 | 24.9158 | 8529.14 | 12.5379 | 42.7793 | 0 | 0 | 0 | 90148.2 | 0 | 24.9158 | 8529.14 | 12.5379 | 42.7793 | 0 | 0 | 0 | 90148.4 | 0 | 24.9158 | 24.9158 | 24.9158
[20 empty] | 4225 | 2020-06-26 | 4225 | 6 | 26 | 1 | 0 | 0 | 7.8094 | 8602.46 | 0 | 0 | 0 | 0 | 0 | 0 | 0 | 7.8094 | 8602.46 | 0 | 0 | 0 | 0 | 0 | 0 | 0 | 7.8094 | 8602.46 | 0 | 0 | 0 | 0 | 0 | 0 | 0 | 7.8094 | 7.8094 | 7.8094
[20 empty] | 4226 | 2020-06-26 01:00 | 4226 | 6 | 26 | 2 | 0 | 0 | 7.8094 | 8602.46 | 0 | 0 | 0 | 0 | 0 | 0 | 0 | 7.8094 | 8602.46 | 0 | 0 | 0 | 0 | 0 | 0 | 0 | 7.8094 | 8602.46 | 0 | 0 | 0 | 0 | 0 | 0 | 0 | 7.8094 | 7.8094 | 7.8094
[20 empty] | 4227 | 2020-06-26 02:00 | 4227 | 6 | 26 | 3 | 0 | 0 | 7.8094 | 8749.11 | 0 | 0 | 0 | 0 | 0 | 0 | 0 | 7.8094 | 8749.11 | 0 | 0 | 0 | 0 | 0 | 0 | 0 | 7.8094 | 8749.11 | 0 | 0 | 0 | 0 | 0 | 0 | 0 | 7.8094 | 7.8094 | 7.8094
[20 empty] | 4228 | 2020-06-26 03:00 | 4228 | 6 | 26 | 4 | 0 | 0 | 24.1415 | 8969.09 | 11.7636 | 40.1374 | 0 | 0 | 0 | 89759.8 | 0 | 24.1415 | 8969.09 | 11.7636 | 40.1374 | 0 | 0 | 0 | 89759.9 | 0 | 24.1415 | 8969.09 | 11.7636 | 40.1374 | 0 | 0 | 0 | 89760.1 | 0 | 24.1415 | 24.1415 | 24.1415
[20 empty] | 4229 | 2020-06-26 04:00 | 4229 | 6 | 26 | 5 | 0 | 0 | 7.8094 | 8969.09 | 0 | 0 | 0 | 0 | 0 | 0 | 0 | 7.8094 | 8969.09 | 0 | 0 | 0 | 0 | 0 | 0 | 0 | 7.8094 | 8969.09 | 0 | 0 | 0 | 0 | 0 | 0 | 0 | 7.8094 | 7.8094 | 7.8094
[20 empty] | 4230 | 2020-06-26 05:00 | 4230 | 6 | 26 | 6 | 14702.849 | 14.7028 | 7.8038 | 8749.11 | 0 | 0 | 0 | 0 | 0 | 0 | 0 | 7.8028 | 8749.11 | 0 | 0 | 0 | 0 | 0 | 0 | 0 | 7.8022 | 8749.11 | 0 | 0 | 0 | 0 | 0 | 0 | 0 | -6.899 | -6.9 | -6.9006
[20 empty] | 4231 | 2020-06-26 06:00 | 4231 | 6 | 26 | 7 | 54143.85 | 54.1439 | 7.8017 | 8675.79 | 0 | 0 | 0 | 0 | 0 | 0 | 0 | 7.8007 | 8675.79 | 0 | 0 | 0 | 0 | 0 | 0 | 0 | 7.7999 | 8675.79 | 0 | 0 | 0 | 0 | 0 | 0 | 0 | -46.3422 | -46.3432 | -46.344
[20 empty] | 4232 | 2020-06-26 07:00 | 4232 | 6 | 26 | 8 | 115247.479 | 115.2475 | 7.8 | 8675.79 | 0 | 0 | 0 | 0 | 0 | 0 | 0 | 7.7993 | 8675.79 | 0 | 0 | 0 | 0 | 0 | 62721.5 | 0 | 18.1754 | 8675.79 | 8.4921 | 28.9752 | 0 | 0 | 0 | 0 | 0 | -107.4474 | -107.4482 | -97.0721
[20 empty] | 4233 | 2020-06-26 08:00 | 4233 | 6 | 26 | 9 | 109079.231 | 109.0792 | 25.13 | 8382.48 | 12.7622 | 43.5446 | 0 | 0 | 0 | 89694.9 | 0 | 35.3568 | 8382.48 | 21.2059 | 72.3545 | 0 | 0 | 0 | 151023 | -175.705 | 37.063 | 8382.48 | 21.5129 | 73.402 | 0 | 0 | 0 | 149346 | 0 | -83.9492 | -73.7224 | -72.0162
[20 empty] | 4234 | 2020-06-26 09:00 | 4234 | 6 | 26 | 10 | 119436.563 | 119.4366 | 7.7993 | 8235.83 | 0 | 0 | 0 | 0 | 0 | 0 | 0 | 19.2092 | 8235.83 | 8.3866 | 28.6152 | 0 | 0 | 0 | 63967.1 | -158.634 | 20.4419 | 8235.83 | 9.3507 | 31.9046 | 0 | 0 | 0 | 57383.5 | -75.9174 | -111.6372 | -100.2274 | -98.9947
[20 empty] | 4235 | 2020-06-26 10:00 | 4235 | 6 | 26 | 11 | 156924.281 | 156.9243 | 7.7993 | 8235.83 | 0 | 0 | 0 | 0 | 0 | 0 | 0 | 19.3366 | 8235.83 | 8.4924 | 28.9762 | 0 | 0 | 0 | 64141.5 | -94.871 | 20.4653 | 8235.83 | 9.3769 | 31.9939 | 0 | 0 | 0 | 58083.1 | -47.1696 | -149.125 | -137.5877 | -136.459
[20 empty] | 4236 | 2020-06-26 11:00 | 4236 | 6 | 26 | 12 | 229166.304 | 229.1663 | 7.7993 | 8162.51 | 0 | 0 | 0 | 0 | 0 | 0 | 0 | 19.4736 | 8162.51 | 8.6249 | 29.4283 | 0 | 0 | 0 | 64359.4 | -90.7793 | 20.6121 | 8162.51 | 9.5219 | 32.4886 | 0 | 0 | 0 | 58285.7 | -61.8666 | -221.367 | -209.6927 | -208.5542
[20 empty] | 4237 | 2020-06-26 12:00 | 4237 | 6 | 26 | 13 | 195512.243 | 195.5122 | 35.951 | 8015.86 | 21.8993 | 74.7204 | 0 | 0 | 0 | 145448 | 0 | 37.7915 | 8015.86 | 22.358 | 76.2855 | 0 | 0 | 0 | 153935 | -129.372 | 38.958 | 8015.86 | 23.2828 | 79.4409 | 0 | 0 | 0 | 147818 | -97.9727 | -159.5612 | -157.7207 | -156.5542
[20 empty] | 4238 | 2020-06-26 13:00 | 4238 | 6 | 26 | 14 | 190922.014 | 190.922 | 18.9951 | 8015.86 | 8.2409 | 28.1181 | 0 | 0 | 0 | 54393 | -1.9363 | 19.7778 | 8015.86 | 8.9124 | 30.4091 | 0 | 0 | 0 | 64875.8 | -52.0882 | 20.9342 | 8015.86 | 9.8304 | 33.5414 | 0 | 0 | 0 | 58801.5 | -38.9865 | -171.9269 | -171.1442 | -169.9878
[20 empty] | 4239 | 2020-06-26 14:00 | 4239 | 6 | 26 | 15 | 178551.815 | 178.5518 | 7.7993 | 8309.16 | 0 | 0 | 0 | 0 | 0 | 0 | 0 | 17.9827 | 8309.16 | 8.3776 | 28.5844 | 0 | 0 | 0 | 63853.2 | 0 | 18.999 | 8309.16 | 9.2218 | 31.4648 | 0 | 0 | 0 | 57997 | 0 | -170.7525 | -160.5691 | -159.5528
[20 empty] | 4240 | 2020-06-26 15:00 | 4240 | 6 | 26 | 16 | 183576.043 | 183.576 | 17.6879 | 8162.51 | 8.2047 | 27.9946 | 0 | 0 | 0 | 55600.5 | 0 | 19.4672 | 8162.51 | 8.6227 | 29.4206 | 0 | 0 | 0 | 174076 | -98.4351 | 39.6574 | 8162.51 | 25.6181 | 87.409 | 0 | 0 | 0 | 58265.7 | -76.3877 | -165.8881 | -164.1088 | -143.9186
[20 empty] | 4241 | 2020-06-26 16:00 | 4241 | 6 | 26 | 17 | 132341.192 | 132.3412 | 17.5527 | 8162.51 | 8.0695 | 27.5331 | 0 | 0 | 0 | 54551.3 | 0 | 19.3991 | 8162.51 | 8.5711 | 29.2446 | 0 | 0 | 0 | 169376 | -82.2726 | 39.037 | 8162.51 | 25.0247 | 85.3843 | 0 | 0 | 0 | 57923.7 | -25.1016 | -114.7885 | -112.9421 | -93.3042
[20 empty] | 4242 | 2020-06-26 17:00 | 4242 | 6 | 26 | 18 | 71256.332 | 71.2563 | 24.5975 | 8602.46 | 12.2297 | 41.7277 | 0 | 0 | 0 | 89083.4 | 0 | 34.5252 | 8602.46 | 20.3743 | 69.5171 | 0 | 0 | 0 | 152517 | 0 | 35.2111 | 8602.46 | 20.958 | 71.5087 | 0 | 0 | 0 | 148269 | 0 | -46.6588 | -36.7311 | -36.0452
[20 empty] | 4243 | 2020-06-26 18:00 | 4243 | 6 | 26 | 19 | 16162.376 | 16.1624 | 7.7993 | 8675.79 | 0 | 0 | 0 | 0 | 0 | 0 | 0 | 7.7993 | 8675.79 | 0 | 0 | 0 | 0 | 0 | 175399 | -10.0509 | 37.7448 | 8675.79 | 23.7993 | 81.2032 | 0 | 0 | 0 | 0 | 0 | -8.3631 | -8.3631 | 21.5824
[20 empty] | 4244 | 2020-06-26 19:00 | 4244 | 6 | 26 | 20 | 0 | 0 | 7.8094 | 8675.79 | 0 | 0 | 0 | 0 | 0 | 0 | 0 | 7.8094 | 8675.79 | 0 | 0 | 0 | 0 | 0 | 0 | 0 | 7.8094 | 8675.79 | 0 | 0 | 0 | 0 | 0 | 0 | 0 | 7.8094 | 7.8094 | 7.8094
[20 empty] | 4245 | 2020-06-26 20:00 | 4245 | 6 | 26 | 21 | 0 | 0 | 7.8094 | 8749.11 | 0 | 0 | 0 | 0 | 0 | 0 | 0 | 7.8094 | 8749.11 | 0 | 0 | 0 | 0 | 0 | 0 | 0 | 7.8094 | 8749.11 | 0 | 0 | 0 | 0 | 0 | 0 | 0 | 7.8094 | 7.8094 | 7.8094
[20 empty] | 4246 | 2020-06-26 21:00 | 4246 | 6 | 26 | 22 | 0 | 0 | 7.8094 | 8749.11 | 0 | 0 | 0 | 0 | 0 | 0 | 0 | 7.8094 | 8749.11 | 0 | 0 | 0 | 0 | 0 | 0 | 0 | 7.8094 | 8749.11 | 0 | 0 | 0 | 0 | 0 | 0 | 0 | 7.8094 | 7.8094 | 7.8094
[20 empty] | 4247 | 2020-06-26 22:00 | 4247 | 6 | 26 | 23 | 0 | 0 | 24.3004 | 8749.11 | 11.9225 | 40.6796 | 0 | 0 | 0 | 88890.5 | 0 | 24.3004 | 8749.11 | 11.9226 | 40.6799 | 0 | 0 | 0 | 88890.1 | 0 | 24.3003 | 8749.11 | 11.9225 | 40.6796 | 0 | 0 | 0 | 88890.9 | 0 | 24.3004 | 24.3004 | 24.3003
[20 empty] | 4248 | 2020-06-26 23:00 | 4248 | 6 | 26 | 24 | 0 | 0 | 7.8094 | 8675.79 | 0 | 0 | 0 | 0 | 0 | 0 | 0 | 7.8094 | 8675.79 | 0 | 0 | 0 | 0 | 0 | 0 | 0 | 7.8094 | 8675.79 | 0 | 0 | 0 | 0 | 0 | 0 | 0 | 7.8094 | 7.8094 | 7.8094
[20 empty] | 4249 | 2020-06-27 | 4249 | 6 | 27 | 1 | 0 | 0 | 7.8094 | 8822.44 | 0 | 0 | 0 | 0 | 0 | 0 | 0 | 7.8094 | 8822.44 | 0 | 0 | 0 | 0 | 0 | 0 | 0 | 7.8094 | 8822.44 | 0 | 0 | 0 | 0 | 0 | 0 | 0 | 7.8094 | 7.8094 | 7.8094
[20 empty] | 4250 | 2020-06-27 01:00 | 4250 | 6 | 27 | 2 | 0 | 0 | 7.8094 | 8822.44 | 0 | 0 | 0 | 0 | 0 | 0 | 0 | 7.8094 | 8822.44 | 0 | 0 | 0 | 0 | 0 | 0 | 0 | 7.8094 | 8822.44 | 0 | 0 | 0 | 0 | 0 | 0 | 0 | 7.8094 | 7.8094 | 7.8094
[20 empty] | 4251 | 2020-06-27 02:00 | 4251 | 6 | 27 | 3 | 0 | 0 | 23.9596 | 8895.77 | 11.5818 | 39.5171 | 0 | 0 | 0 | 88374.7 | 0 | 23.9597 | 8895.77 | 11.5818 | 39.5171 | 0 | 0 | 0 | 88374.2 | 0 | 23.9596 | 8895.77 | 11.5817 | 39.5168 | 0 | 0 | 0 | 88375.2 | 0 | 23.9596 | 23.9597 | 23.9596
[20 empty] | 4252 | 2020-06-27 03:00 | 4252 | 6 | 27 | 4 | 0 | 0 | 7.8094 | 9115.75 | 0 | 0 | 0 | 0 | 0 | 0 | 0 | 7.8094 | 9115.75 | 0 | 0 | 0 | 0 | 0 | 0 | 0 | 7.8094 | 9115.75 | 0 | 0 | 0 | 0 | 0 | 0 | 0 | 7.8094 | 7.8094 | 7.8094
[20 empty] | 4253 | 2020-06-27 04:00 | 4253 | 6 | 27 | 5 | 0 | 0 | 7.8094 | 9115.75 | 0 | 0 | 0 | 0 | 0 | 0 | 0 | 7.8094 | 9115.75 | 0 | 0 | 0 | 0 | 0 | 0 | 0 | 7.8094 | 9115.75 | 0 | 0 | 0 | 0 | 0 | 0 | 0 | 7.8094 | 7.8094 | 7.8094
[20 empty] | 4254 | 2020-06-27 05:00 | 4254 | 6 | 27 | 6 | 17872.089 | 17.8721 | 7.8041 | 8822.44 | 0 | 0 | 0 | 0 | 0 | 0 | 0 | 7.803 | 8822.44 | 0 | 0 | 0 | 0 | 0 | 0 | 0 | 7.8024 | 8822.44 | 0 | 0 | 0 | 0 | 0 | 0 | 0 | -10.068 | -10.0691 | -10.0697
[20 empty] | 4255 | 2020-06-27 06:00 | 4255 | 6 | 27 | 7 | 78448.682 | 78.4487 | 7.8018 | 8602.46 | 0 | 0 | 0 | 0 | 0 | 0 | 0 | 7.8009 | 8602.46 | 0 | 0 | 0 | 0 | 0 | 61995.7 | 0 | 18.2018 | 8602.46 | 8.5179 | 29.0631 | 0 | 0 | 0 | 0 | 0 | -70.6469 | -70.6478 | -60.2469
[20 empty] | 4256 | 2020-06-27 07:00 | 4256 | 6 | 27 | 8 | 148179.843 | 148.1798 | 33.8309 | 8602.46 | 19.7755 | 67.474 | 0 | 0 | 0 | 143910 | 0 | 34.5792 | 8602.46 | 20.3835 | 69.5485 | 0 | 0 | 0 | 149309 | -102.199 | 36.0784 | 8602.46 | 20.5281 | 70.0419 | 0 | 0 | 0 | 148361 | 0 | -114.3489 | -113.6006 | -112.1014
[20 empty] | 4257 | 2020-06-27 08:00 | 4257 | 6 | 27 | 9 | 203031.333 | 203.0313 | 18.9576 | 8309.16 | 8.1347 | 27.7557 | 0 | 0 | 0 | 56330.6 | -66.8846 | 19.8379 | 8309.16 | 8.8748 | 30.281 | 0 | 0 | 0 | 173903 | -227.348 | 39.1853 | 8309.16 | 25.0376 | 85.4283 | 0 | 0 | 0 | 61457 | -107.227 | -184.0737 | -183.1934 | -163.846
[20 empty] | 4258 | 2020-06-27 09:00 | 4258 | 6 | 27 | 10 | 246341.754 | 246.3418 | 19.1859 | 8235.83 | 8.3472 | 28.4806 | 0 | 0 | 0 | 57098.6 | -40.8843 | 20.1297 | 8235.83 | 9.1431 | 31.1961 | 0 | 0 | 0 | 176501 | -186.464 | 40.0515 | 8235.83 | 25.7722 | 87.9347 | 0 | 0 | 0 | 62544.9 | -69.965 | -227.1559 | -226.2121 | -206.2903
[20 empty] | 4259 | 2020-06-27 10:00 | 4259 | 6 | 27 | 11 | 276164.546 | 276.1645 | 19.1058 | 8235.83 | 8.2847 | 28.2675 | 0 | 0 | 0 | 56678.1 | -34.8737 | 20.0287 | 8235.83 | 9.0665 | 30.9349 | 0 | 0 | 0 | 174967 | -133.837 | 39.7614 | 8235.83 | 25.5498 | 87.1759 | 0 | 0 | 0 | 62030.3 | -64.9271 | -257.0587 | -256.1358 | -236.4031
[20 empty] | 4260 | 2020-06-27 11:00 | 4260 | 6 | 27 | 12 | 291450.699 | 291.4507 | 19.1563 | 8162.51 | 8.3527 | 28.4995 | 0 | 0 | 0 | 56461.7 | -38.7365 | 32.361 | 8162.51 | 19.5365 | 66.6585 | 0 | 0 | 0 | 174139 | -140.639 | 39.8844 | 8162.51 | 25.733 | 87.801 | 0 | 0 | 0 | 132814 | -61.9825 | -272.2944 | -259.0897 | -251.5663
[20 empty] | 4261 | 2020-06-27 12:00 | 4261 | 6 | 27 | 13 | 288693.593 | 288.6936 | 36.402 | 8235.83 | 21.0443 | 71.8032 | 0 | 0 | 0 | 144287 | -23.0652 | 42.5859 | 8235.83 | 26.2641 | 89.6131 | 0 | 0 | 0 | 229432 | -181.317 | 51.25 | 8235.83 | 33.4699 | 114.1993 | 0 | 0 | 0 | 180320 | -41.8043 | -252.2916 | -246.1077 | -237.4436
[20 empty] | 4262 | 2020-06-27 13:00 | 4262 | 6 | 27 | 14 | 98438.402 | 98.4384 | 18.9631 | 8235.83 | 8.1818 | 27.9163 | 0 | 0 | 0 | 55978.8 | -59.3533 | 25.9898 | 8235.83 | 14.1257 | 48.1969 | 0 | 0 | 0 | 99426.3 | -120.509 | 26.5188 | 8235.83 | 14.4999 | 49.4737 | 0 | 0 | 0 | 96868.6 | -89.2424 | -79.4753 | -72.4486 | -71.9196
[20 empty] | 4263 | 2020-06-27 14:00 | 4263 | 6 | 27 | 15 | 238345.741 | 238.3457 | 19.1094 | 8162.51 | 8.3324 | 28.43 | 0 | 0 | 0 | 56329.9 | -101.053 | 31.602 | 8162.51 | 18.9064 | 64.5086 | 0 | 0 | 0 | 178579 | -261.857 | 40.4295 | 8162.51 | 26.3177 | 89.796 | 0 | 0 | 0 | 128332 | -142.496 | -219.2363 | -206.7437 | -197.9162
[20 empty] | 4264 | 2020-06-27 15:00 | 4264 | 6 | 27 | 16 | 190799.421 | 190.7994 | 19.019 | 8162.51 | 8.2497 | 28.1479 | 0 | 0 | 0 | 55780.7 | -74.0606 | 37.5918 | 8162.51 | 23.9563 | 81.7389 | 0 | 0 | 0 | 175774 | -644.59 | 40.0434 | 8162.51 | 25.9546 | 88.5571 | 0 | 0 | 0 | 162391 | -273.168 | -171.7804 | -153.2076 | -150.756
[20 empty] | 4265 | 2020-06-27 16:00 | 4265 | 6 | 27 | 17 | 94081.889 | 94.0819 | 36.4822 | 8162.51 | 21.1559 | 72.1839 | 0 | 0 | 0 | 143318 | -113.976 | 55.0458 | 8162.51 | 36.8546 | 125.7479 | 0 | 0 | 0 | 266083 | -564.115 | 57.9909 | 8162.51 | 39.2766 | 134.0118 | 0 | 0 | 0 | 249700 | -422.148 | -57.5997 | -39.0361 | -36.091
[20 empty] | 4266 | 2020-06-27 17:00 | 4266 | 6 | 27 | 18 | 57259.113 | 57.2591 | 12.4744 | 8455.81 | 3.9189 | 13.3714 | 0 | 0 | 0 | 28002.2 | 0 | 36.6501 | 8455.81 | 23.0091 | 78.507 | 0 | 0 | 0 | 180606 | -278.754 | 39.6205 | 8455.81 | 25.4343 | 86.7818 | 0 | 0 | 0 | 163382 | -178.905 | -44.7847 | -20.609 | -17.6386
[20 empty] | 4267 | 2020-06-27 18:00 | 4267 | 6 | 27 | 19 | 16842.621 | 16.8426 | 18.3743 | 8602.46 | 8.8911 | 30.3364 | 0 | 0 | 0 | 64993 | 0 | 35.9511 | 8602.46 | 22.3333 | 76.2012 | 0 | 0 | 0 | 178881 | -40.1495 | 38.7273 | 8602.46 | 24.5952 | 83.9188 | 0 | 0 | 0 | 162426 | -34.4229 | 1.5317 | 19.1085 | 21.8847
[20 empty] | 4268 | 2020-06-27 19:00 | 4268 | 6 | 27 | 20 | 0 | 0 | 7.8094 | 8602.46 | 0 | 0 | 0 | 0 | 0 | 0 | 0 | 24.1311 | 8602.46 | 13.6371 | 46.5298 | 0 | 0 | 0 | 173091 | 0 | 36.4692 | 8602.46 | 23.7997 | 81.2046 | 0 | 0 | 0 | 99210 | 0 | 7.8094 | 24.1311 | 36.4692
[20 empty] | 4269 | 2020-06-27 20:00 | 4269 | 6 | 27 | 21 | 0 | 0 | 7.8094 | 8602.46 | 0 | 0 | 0 | 0 | 0 | 0 | 0 | 7.8094 | 8602.46 | 0 | 0 | 0 | 0 | 0 | 0 | 0 | 7.8094 | 8602.46 | 0 | 0 | 0 | 0 | 0 | 0 | 0 | 7.8094 | 7.8094 | 7.8094
[20 empty] | 4270 | 2020-06-27 21:00 | 4270 | 6 | 27 | 22 | 0 | 0 | 24.2605 | 8675.79 | 11.8826 | 40.5434 | 0 | 0 | 0 | 87633.7 | 0 | 24.2605 | 8675.79 | 11.8826 | 40.5434 | 0 | 0 | 0 | 87633.4 | 0 | 24.2604 | 8675.79 | 11.8826 | 40.5434 | 0 | 0 | 0 | 87633.9 | 0 | 24.2605 | 24.2605 | 24.2604
[20 empty] | 4271 | 2020-06-27 22:00 | 4271 | 6 | 27 | 23 | 0 | 0 | 7.8094 | 8675.79 | 0 | 0 | 0 | 0 | 0 | 0 | 0 | 7.8094 | 8675.79 | 0 | 0 | 0 | 0 | 0 | 0 | 0 | 7.8094 | 8675.79 | 0 | 0 | 0 | 0 | 0 | 0 | 0 | 7.8094 | 7.8094 | 7.8094
[20 empty] | 4272 | 2020-06-27 23:00 | 4272 | 6 | 27 | 24 | 0 | 0 | 7.3488 | 8749.11 | 0 | 0 | 0 | 0 | 0 | 0 | 0 | 7.3488 | 8749.11 | 0 | 0 | 0 | 0 | 0 | 0 | 0 | 7.3488 | 8749.11 | 0 | 0 | 0 | 0 | 0 | 0 | 0 | 7.3488 | 7.3488 | 7.3488
[20 empty] | 4273 | 2020-06-28 | 4273 | 6 | 28 | 1 | 0 | 0 | 7.3488 | 8749.11 | 0 | 0 | 0 | 0 | 0 | 0 | 0 | 7.3488 | 8749.11 | 0 | 0 | 0 | 0 | 0 | 0 | 0 | 7.3488 | 8749.11 | 0 | 0 | 0 | 0 | 0 | 0 | 0 | 7.3488 | 7.3488 | 7.3488
[20 empty] | 4274 | 2020-06-28 01:00 | 4274 | 6 | 28 | 2 | 0 | 0 | 7.3488 | 8749.11 | 0 | 0 | 0 | 0 | 0 | 0 | 0 | 7.3488 | 8749.11 | 0 | 0 | 0 | 0 | 0 | 0 | 0 | 7.3488 | 8749.11 | 0 | 0 | 0 | 0 | 0 | 0 | 0 | 7.3488 | 7.3488 | 7.3488
[20 empty] | 4275 | 2020-06-28 02:00 | 4275 | 6 | 28 | 3 | 0 | 0 | 23.6386 | 8749.11 | 11.7213 | 39.9931 | 0 | 0 | 0 | 87482.7 | 0 | 23.6387 | 8749.11 | 11.7213 | 39.9931 | 0 | 0 | 0 | 87482.5 | 0 | 23.6386 | 8749.11 | 11.7213 | 39.9931 | 0 | 0 | 0 | 87483 | 0 | 23.6386 | 23.6387 | 23.6386
[20 empty] | 4276 | 2020-06-28 03:00 | 4276 | 6 | 28 | 4 | 0 | 0 | 70.3991 | 8749.11 | 47.0779 | 160.6298 | 0 | 0 | 0 | 352677 | 0 | 98.4227 | 8749.11 | 68.5728 | 233.9704 | 0 | 0 | 0 | 425639 | 0 | 82.2628 | 8749.11 | 56.8211 | 193.8736 | 0 | 0 | 0 | 512818 | 0 | 70.3991 | 98.4227 | 82.2628
[20 empty] | 4277 | 2020-06-28 04:00 | 4277 | 6 | 28 | 5 | 0 | 0 | 85.9057 | 8749.11 | 57.5775 | 196.4544 | 0 | 0 | 0 | 429376 | 0 | 88.3819 | 8749.11 | 59.6601 | 203.5603 | 0 | 0 | 0 | 478588 | 0 | 93.9173 | 8749.11 | 64.2042 | 219.0647 | 0 | 0 | 0 | 444234 | 0 | 85.9057 | 88.3819 | 93.9173
[20 empty] | 4278 | 2020-06-28 05:00 | 4278 | 6 | 28 | 6 | 18153.941 | 18.1539 | 102.956 | 31110.8 | 70.1096 | 239.214 | 0 | 0 | 0 | 522442 | 0 | 106.557 | 31110.8 | 73.2542 | 249.9433 | 0 | 0 | 0 | 577200 | 0 | 111.702 | 31110.8 | 77.4606 | 264.2956 | 0 | 0 | 0 | 545862 | 0 | 84.8021 | 88.4031 | 93.5481
[20 empty] | 4279 | 2020-06-28 06:00 | 4279 | 6 | 28 | 7 | 73047.796 | 73.0478 | 241.929 | 80746.1 | 131.277 | 447.9171 | 0 | 0 | 0 | 1139050 | 0 | 250.122 | 80746.1 | 138.807 | 473.6095 | 0 | 0 | 0 | 1214030 | 0 | 257.891 | 80746.1 | 145.659 | 496.9885 | 0 | 0 | 0 | 1172950 | 0 | 168.8812 | 177.0742 | 184.8432
[20 empty] | 4280 | 2020-06-28 07:00 | 4280 | 6 | 28 | 8 | 136122.082 | 136.1221 | 291.96 | 80672.8 | 143.159 | 488.4585 | 0 | 0 | 0 | 1217440 | 0 | 300.565 | 80672.8 | 150.962 | 515.0823 | 0 | 0 | 0 | 1312920 | 0 | 309.285 | 80672.8 | 158.442 | 540.6041 | 0 | 0 | 0 | 1263110 | 0 | 155.8379 | 164.4429 | 173.1629
[20 empty] | 4281 | 2020-06-28 08:00 | 4281 | 6 | 28 | 9 | 186324.772 | 186.3248 | 303.672 | 55522.2 | 147.552 | 503.4474 | 0 | 0 | 0 | 1223610 | 0 | 313.508 | 55522.2 | 156.09 | 532.5791 | 0 | 0 | 0 | 1330300 | 0 | 323.251 | 55522.2 | 164.104 | 559.9228 | 0 | 0 | 0 | 1275400 | 0 | 117.3472 | 127.1832 | 136.9262
[20 empty] | 4282 | 2020-06-28 09:00 | 4282 | 6 | 28 | 10 | 207609.299 | 207.6093 | 311.438 | 55375.5 | 151.929 | 518.3817 | 0 | 0 | 0 | 1276730 | -23.6699 | 322.05 | 55375.5 | 161.029 | 549.4309 | 0 | 0 | 0 | 1389770 | -23.6875 | 332.775 | 55375.5 | 169.755 | 579.2041 | 0 | 0 | 0 | 1331640 | -23.6875 | 103.8287 | 114.4407 | 125.1657
[20 empty] | 4283 | 2020-06-28 10:00 | 4283 | 6 | 28 | 11 | 214362.708 | 214.3627 | 288.137 | 126659 | 149.763 | 510.9914 | 0 | 0 | 0 | 1228680 | 0 | 298.8 | 126659 | 158.89 | 542.1327 | 0 | 0 | 0 | 1338300 | 0 | 308.784 | 126659 | 167.128 | 570.2407 | 0 | 0 | 0 | 1283330 | 0 | 73.7743 | 84.4373 | 94.4213
[20 empty] | 4284 | 2020-06-28 11:00 | 4284 | 6 | 28 | 12 | 189227.292 | 189.2273 | 323.884 | 126659 | 158.531 | 540.9078 | 0 | 0 | 0 | 1362670 | 0 | 334.857 | 126659 | 167.79 | 572.4995 | 0 | 0 | 0 | 1478300 | 0 | 345.635 | 126659 | 176.638 | 602.6889 | 0 | 0 | 0 | 1420100 | 0 | 134.6567 | 145.6297 | 156.4077
[20 empty] | 4285 | 2020-06-28 12:00 | 4285 | 6 | 28 | 13 | 167407.71 | 167.4077 | 270.576 | 86488.8 | 154.687 | 527.792 | 0 | 0 | 0 | 1335860 | 0 | 281.075 | 86488.8 | 163.692 | 558.5171 | 0 | 0 | 0 | 1446360 | 0 | 291.312 | 86488.8 | 172.134 | 587.3212 | 0 | 0 | 0 | 1390580 | 0 | 103.1683 | 113.6673 | 123.9043
[20 empty] | 4286 | 2020-06-28 13:00 | 4286 | 6 | 28 | 14 | 181815.852 | 181.8159 | 260.921 | 55448.9 | 152.213 | 519.3508 | 0 | 0 | 0 | 1282690 | 0 | 271.286 | 55448.9 | 161.179 | 549.9427 | 0 | 0 | 0 | 1389400 | 0 | 281.113 | 55448.9 | 169.383 | 577.9348 | 0 | 0 | 0 | 1335500 | 0 | 79.1051 | 89.4701 | 99.2971
[20 empty] | 4287 | 2020-06-28 14:00 | 4287 | 6 | 28 | 15 | 87119.105 | 87.1191 | 235.589 | 55522.2 | 145.715 | 497.1796 | 0 | 0 | 0 | 1192440 | 0 | 244.598 | 55522.2 | 152.519 | 520.3948 | 0 | 0 | 0 | 1269890 | 0 | 253.459 | 55522.2 | 159.597 | 544.545 | 0 | 0 | 0 | 1222240 | 0 | 148.4699 | 157.4789 | 166.3399
[20 empty] | 4288 | 2020-06-28 15:00 | 4288 | 6 | 28 | 16 | 67684.331 | 67.6843 | 239.97 | 30524.1 | 151.99 | 518.5899 | 0 | 0 | 0 | 1254940 | 0 | 250.112 | 30524.1 | 160.243 | 546.7491 | 0 | 0 | 0 | 1352130 | 0 | 259.957 | 30524.1 | 167.797 | 572.5234 | 0 | 0 | 0 | 1304150 | 0 | 172.2857 | 182.4277 | 192.2727
[20 empty] | 4289 | 2020-06-28 16:00 | 4289 | 6 | 28 | 17 | 96029.56 | 96.0296 | 14.6733 | 30524.1 | 0 | 0 | 0 | 0 | 0 | 0 | 0 | 14.6733 | 30524.1 | 0 | 0 | 0 | 0 | 0 | 0 | 0 | 14.6733 | 30524.1 | 0 | 0 | 0 | 0 | 0 | 0 | 0 | -81.3563 | -81.3563 | -81.3563
[20 empty] | 4290 | 2020-06-28 17:00 | 4290 | 6 | 28 | 18 | 66368.222 | 66.3682 | 13.7561 | 30670.8 | 0 | 0 | 0 | 0 | 0 | 0 | 0 | 13.7561 | 30670.8 | 0 | 0 | 0 | 0 | 0 | 0 | 0 | 13.7561 | 30670.8 | 0 | 0 | 0 | 0 | 0 | 0 | 0 | -52.6121 | -52.6121 | -52.6121
[20 empty] | 4291 | 2020-06-28 18:00 | 4291 | 6 | 28 | 19 | 10503.662 | 10.5037 | 10.3718 | 30817.4 | 0 | 0 | 0 | 0 | 0 | 0 | 0 | 10.3718 | 30817.4 | 0 | 0 | 0 | 0 | 0 | 0 | 0 | 10.3718 | 30817.4 | 0 | 0 | 0 | 0 | 0 | 0 | 0 | -0.13186 | -0.13186 | -0.13186
[20 empty] | 4292 | 2020-06-28 19:00 | 4292 | 6 | 28 | 20 | 0 | 0 | 25.691 | 8455.81 | 12.2622 | 41.8386 | 0 | 0 | 0 | 88037 | 0 | 25.691 | 8455.81 | 12.2622 | 41.8386 | 0 | 0 | 0 | 88036.7 | 0 | 25.691 | 8455.81 | 12.2622 | 41.8386 | 0 | 0 | 0 | 88037.3 | 0 | 25.691 | 25.691 | 25.691
[20 empty] | 4293 | 2020-06-28 20:00 | 4293 | 6 | 28 | 21 | 0 | 0 | 7.3488 | 8675.79 | 0 | 0 | 0 | 0 | 0 | 0 | 0 | 7.3488 | 8675.79 | 0 | 0 | 0 | 0 | 0 | 0 | 0 | 7.3488 | 8675.79 | 0 | 0 | 0 | 0 | 0 | 0 | 0 | 7.3488 | 7.3488 | 7.3488
[20 empty] | 4294 | 2020-06-28 21:00 | 4294 | 6 | 28 | 22 | 0 | 0 | 7.3488 | 8675.79 | 0 | 0 | 0 | 0 | 0 | 0 | 0 | 7.3488 | 8675.79 | 0 | 0 | 0 | 0 | 0 | 0 | 0 | 7.3488 | 8675.79 | 0 | 0 | 0 | 0 | 0 | 0 | 0 | 7.3488 | 7.3488 | 7.3488
[20 empty] | 4295 | 2020-06-28 22:00 | 4295 | 6 | 28 | 23 | 0 | 0 | 7.3488 | 8602.46 | 0 | 0 | 0 | 0 | 0 | 0 | 0 | 7.3488 | 8602.46 | 0 | 0 | 0 | 0 | 0 | 0 | 0 | 7.3488 | 8602.46 | 0 | 0 | 0 | 0 | 0 | 0 | 0 | 7.3488 | 7.3488 | 7.3488
[20 empty] | 4296 | 2020-06-28 23:00 | 4296 | 6 | 28 | 24 | 0 | 0 | 23.8831 | 8675.79 | 11.9658 | 40.8273 | 0 | 0 | 0 | 88367.6 | 0 | 23.8832 | 8675.79 | 11.9658 | 40.8273 | 0 | 0 | 0 | 88367.3 | 0 | 23.8831 | 8675.79 | 11.9657 | 40.827 | 0 | 0 | 0 | 88368 | 0 | 23.8831 | 23.8832 | 23.8831
[20 empty] | 4297 | 2020-06-29 | 4297 | 6 | 29 | 1 | 0 | 0 | 7.3488 | 8675.79 | 0 | 0 | 0 | 0 | 0 | 0 | 0 | 7.3488 | 8675.79 | 0 | 0 | 0 | 0 | 0 | 0 | 0 | 7.3488 | 8675.79 | 0 | 0 | 0 | 0 | 0 | 0 | 0 | 7.3488 | 7.3488 | 7.3488
[20 empty] | 4298 | 2020-06-29 01:00 | 4298 | 6 | 29 | 2 | 0 | 0 | 7.3488 | 8602.46 | 0 | 0 | 0 | 0 | 0 | 0 | 0 | 7.3488 | 8602.46 | 0 | 0 | 0 | 0 | 0 | 0 | 0 | 7.3488 | 8602.46 | 0 | 0 | 0 | 0 | 0 | 0 | 0 | 7.3488 | 7.3488 | 7.3488
[20 empty] | 4299 | 2020-06-29 02:00 | 4299 | 6 | 29 | 3 | 0 | 0 | 7.3488 | 8529.14 | 0 | 0 | 0 | 0 | 0 | 0 | 0 | 7.3488 | 8529.14 | 0 | 0 | 0 | 0 | 0 | 0 | 0 | 7.3488 | 8529.14 | 0 | 0 | 0 | 0 | 0 | 0 | 0 | 7.3488 | 7.3488 | 7.3488
[20 empty] | 4300 | 2020-06-29 03:00 | 4300 | 6 | 29 | 4 | 0 | 0 | 41.3388 | 8675.79 | 25.9105 | 88.4066 | 0 | 0 | 0 | 191446 | 0 | 7.3488 | 8675.79 | 0 | 0 | 0 | 0 | 0 | 0 | 0 | 7.3488 | 8675.79 | 0 | 0 | 0 | 0 | 0 | 0 | 0 | 41.3388 | 7.3488 | 7.3488
[20 empty] | 4301 | 2020-06-29 04:00 | 4301 | 6 | 29 | 5 | 0 | 0 | 91.0819 | 8675.79 | 61.8209 | 210.9329 | 0 | 0 | 0 | 455455 | 0 | 101.474 | 8675.79 | 69.917 | 238.5568 | 0 | 0 | 0 | 545597 | 0 | 106.357 | 8675.79 | 73.9611 | 252.3553 | 0 | 0 | 0 | 515734 | 0 | 91.0819 | 101.474 | 106.357
[20 empty] | 4302 | 2020-06-29 05:00 | 4302 | 6 | 29 | 6 | 18907.103 | 18.9071 | 92.645 | 30964.1 | 63.1091 | 215.3282 | 0 | 0 | 0 | 459173 | 0 | 100.877 | 30964.1 | 69.5426 | 237.2794 | 0 | 0 | 0 | 536645 | 0 | 106.03 | 30964.1 | 73.7548 | 251.6514 | 0 | 0 | 0 | 505957 | 0 | 73.7379 | 81.9699 | 87.1229
[20 empty] | 4303 | 2020-06-29 06:00 | 4303 | 6 | 29 | 7 | 74527.69 | 74.5277 | 231.153 | 80452.6 | 123.187 | 420.314 | 0 | 0 | 0 | 933290 | 0 | 241.172 | 80452.6 | 131.582 | 448.9578 | 0 | 0 | 0 | 1035000 | 0 | 248.706 | 80452.6 | 138.154 | 471.3814 | 0 | 0 | 0 | 990585 | 0 | 156.6253 | 166.6443 | 174.1783
[20 empty] | 4304 | 2020-06-29 07:00 | 4304 | 6 | 29 | 8 | 143344.886 | 143.3449 | 278.672 | 80452.6 | 132.032 | 450.4932 | 0 | 0 | 0 | 1028190 | 0 | 289.023 | 80452.6 | 140.537 | 479.5122 | 0 | 0 | 0 | 1139410 | 0 | 297.79 | 80452.6 | 147.84 | 504.4301 | 0 | 0 | 0 | 1088190 | 0 | 135.3271 | 145.6781 | 154.4451
[20 empty] | 4305 | 2020-06-29 08:00 | 4305 | 6 | 29 | 9 | 200945.101 | 200.9451 | 287.022 | 55302.2 | 132.263 | 451.2814 | 0 | 0 | 0 | 969678 | 0 | 298.291 | 55302.2 | 141.331 | 482.2214 | 0 | 0 | 0 | 1085970 | 0 | 307.781 | 55302.2 | 149.02 | 508.4562 | 0 | 0 | 0 | 1032310 | 0 | 86.0769 | 97.3459 | 106.8359
[20 empty] | 4306 | 2020-06-29 09:00 | 4306 | 6 | 29 | 10 | 244437.457 | 244.4375 | 292.6 | 55302.2 | 134.086 | 457.5014 | 0 | 0 | 0 | 1004390 | -31.6836 | 304.152 | 55302.2 | 143.315 | 488.9908 | 0 | 0 | 0 | 1124500 | -31.6953 | 314.051 | 55302.2 | 151.173 | 515.8023 | 0 | 0 | 0 | 1068820 | -31.6719 | 48.1625 | 59.7145 | 69.6135
[20 empty] | 4307 | 2020-06-29 10:00 | 4307 | 6 | 29 | 11 | 268856.525 | 268.8565 | 267.25 | 126659 | 130.248 | 444.4062 | 0 | 0 | 0 | 959058 | 0 | 278.573 | 126659 | 139.308 | 475.3189 | 0 | 0 | 0 | 1077340 | 0 | 288.237 | 126659 | 147.103 | 501.9154 | 0 | 0 | 0 | 1022580 | 0 | -1.6065 | 9.7165 | 19.3805
[20 empty] | 4308 | 2020-06-29 11:00 | 4308 | 6 | 29 | 12 | 278261.378 | 278.2614 | 311.043 | 126659 | 145.405 | 496.1219 | 0 | 0 | 0 | 1113770 | 0 | 322.443 | 126659 | 154.726 | 527.9251 | 0 | 0 | 0 | 1231070 | 0 | 332.744 | 126659 | 163.074 | 556.4085 | 0 | 0 | 0 | 1176110 | 0 | 32.7816 | 44.1816 | 54.4826
[20 empty] | 4309 | 2020-06-29 12:00 | 4309 | 6 | 29 | 13 | 274647.834 | 274.6478 | 260.166 | 85841.5 | 144.2 | 492.0104 | 0 | 0 | 0 | 1094980 | 0 | 271.874 | 85841.5 | 153.623 | 524.1617 | 0 | 0 | 0 | 1214540 | 0 | 281.917 | 85841.5 | 161.722 | 551.7955 | 0 | 0 | 0 | 1159140 | 0 | -14.4818 | -2.7738 | 7.2692
[20 empty] | 4310 | 2020-06-29 13:00 | 4310 | 6 | 29 | 14 | 118705.82 | 118.7058 | 251.585 | 55082.1 | 142.337 | 485.6538 | 0 | 0 | 0 | 1055660 | 0 | 263.571 | 55082.1 | 151.888 | 518.2419 | 0 | 0 | 0 | 1178990 | 0 | 274.039 | 55082.1 | 160.251 | 546.7764 | 0 | 0 | 0 | 1121700 | 0 | 132.8792 | 144.8652 | 155.3332
[20 empty] | 4311 | 2020-06-29 14:00 | 4311 | 6 | 29 | 15 | 224776.873 | 224.7769 | 229.204 | 55008.7 | 138.119 | 471.262 | 0 | 0 | 0 | 992917 | 0 | 241.449 | 55008.7 | 147.341 | 502.7275 | 0 | 0 | 0 | 1109770 | 0 | 251.961 | 55008.7 | 155.533 | 530.6786 | 0 | 0 | 0 | 1053840 | 0 | 4.4271 | 16.6721 | 27.1841
[20 empty] | 4312 | 2020-06-29 15:00 | 4312 | 6 | 29 | 16 | 182644.241 | 182.6442 | 219.664 | 30230.7 | 130.55 | 445.4366 | 0 | 0 | 0 | 923385 | 0 | 232.064 | 30230.7 | 140.241 | 478.5023 | 0 | 0 | 0 | 1046710 | 0 | 243.554 | 30230.7 | 148.418 | 506.4022 | 0 | 0 | 0 | 990285 | 0 | 37.0198 | 49.4198 | 60.9098
[20 empty] | 4313 | 2020-06-29 16:00 | 4313 | 6 | 29 | 17 | 132708.991 | 132.709 | 14.6733 | 30230.7 | 0 | 0 | 0 | 0 | 0 | 0 | 0 | 14.6733 | 30230.7 | 0 | 0 | 0 | 0 | 0 | 0 | 0 | 14.6733 | 30230.7 | 0 | 0 | 0 | 0 | 0 | 0 | 0 | -118.0357 | -118.0357 | -118.0357
[20 empty] | 4314 | 2020-06-29 17:00 | 4314 | 6 | 29 | 18 | 68205.159 | 68.2052 | 13.7561 | 30524.1 | 0 | 0 | 0 | 0 | 0 | 0 | 0 | 13.7561 | 30524.1 | 0 | 0 | 0 | 0 | 0 | 103735 | -80.2275 | 33.3573 | 30524.1 | 15.3377 | 52.3322 | 0 | 0 | 0 | 0 | 0 | -54.4491 | -54.4491 | -34.8479
[20 empty] | 4315 | 2020-06-29 18:00 | 4315 | 6 | 29 | 19 | 16970.009 | 16.97 | 10.3718 | 30597.4 | 0 | 0 | 0 | 0 | 0 | 0 | 0 | 16.3905 | 30597.4 | 5.058 | 17.258 | 0 | 0 | 0 | 140263 | -135.109 | 36.1934 | 30597.4 | 20.4824 | 69.8859 | 0 | 0 | 0 | 34630.9 | 0 | -6.5982 | -0.57951 | 19.2234
[20 empty] | 4316 | 2020-06-29 19:00 | 4316 | 6 | 29 | 20 | 0 | 0 | 8.8603 | 8235.83 | 0 | 0 | 0 | 0 | 0 | 0 | 0 | 8.8603 | 8235.83 | 0 | 0 | 0 | 0 | 0 | 37223.7 | -1.4736 | 16.6503 | 8235.83 | 5.4345 | 18.5425 | 0 | 0 | 0 | 0 | 0 | 8.8603 | 8.8603 | 16.6503
[20 empty] | 4317 | 2020-06-29 20:00 | 4317 | 6 | 29 | 21 | 0 | 0 | 24.4276 | 8455.81 | 12.5102 | 42.6848 | 0 | 0 | 0 | 88913.5 | 0 | 24.4276 | 8455.81 | 12.5103 | 42.6851 | 0 | 0 | 0 | 88913.2 | 0 | 24.4275 | 8455.81 | 12.5102 | 42.6848 | 0 | 0 | 0 | 88913.8 | 0 | 24.4276 | 24.4276 | 24.4275
[20 empty] | 4318 | 2020-06-29 21:00 | 4318 | 6 | 29 | 22 | 0 | 0 | 7.3488 | 8455.81 | 0 | 0 | 0 | 0 | 0 | 0 | 0 | 7.3488 | 8455.81 | 0 | 0 | 0 | 0 | 0 | 0 | 0 | 7.3488 | 8455.81 | 0 | 0 | 0 | 0 | 0 | 0 | 0 | 7.3488 | 7.3488 | 7.3488
[20 empty] | 4319 | 2020-06-29 22:00 | 4319 | 6 | 29 | 23 | 0 | 0 | 7.3488 | 8455.81 | 0 | 0 | 0 | 0 | 0 | 0 | 0 | 7.3488 | 8455.81 | 0 | 0 | 0 | 0 | 0 | 0 | 0 | 7.3488 | 8455.81 | 0 | 0 | 0 | 0 | 0 | 0 | 0 | 7.3488 | 7.3488 | 7.3488
[20 empty] | 4320 | 2020-06-29 23:00 | 4320 | 6 | 29 | 24 | 0 | 0 | 7.3488 | 8749.11 | 0 | 0 | 0 | 0 | 0 | 0 | 0 | 7.3488 | 8749.11 | 0 | 0 | 0 | 0 | 0 | 0 | 0 | 7.3488 | 8749.11 | 0 | 0 | 0 | 0 | 0 | 0 | 0 | 7.3488 | 7.3488 | 7.3488
[20 empty] | 4321 | 2020-06-30 | 4321 | 6 | 30 | 1 | 0 | 0 | 23.7137 | 8822.44 | 11.7964 | 40.2493 | 0 | 0 | 0 | 88930.9 | 0 | 23.7138 | 8822.44 | 11.7965 | 40.2497 | 0 | 0 | 0 | 88930.5 | 0 | 23.7137 | 8822.44 | 11.7963 | 40.249 | 0 | 0 | 0 | 88931.3 | 0 | 23.7137 | 23.7138 | 23.7137
[20 empty] | 4322 | 2020-06-30 01:00 | 4322 | 6 | 30 | 2 | 0 | 0 | 7.3488 | 8822.44 | 0 | 0 | 0 | 0 | 0 | 0 | 0 | 7.3488 | 8822.44 | 0 | 0 | 0 | 0 | 0 | 0 | 0 | 7.3488 | 8822.44 | 0 | 0 | 0 | 0 | 0 | 0 | 0 | 7.3488 | 7.3488 | 7.3488
[20 empty] | 4323 | 2020-06-30 02:00 | 4323 | 6 | 30 | 3 | 0 | 0 | 7.3488 | 9042.42 | 0 | 0 | 0 | 0 | 0 | 0 | 0 | 7.3488 | 9042.42 | 0 | 0 | 0 | 0 | 0 | 0 | 0 | 7.3488 | 9042.42 | 0 | 0 | 0 | 0 | 0 | 0 | 0 | 7.3488 | 7.3488 | 7.3488
[20 empty] | 4324 | 2020-06-30 03:00 | 4324 | 6 | 30 | 4 | 0 | 0 | 7.3488 | 9042.42 | 0 | 0 | 0 | 0 | 0 | 0 | 0 | 7.3488 | 9042.42 | 0 | 0 | 0 | 0 | 0 | 0 | 0 | 7.3488 | 9042.42 | 0 | 0 | 0 | 0 | 0 | 0 | 0 | 7.3488 | 7.3488 | 7.3488
[20 empty] | 4325 | 2020-06-30 04:00 | 4325 | 6 | 30 | 5 | 0 | 0 | 61.3121 | 9042.42 | 39.0028 | 133.0776 | 0 | 0 | 0 | 297641 | 0 | 81.5064 | 9042.42 | 54.3138 | 185.3187 | 0 | 0 | 0 | 438963 | 0 | 85.332 | 9042.42 | 57.5253 | 196.2763 | 0 | 0 | 0 | 414467 | 0 | 61.3121 | 81.5064 | 85.332
[20 empty] | 4326 | 2020-06-30 05:00 | 4326 | 6 | 30 | 6 | 18689.224 | 18.6892 | 111.044 | 31330.8 | 74.8723 | 255.4643 | 0 | 0 | 0 | 571652 | 0 | 115.739 | 31330.8 | 78.5708 | 268.0836 | 0 | 0 | 0 | 625608 | 0 | 119.867 | 31330.8 | 81.9322 | 279.5527 | 0 | 0 | 0 | 599977 | 0 | 92.3548 | 97.0498 | 101.1778
[20 empty] | 4327 | 2020-06-30 06:00 | 4327 | 6 | 30 | 7 | 69272.909 | 69.2729 | 203.518 | 80819.5 | 93.2234 | 318.0782 | 0 | 0 | 0 | 694788 | 0 | 210.955 | 80819.5 | 99.3108 | 338.8484 | 0 | 0 | 0 | 776970 | 0 | 216.538 | 80819.5 | 104.053 | 355.0288 | 0 | 0 | 0 | 740551 | 0 | 134.2451 | 141.6821 | 147.2651
[20 empty] | 4328 | 2020-06-30 07:00 | 4328 | 6 | 30 | 8 | 130376.957 | 130.377 | 246.922 | 80819.5 | 97.057 | 331.1585 | 0 | 0 | 0 | 745558 | 0 | 255.177 | 80819.5 | 103.46 | 353.0055 | 0 | 0 | 0 | 831430 | 0 | 261.746 | 80819.5 | 108.872 | 371.4713 | 0 | 0 | 0 | 794046 | 0 | 116.545 | 124.8 | 131.369
[20 empty] | 4329 | 2020-06-30 08:00 | 4329 | 6 | 30 | 9 | 182313.861 | 182.3139 | 275.258 | 55668.9 | 117.801 | 401.937 | 0 | 0 | 0 | 895505 | 0 | 285.289 | 55668.9 | 125.771 | 429.1307 | 0 | 0 | 0 | 1003420 | 0 | 293.749 | 55668.9 | 132.695 | 452.7553 | 0 | 0 | 0 | 954607 | 0 | 92.9441 | 102.9751 | 111.4351
[20 empty] | 4330 | 2020-06-30 09:00 | 4330 | 6 | 30 | 10 | 223298.592 | 223.2986 | 288.967 | 55448.9 | 127.803 | 436.0638 | 0 | 0 | 0 | 960619 | -173.465 | 299.849 | 55448.9 | 136.564 | 465.9564 | 0 | 0 | 0 | 1077280 | -173.469 | 309.243 | 55448.9 | 144.11 | 491.7033 | 0 | 0 | 0 | 1024770 | -173.447 | 65.6684 | 76.5504 | 85.9444
[20 empty] | 4331 | 2020-06-30 10:00 | 4331 | 6 | 30 | 11 | 250718.597 | 250.7186 | 267.975 | 126659 | 126.311 | 430.9731 | 0 | 0 | 0 | 951290 | 0 | 278.613 | 126659 | 134.913 | 460.3232 | 0 | 0 | 0 | 1064810 | 0 | 287.564 | 126659 | 142.262 | 485.3979 | 0 | 0 | 0 | 1014190 | 0 | 17.2564 | 27.8944 | 36.8454
[20 empty] | 4332 | 2020-06-30 11:00 | 4332 | 6 | 30 | 12 | 266678.767 | 266.6788 | 296.564 | 126659 | 129.952 | 443.3962 | 0 | 0 | 0 | 1029460 | 0 | 306.993 | 126659 | 138.394 | 472.2003 | 0 | 0 | 0 | 1143490 | 0 | 315.915 | 126659 | 145.658 | 496.9851 | 0 | 0 | 0 | 1092320 | 0 | 29.8852 | 40.3142 | 49.2362
[20 empty] | 4333 | 2020-06-30 12:00 | 4333 | 6 | 30 | 13 | 268379.716 | 268.3797 | 251.738 | 86693.1 | 134.592 | 459.2279 | 0 | 0 | 0 | 1022150 | 0 | 262.916 | 86693.1 | 143.52 | 489.6902 | 0 | 0 | 0 | 1136410 | 0 | 272.188 | 86693.1 | 151.039 | 515.3451 | 0 | 0 | 0 | 1086650 | 0 | -16.6417 | -5.4637 | 3.8083
[20 empty] | 4334 | 2020-06-30 13:00 | 4334 | 6 | 30 | 14 | 249962.496 | 249.9625 | 249.815 | 55228.8 | 139.441 | 475.7727 | 0 | 0 | 0 | 1060790 | 0 | 261.655 | 55228.8 | 148.824 | 507.7875 | 0 | 0 | 0 | 1181530 | 0 | 271.502 | 55228.8 | 156.76 | 534.8651 | 0 | 0 | 0 | 1127580 | 0 | -0.1475 | 11.6925 | 21.5395
[20 empty] | 4335 | 2020-06-30 14:00 | 4335 | 6 | 30 | 15 | 218036.396 | 218.0364 | 213.13 | 55228.8 | 121.362 | 414.0871 | 0 | 0 | 0 | 861283 | 0 | 224.433 | 55228.8 | 129.96 | 443.4235 | 0 | 0 | 0 | 976425 | 0 | 234.093 | 55228.8 | 137.493 | 469.1261 | 0 | 0 | 0 | 924165 | 0 | -4.9064 | 6.3966 | 16.0566
[20 empty] | 4336 | 2020-06-30 15:00 | 4336 | 6 | 30 | 16 | 173783.421 | 173.7834 | 219.921 | 30597.4 | 131.052 | 447.1494 | 0 | 0 | 0 | 1015580 | 0 | 231.708 | 30597.4 | 140.047 | 477.8404 | 0 | 0 | 0 | 1140080 | 0 | 241.835 | 30597.4 | 147.789 | 504.2561 | 0 | 0 | 0 | 1083600 | 0 | 46.1376 | 57.9246 | 68.0516
[20 empty] | 4337 | 2020-06-30 16:00 | 4337 | 6 | 30 | 17 | 121812.855 | 121.8129 | 14.6733 | 30597.4 | 0 | 0 | 0 | 0 | 0 | 0 | 0 | 14.6733 | 30597.4 | 0 | 0 | 0 | 0 | 0 | 0 | 0 | 14.6733 | 30597.4 | 0 | 0 | 0 | 0 | 0 | 0 | 0 | -107.1396 | -107.1396 | -107.1396
[20 empty] | 4338 | 2020-06-30 17:00 | 4338 | 6 | 30 | 18 | 63529.295 | 63.5293 | 13.7561 | 30964.1 | 0 | 0 | 0 | 0 | 0 | 0 | 0 | 13.7561 | 30964.1 | 0 | 0 | 0 | 0 | 0 | 39407.5 | -63.0933 | 21.5305 | 30964.1 | 5.4127 | 18.468 | 0 | 0 | 0 | 0 | 0 | -49.7732 | -49.7732 | -41.9988
[20 empty] | 4339 | 2020-06-30 18:00 | 4339 | 6 | 30 | 19 | 9607.596 | 9.6076 | 10.3718 | 30890.8 | 0 | 0 | 0 | 0 | 0 | 0 | 0 | 16.1179 | 30890.8 | 4.7936 | 16.3558 | 0 | 0 | 0 | 142594 | -81.8904 | 35.5125 | 30890.8 | 19.8224 | 67.634 | 0 | 0 | 0 | 34472 | 0 | 0.7642 | 6.5103 | 25.9049
[20 empty] | 4340 | 2020-06-30 19:00 | 4340 | 6 | 30 | 20 | 0 | 0 | 8.8603 | 8455.81 | 0 | 0 | 0 | 0 | 0 | 0 | 0 | 8.8603 | 8455.81 | 0 | 0 | 0 | 0 | 0 | 36704 | -1.7455 | 16.3859 | 8455.81 | 5.17 | 17.6402 | 0 | 0 | 0 | 0 | 0 | 8.8603 | 8.8603 | 16.3859
[20 empty] | 4341 | 2020-06-30 20:00 | 4341 | 6 | 30 | 21 | 0 | 0 | 24.5358 | 8455.81 | 12.6185 | 43.0543 | 0 | 0 | 0 | 89773.1 | 0 | 24.5359 | 8455.81 | 12.6186 | 43.0547 | 0 | 0 | 0 | 89772.8 | 0 | 24.5358 | 8455.81 | 12.6185 | 43.0543 | 0 | 0 | 0 | 89773.5 | 0 | 24.5358 | 24.5359 | 24.5358
[20 empty] | 4342 | 2020-06-30 21:00 | 4342 | 6 | 30 | 22 | 0 | 0 | 7.3488 | 8309.16 | 0 | 0 | 0 | 0 | 0 | 0 | 0 | 7.3488 | 8309.16 | 0 | 0 | 0 | 0 | 0 | 0 | 0 | 7.3488 | 8309.16 | 0 | 0 | 0 | 0 | 0 | 0 | 0 | 7.3488 | 7.3488 | 7.3488
[20 empty] | 4343 | 2020-06-30 22:00 | 4343 | 6 | 30 | 23 | 0 | 0 | 7.3488 | 8162.51 | 0 | 0 | 0 | 0 | 0 | 0 | 0 | 7.3488 | 8162.51 | 0 | 0 | 0 | 0 | 0 | 0 | 0 | 7.3488 | 8162.51 | 0 | 0 | 0 | 0 | 0 | 0 | 0 | 7.3488 | 7.3488 | 7.3488
[20 empty] | 4344 | 2020-06-30 23:00 | 4344 | 6 | 30 | 24 | 0 | 0 | 7.3488 | 8015.86 | 0 | 0 | 0 | 0 | 0 | 0 | 0 | 7.3488 | 8015.86 | 0 | 0 | 0 | 0 | 0 | 0 | 0 | 7.3488 | 8015.86 | 0 | 0 | 0 | 0 | 0 | 0 | 0 | 7.3488 | 7.3488 | 7.3488
[20 empty] | 4345 | 2020-07-01 | 4345 | 7 | 1 | 1 | 0 | 0 | 25.3796 | 8015.86 | 13.4623 | 45.9334 | 0 | 0 | 0 | 89413 | 0 | 25.3797 | 8015.86 | 13.4624 | 45.9337 | 0 | 0 | 0 | 89412.7 | 0 | 25.3796 | 8015.86 | 13.4623 | 45.9334 | 0 | 0 | 0 | 89413.4 | 0 | 25.3796 | 25.3797 | 25.3796
[20 empty] | 4346 | 2020-07-01 01:00 | 4346 | 7 | 1 | 2 | 0 | 0 | 7.3488 | 8162.51 | 0 | 0 | 0 | 0 | 0 | 0 | 0 | 7.3488 | 8162.51 | 0 | 0 | 0 | 0 | 0 | 0 | 0 | 7.3488 | 8162.51 | 0 | 0 | 0 | 0 | 0 | 0 | 0 | 7.3488 | 7.3488 | 7.3488
[20 empty] | 4347 | 2020-07-01 02:00 | 4347 | 7 | 1 | 3 | 0 | 0 | 7.3488 | 8235.83 | 0 | 0 | 0 | 0 | 0 | 0 | 0 | 7.3488 | 8235.83 | 0 | 0 | 0 | 0 | 0 | 0 | 0 | 7.3488 | 8235.83 | 0 | 0 | 0 | 0 | 0 | 0 | 0 | 7.3488 | 7.3488 | 7.3488
[20 empty] | 4348 | 2020-07-01 03:00 | 4348 | 7 | 1 | 4 | 0 | 0 | 7.3488 | 8235.83 | 0 | 0 | 0 | 0 | 0 | 0 | 0 | 7.3488 | 8235.83 | 0 | 0 | 0 | 0 | 0 | 151678 | 0 | 35.9615 | 8235.83 | 21.9157 | 74.7764 | 0 | 0 | 0 | 0 | 0 | 7.3488 | 7.3488 | 35.9615
[20 empty] | 4349 | 2020-07-01 04:00 | 4349 | 7 | 1 | 5 | 0 | 0 | 134.279 | 8162.51 | 96.7952 | 330.2652 | 0 | 0 | 0 | 658489 | 0 | 143.615 | 8162.51 | 104.316 | 355.9262 | 0 | 0 | 0 | 610991 | 0 | 124.836 | 8162.51 | 89.9434 | 306.8869 | 0 | 0 | 0 | 710106 | 0 | 134.279 | 143.615 | 124.836
[20 empty] | 4350 | 2020-07-01 05:00 | 4350 | 7 | 1 | 6 | 12385.219 | 12.3852 | 113.779 | 30304.1 | 80.274 | 273.8949 | 0 | 0 | 0 | 521668 | 0 | 123.779 | 30304.1 | 88.081 | 300.5324 | 0 | 0 | 0 | 619536 | 0 | 132.28 | 30304.1 | 95.0686 | 324.3741 | 0 | 0 | 0 | 572514 | 0 | 101.3938 | 111.3938 | 119.8948
[20 empty] | 4351 | 2020-07-01 06:00 | 4351 | 7 | 1 | 7 | 40540.647 | 40.5406 | 241.859 | 80085.8 | 141.327 | 482.2077 | 0 | 0 | 0 | 1110470 | 0 | 253.665 | 80085.8 | 151.063 | 515.427 | 0 | 0 | 0 | 1230980 | 0 | 263.365 | 80085.8 | 159.225 | 543.2757 | 0 | 0 | 0 | 1177100 | 0 | 201.3184 | 213.1244 | 222.8244
[20 empty] | 4352 | 2020-07-01 07:00 | 4352 | 7 | 1 | 8 | 121833.057 | 121.8331 | 275.246 | 80085.8 | 151.042 | 515.3553 | 0 | 0 | 0 | 1203560 | 0 | 287.842 | 80085.8 | 160.916 | 549.0454 | 0 | 0 | 0 | 1329360 | 0 | 297.952 | 80085.8 | 169.16 | 577.1739 | 0 | 0 | 0 | 1275100 | 0 | 153.4129 | 166.0089 | 176.1189
[20 empty] | 4353 | 2020-07-01 08:00 | 4353 | 7 | 1 | 9 | 116257.111 | 116.2571 | 294.408 | 54788.7 | 164.057 | 559.7625 | 0 | 0 | 0 | 1281900 | 0 | 308.283 | 54788.7 | 174.88 | 596.6906 | 0 | 0 | 0 | 1414760 | 0 | 319.786 | 54788.7 | 184.058 | 628.0059 | 0 | 0 | 0 | 1356000 | 0 | 178.1509 | 192.0259 | 203.5289
[20 empty] | 4354 | 2020-07-01 09:00 | 4354 | 7 | 1 | 10 | 207356.356 | 207.3564 | 294.948 | 54642 | 161.019 | 549.3968 | 0 | 0 | 0 | 1196280 | -53.2598 | 308.779 | 54642 | 171.789 | 586.1441 | 0 | 0 | 0 | 1328220 | -53.2734 | 320.533 | 54642 | 180.99 | 617.5379 | 0 | 0 | 0 | 1269220 | -53.2422 | 87.5916 | 101.4226 | 113.1766
[20 empty] | 4355 | 2020-07-01 10:00 | 4355 | 7 | 1 | 11 | 250649.123 | 250.6491 | 278.653 | 126659 | 158.31 | 540.1537 | 0 | 0 | 0 | 1162670 | 0 | 292.436 | 126659 | 169.067 | 576.8566 | 0 | 0 | 0 | 1294620 | 0 | 303.961 | 126659 | 178.199 | 608.015 | 0 | 0 | 0 | 1235740 | 0 | 28.0039 | 41.7869 | 53.3119
[20 empty] | 4356 | 2020-07-01 11:00 | 4356 | 7 | 1 | 12 | 271425.593 | 271.4256 | 298.019 | 126659 | 164.2 | 560.2504 | 0 | 0 | 0 | 1211010 | 0 | 312.113 | 126659 | 175.202 | 597.7892 | 0 | 0 | 0 | 1340150 | 0 | 323.897 | 126659 | 184.522 | 629.5891 | 0 | 0 | 0 | 1282300 | 0 | 26.5934 | 40.6874 | 52.4714
[20 empty] | 4357 | 2020-07-01 12:00 | 4357 | 7 | 1 | 13 | 273117.009 | 273.117 | 260.791 | 84148.2 | 161.314 | 550.4034 | 0 | 0 | 0 | 1190570 | 0 | 274.626 | 84148.2 | 172.011 | 586.9015 | 0 | 0 | 0 | 1320130 | 0 | 286.19 | 84148.2 | 181.133 | 618.0258 | 0 | 0 | 0 | 1262400 | 0 | -12.326 | 1.509 | 13.073
[20 empty] | 4358 | 2020-07-01 13:00 | 4358 | 7 | 1 | 14 | 252671.869 | 252.6719 | 253.256 | 54568.6 | 159.741 | 545.0363 | 0 | 0 | 0 | 1164110 | 0 | 267.324 | 54568.6 | 170.53 | 581.8484 | 0 | 0 | 0 | 1296640 | 0 | 279.091 | 54568.6 | 179.754 | 613.3206 | 0 | 0 | 0 | 1237610 | 0 | 0.58413 | 14.6521 | 26.4191
[20 empty] | 4359 | 2020-07-01 14:00 | 4359 | 7 | 1 | 15 | 220443.123 | 220.4431 | 255.843 | 55008.7 | 168.782 | 575.8842 | 0 | 0 | 0 | 1436010 | 0 | 269.934 | 55008.7 | 179.979 | 614.0883 | 0 | 0 | 0 | 1587560 | 0 | 281.761 | 55008.7 | 189.24 | 645.6869 | 0 | 0 | 0 | 1522140 | 0 | 35.3999 | 49.4909 | 61.3179
[20 empty] | 4360 | 2020-07-01 15:00 | 4360 | 7 | 1 | 16 | 35115.304 | 35.1153 | 193.713 | 30377.4 | 148.029 | 505.0749 | 0 | 0 | 0 | 1144100 | -799.047 | 206.599 | 30377.4 | 158.915 | 542.218 | 0 | 0 | 0 | 1302730 | -980.231 | 217.782 | 30377.4 | 168.261 | 574.1065 | 0 | 0 | 0 | 1232120 | -899.812 | 158.5977 | 171.4837 | 182.6667
[20 empty] | 4361 | 2020-07-01 16:00 | 4361 | 7 | 1 | 17 | 123480.135 | 123.4801 | 11.6503 | 30377.4 | 0 | 0 | 0 | 0 | 0 | 0 | 0 | 11.6503 | 30377.4 | 0 | 0 | 0 | 0 | 0 | 0 | 0 | 11.6503 | 30377.4 | 0 | 0 | 0 | 0 | 0 | 0 | 0 | -111.8298 | -111.8298 | -111.8298
[20 empty] | 4362 | 2020-07-01 17:00 | 4362 | 7 | 1 | 18 | 57078.913 | 57.0789 | 12.2446 | 30524.1 | 0 | 0 | 0 | 0 | 0 | 0 | 0 | 12.2446 | 30524.1 | 0 | 0 | 0 | 0 | 0 | 0 | 0 | 12.2446 | 30524.1 | 0 | 0 | 0 | 0 | 0 | 0 | 0 | -44.8343 | -44.8343 | -44.8343
[20 empty] | 4363 | 2020-07-01 18:00 | 4363 | 7 | 1 | 19 | 15679.271 | 15.6793 | 8.8603 | 29937.4 | 0 | 0 | 0 | 0 | 0 | 0 | 0 | 8.8603 | 29937.4 | 0 | 0 | 0 | 0 | 0 | 0 | 0 | 8.8603 | 29937.4 | 0 | 0 | 0 | 0 | 0 | 0 | 0 | -6.819 | -6.819 | -6.819
[20 empty] | 4364 | 2020-07-01 19:00 | 4364 | 7 | 1 | 20 | 0 | 0 | 8.8603 | 7649.23 | 0 | 0 | 0 | 0 | 0 | 0 | 0 | 8.8603 | 7649.23 | 0 | 0 | 0 | 0 | 0 | 0 | 0 | 8.8603 | 7649.23 | 0 | 0 | 0 | 0 | 0 | 0 | 0 | 8.8603 | 8.8603 | 8.8603
[20 empty] | 4365 | 2020-07-01 20:00 | 4365 | 7 | 1 | 21 | 0 | 0 | 26.8823 | 7869.21 | 13.4534 | 45.903 | 0 | 0 | 0 | 88254.3 | 0 | 26.8823 | 7869.21 | 13.4535 | 45.9033 | 0 | 0 | 0 | 88254.2 | 0 | 26.8822 | 7869.21 | 13.4534 | 45.903 | 0 | 0 | 0 | 88254.9 | 0 | 26.8823 | 26.8823 | 26.8822
[20 empty] | 4366 | 2020-07-01 21:00 | 4366 | 7 | 1 | 22 | 0 | 0 | 8.8603 | 7942.53 | 0 | 0 | 0 | 0 | 0 | 0 | 0 | 8.8603 | 7942.53 | 0 | 0 | 0 | 0 | 0 | 0 | 0 | 8.8603 | 7942.53 | 0 | 0 | 0 | 0 | 0 | 0 | 0 | 8.8603 | 8.8603 | 8.8603
[20 empty] | 4367 | 2020-07-01 22:00 | 4367 | 7 | 1 | 23 | 0 | 0 | 8.8603 | 7942.53 | 0 | 0 | 0 | 0 | 0 | 0 | 0 | 8.8603 | 7942.53 | 0 | 0 | 0 | 0 | 0 | 0 | 0 | 8.8603 | 7942.53 | 0 | 0 | 0 | 0 | 0 | 0 | 0 | 8.8603 | 8.8603 | 8.8603
[20 empty] | 4368 | 2020-07-01 23:00 | 4368 | 7 | 1 | 24 | 0 | 0 | 7.3488 | 8162.51 | 0 | 0 | 0 | 0 | 0 | 0 | 0 | 7.3488 | 8162.51 | 0 | 0 | 0 | 0 | 0 | 0 | 0 | 7.3488 | 8162.51 | 0 | 0 | 0 | 0 | 0 | 0 | 0 | 7.3488 | 7.3488 | 7.3488
[20 empty] | 4369 | 2020-07-02 | 4369 | 7 | 2 | 1 | 0 | 0 | 24.4268 | 8455.81 | 12.5095 | 42.6824 | 0 | 0 | 0 | 89071.8 | 0 | 24.4269 | 8455.81 | 12.5096 | 42.6828 | 0 | 0 | 0 | 89071.7 | 0 | 24.4268 | 8455.81 | 12.5095 | 42.6824 | 0 | 0 | 0 | 89072.2 | 0 | 24.4268 | 24.4269 | 24.4268
[20 empty] | 4370 | 2020-07-02 01:00 | 4370 | 7 | 2 | 2 | 0 | 0 | 7.3488 | 8455.81 | 0 | 0 | 0 | 0 | 0 | 0 | 0 | 7.3488 | 8455.81 | 0 | 0 | 0 | 0 | 0 | 0 | 0 | 7.3488 | 8455.81 | 0 | 0 | 0 | 0 | 0 | 0 | 0 | 7.3488 | 7.3488 | 7.3488
[20 empty] | 4371 | 2020-07-02 02:00 | 4371 | 7 | 2 | 3 | 0 | 0 | 7.3488 | 8529.14 | 0 | 0 | 0 | 0 | 0 | 0 | 0 | 7.3488 | 8529.14 | 0 | 0 | 0 | 0 | 0 | 0 | 0 | 7.3488 | 8529.14 | 0 | 0 | 0 | 0 | 0 | 0 | 0 | 7.3488 | 7.3488 | 7.3488
[20 empty] | 4372 | 2020-07-02 03:00 | 4372 | 7 | 2 | 4 | 0 | 0 | 7.3488 | 8749.11 | 0 | 0 | 0 | 0 | 0 | 0 | 0 | 7.3488 | 8749.11 | 0 | 0 | 0 | 0 | 0 | 0 | 0 | 7.3488 | 8749.11 | 0 | 0 | 0 | 0 | 0 | 0 | 0 | 7.3488 | 7.3488 | 7.3488
[20 empty] | 4373 | 2020-07-02 04:00 | 4373 | 7 | 2 | 5 | 0 | 0 | 30.2041 | 8749.11 | 15.9664 | 54.4774 | 0 | 0 | 0 | 119121 | 0 | 32.2209 | 8749.11 | 17.5599 | 59.9144 | 0 | 0 | 0 | 139874 | 0 | 33.6558 | 8749.11 | 18.7472 | 63.9654 | 0 | 0 | 0 | 131010 | 0 | 30.2041 | 32.2209 | 33.6558
[20 empty] | 4374 | 2020-07-02 05:00 | 4374 | 7 | 2 | 6 | 16883.862 | 16.8839 | 127.756 | 30890.8 | 89.361 | 304.8997 | 0 | 0 | 0 | 644962 | 0 | 135.875 | 30890.8 | 95.8483 | 327.0344 | 0 | 0 | 0 | 730446 | 0 | 142.429 | 30890.8 | 101.248 | 345.4582 | 0 | 0 | 0 | 691559 | 0 | 110.8721 | 118.9911 | 125.5451
[20 empty] | 4375 | 2020-07-02 06:00 | 4375 | 7 | 2 | 7 | 58805.107 | 58.8051 | 229.379 | 80452.6 | 131.008 | 446.9993 | 0 | 0 | 0 | 1056380 | 0 | 239.8 | 80452.6 | 139.671 | 476.5575 | 0 | 0 | 0 | 1169720 | 0 | 248.834 | 80452.6 | 147.393 | 502.9049 | 0 | 0 | 0 | 1117780 | 0 | 170.5739 | 180.9949 | 190.0289
[20 empty] | 4376 | 2020-07-02 07:00 | 4376 | 7 | 2 | 8 | 102873.887 | 102.8739 | 265.04 | 80452.6 | 142.729 | 486.9913 | 0 | 0 | 0 | 1165530 | 0 | 276.176 | 80452.6 | 151.571 | 517.1603 | 0 | 0 | 0 | 1287010 | 0 | 285.755 | 80452.6 | 159.381 | 543.808 | 0 | 0 | 0 | 1231790 | 0 | 162.1661 | 173.3021 | 182.8811
[20 empty] | 4377 | 2020-07-02 08:00 | 4377 | 7 | 2 | 9 | 149288.588 | 149.2886 | 283.704 | 55155.5 | 155.589 | 530.8697 | 0 | 0 | 0 | 1253230 | 0 | 296.231 | 55155.5 | 165.427 | 564.4369 | 0 | 0 | 0 | 1382530 | 0 | 307.137 | 55155.5 | 174.123 | 594.1077 | 0 | 0 | 0 | 1323220 | 0 | 134.4154 | 146.9424 | 157.8484
[20 empty] | 4378 | 2020-07-02 09:00 | 4378 | 7 | 2 | 10 | 189070.08 | 189.0701 | 296.48 | 55008.7 | 164.88 | 562.5706 | 0 | 0 | 0 | 1357350 | -184.064 | 309.789 | 55008.7 | 175.378 | 598.3897 | 0 | 0 | 0 | 1492510 | -184.084 | 321.513 | 55008.7 | 184.676 | 630.1145 | 0 | 0 | 0 | 1430420 | -184.07 | 107.4099 | 120.7189 | 132.4429
[20 empty] | 4379 | 2020-07-02 10:00 | 4379 | 7 | 2 | 11 | 205153.148 | 205.1531 | 280.558 | 126659 | 162.77 | 555.3712 | 0 | 0 | 0 | 1310840 | 0 | 293.702 | 126659 | 173.127 | 590.7093 | 0 | 0 | 0 | 1445970 | 0 | 305.237 | 126659 | 182.329 | 622.1065 | 0 | 0 | 0 | 1383340 | 0 | 75.4049 | 88.5489 | 100.0839
[20 empty] | 4380 | 2020-07-02 11:00 | 4380 | 7 | 2 | 12 | 203503.128 | 203.5031 | 309.411 | 126659 | 178.173 | 607.9263 | 0 | 0 | 0 | 1512550 | 0 | 322.911 | 126659 | 188.893 | 644.5029 | 0 | 0 | 0 | 1649320 | 0 | 334.701 | 126659 | 198.387 | 676.8964 | 0 | 0 | 0 | 1586350 | 0 | 105.9079 | 119.4079 | 131.1979
[20 empty] | 4381 | 2020-07-02 12:00 | 4381 | 7 | 2 | 13 | 216377.203 | 216.3772 | 274.67 | 85063 | 177.046 | 604.081 | 0 | 0 | 0 | 1467320 | 0 | 288.176 | 85063 | 188.117 | 641.8552 | 0 | 0 | 0 | 1608060 | 0 | 300.182 | 85063 | 197.848 | 675.0574 | 0 | 0 | 0 | 1543820 | 0 | 58.2928 | 71.7988 | 83.8048
[20 empty] | 4382 | 2020-07-02 13:00 | 4382 | 7 | 2 | 14 | 202069.056 | 202.0691 | 267.253 | 54788.7 | 174.647 | 595.8956 | 0 | 0 | 0 | 1431150 | 0 | 280.783 | 54788.7 | 186.166 | 635.1984 | 0 | 0 | 0 | 1580720 | 0 | 292.832 | 54788.7 | 196.016 | 668.8066 | 0 | 0 | 0 | 1514080 | 0 | 65.1839 | 78.7139 | 90.7629
[20 empty] | 4383 | 2020-07-02 14:00 | 4383 | 7 | 2 | 15 | 169885.265 | 169.8853 | 252.013 | 55008.7 | 165.697 | 565.3582 | 0 | 0 | 0 | 1349810 | 0 | 264.98 | 55008.7 | 176.779 | 603.1699 | 0 | 0 | 0 | 1500460 | 0 | 276.499 | 55008.7 | 186.174 | 635.2257 | 0 | 0 | 0 | 1433380 | 0 | 82.1277 | 95.0947 | 106.6137
[20 empty] | 4384 | 2020-07-02 15:00 | 4384 | 7 | 2 | 16 | 118518.58 | 118.5186 | 192.283 | 30304.1 | 146.014 | 498.1998 | 0 | 0 | 0 | 1099760 | -810.42 | 204.86 | 30304.1 | 156.52 | 534.0462 | 0 | 0 | 0 | 1257300 | -1008.51 | 216.336 | 30304.1 | 166.087 | 566.6888 | 0 | 0 | 0 | 1183010 | -934.265 | 73.7644 | 86.3414 | 97.8174
[20 empty] | 4385 | 2020-07-02 16:00 | 4385 | 7 | 2 | 17 | 100425.522 | 100.4255 | 11.6503 | 30304.1 | 0 | 0 | 0 | 0 | 0 | 0 | 0 | 11.6503 | 30304.1 | 0 | 0 | 0 | 0 | 0 | 0 | 0 | 11.6503 | 30304.1 | 0 | 0 | 0 | 0 | 0 | 0 | 0 | -88.7752 | -88.7752 | -88.7752
[20 empty] | 4386 | 2020-07-02 17:00 | 4386 | 7 | 2 | 18 | 38189.397 | 38.1894 | 12.2446 | 29717.3 | 0 | 0 | 0 | 0 | 0 | 0 | 0 | 12.2446 | 29717.3 | 0 | 0 | 0 | 0 | 0 | 66940.9 | -26.4171 | 26.5592 | 29717.3 | 11.1322 | 37.9831 | 0 | 0 | 0 | 0 | 0 | -25.9448 | -25.9448 | -11.6302
[20 empty] | 4387 | 2020-07-02 18:00 | 4387 | 7 | 2 | 19 | 799.205 | 0.79921 | 8.8603 | 29864 | 0 | 0 | 0 | 0 | 0 | 0 | 0 | 8.8603 | 29864 | 0 | 0 | 0 | 0 | 0 | 105063 | -47.7105 | 30.2942 | 29864 | 17.1944 | 58.6673 | 0 | 0 | 0 | 0 | 0 | 8.0611 | 8.0611 | 29.495
[20 empty] | 4388 | 2020-07-02 19:00 | 4388 | 7 | 2 | 20 | 0 | 0 | 8.8603 | 7502.58 | 0 | 0 | 0 | 0 | 0 | 0 | 0 | 8.8603 | 7502.58 | 0 | 0 | 0 | 0 | 0 | 0 | 0 | 8.8603 | 7502.58 | 0 | 0 | 0 | 0 | 0 | 0 | 0 | 8.8603 | 8.8603 | 8.8603
[20 empty] | 4389 | 2020-07-02 20:00 | 4389 | 7 | 2 | 21 | 0 | 0 | 27.4107 | 7722.55 | 13.9819 | 47.7062 | 0 | 0 | 0 | 89152.3 | 0 | 27.4107 | 7722.55 | 13.9819 | 47.7062 | 0 | 0 | 0 | 89152 | 0 | 27.4106 | 7722.55 | 13.9818 | 47.7059 | 0 | 0 | 0 | 89152.3 | 0 | 27.4107 | 27.4107 | 27.4106
[20 empty] | 4390 | 2020-07-02 21:00 | 4390 | 7 | 2 | 22 | 0 | 0 | 8.8603 | 7942.53 | 0 | 0 | 0 | 0 | 0 | 0 | 0 | 8.8603 | 7942.53 | 0 | 0 | 0 | 0 | 0 | 0 | 0 | 8.8603 | 7942.53 | 0 | 0 | 0 | 0 | 0 | 0 | 0 | 8.8603 | 8.8603 | 8.8603
[20 empty] | 4391 | 2020-07-02 22:00 | 4391 | 7 | 2 | 23 | 0 | 0 | 8.8603 | 7942.53 | 0 | 0 | 0 | 0 | 0 | 0 | 0 | 8.8603 | 7942.53 | 0 | 0 | 0 | 0 | 0 | 0 | 0 | 8.8603 | 7942.53 | 0 | 0 | 0 | 0 | 0 | 0 | 0 | 8.8603 | 8.8603 | 8.8603
[20 empty] | 4392 | 2020-07-02 23:00 | 4392 | 7 | 2 | 24 | 0 | 0 | 7.8094 | 8089.18 | 0 | 0 | 0 | 0 | 0 | 0 | 0 | 7.8094 | 8089.18 | 0 | 0 | 0 | 0 | 0 | 0 | 0 | 7.8094 | 8089.18 | 0 | 0 | 0 | 0 | 0 | 0 | 0 | 7.8094 | 7.8094 | 7.8094
[20 empty] | 4393 | 2020-07-03 | 4393 | 7 | 3 | 1 | 0 | 0 | 25.3543 | 8235.83 | 12.9765 | 44.2758 | 0 | 0 | 0 | 88834.1 | 0 | 25.3543 | 8235.83 | 12.9764 | 44.2755 | 0 | 0 | 0 | 88833.7 | 0 | 25.3543 | 8235.83 | 12.9764 | 44.2755 | 0 | 0 | 0 | 88834 | 0 | 25.3543 | 25.3543 | 25.3543
[20 empty] | 4394 | 2020-07-03 01:00 | 4394 | 7 | 3 | 2 | 0 | 0 | 7.8094 | 8235.83 | 0 | 0 | 0 | 0 | 0 | 0 | 0 | 7.8094 | 8235.83 | 0 | 0 | 0 | 0 | 0 | 0 | 0 | 7.8094 | 8235.83 | 0 | 0 | 0 | 0 | 0 | 0 | 0 | 7.8094 | 7.8094 | 7.8094
[20 empty] | 4395 | 2020-07-03 02:00 | 4395 | 7 | 3 | 3 | 0 | 0 | 7.8094 | 8529.14 | 0 | 0 | 0 | 0 | 0 | 0 | 0 | 7.8094 | 8529.14 | 0 | 0 | 0 | 0 | 0 | 0 | 0 | 7.8094 | 8529.14 | 0 | 0 | 0 | 0 | 0 | 0 | 0 | 7.8094 | 7.8094 | 7.8094
[20 empty] | 4396 | 2020-07-03 03:00 | 4396 | 7 | 3 | 4 | 0 | 0 | 7.8094 | 8675.79 | 0 | 0 | 0 | 0 | 0 | 0 | 0 | 7.8094 | 8675.79 | 0 | 0 | 0 | 0 | 0 | 0 | 0 | 7.8094 | 8675.79 | 0 | 0 | 0 | 0 | 0 | 0 | 0 | 7.8094 | 7.8094 | 7.8094
[20 empty] | 4397 | 2020-07-03 04:00 | 4397 | 7 | 3 | 5 | 0 | 0 | 7.8094 | 8675.79 | 0 | 0 | 0 | 0 | 0 | 0 | 0 | 7.8094 | 8675.79 | 0 | 0 | 0 | 0 | 0 | 0 | 0 | 7.8094 | 8675.79 | 0 | 0 | 0 | 0 | 0 | 0 | 0 | 7.8094 | 7.8094 | 7.8094
[20 empty] | 4398 | 2020-07-03 05:00 | 4398 | 7 | 3 | 6 | 16680.789 | 16.6808 | 25.0351 | 8382.48 | 12.6621 | 43.2031 | 0 | 0 | 0 | 88883.5 | 0 | 25.0339 | 8382.48 | 12.6621 | 43.2031 | 0 | 0 | 0 | 88883.1 | 0 | 25.0334 | 8382.48 | 12.6621 | 43.2031 | 0 | 0 | 0 | 88883.4 | 0 | 8.3543 | 8.3531 | 8.3526
[20 empty] | 4399 | 2020-07-03 06:00 | 4399 | 7 | 3 | 7 | 72806.131 | 72.8061 | 7.8027 | 8382.48 | 0 | 0 | 0 | 0 | 0 | 0 | 0 | 18.5499 | 8382.48 | 8.9649 | 30.5882 | 0 | 0 | 0 | 66880.8 | 0 | 19.1945 | 8382.48 | 9.5094 | 32.4462 | 0 | 0 | 0 | 63214.1 | 0 | -65.0035 | -54.2562 | -53.6116
[20 empty] | 4400 | 2020-07-03 07:00 | 4400 | 7 | 3 | 8 | 141961.39 | 141.9614 | 17.8939 | 8382.48 | 8.4065 | 28.683 | 0 | 0 | 0 | 59325.6 | 0 | 19.6437 | 8382.48 | 8.8188 | 30.0896 | 0 | 0 | 0 | 68749.6 | -105.877 | 20.9075 | 8382.48 | 9.7998 | 33.4368 | 0 | 0 | 0 | 61863.6 | -69.3522 | -124.0675 | -122.3177 | -121.0539
[20 empty] | 4401 | 2020-07-03 08:00 | 4401 | 7 | 3 | 9 | 197938.859 | 197.9389 | 19.9933 | 7869.21 | 9.1608 | 31.2565 | 0 | 0 | 0 | 59136.4 | -86.4219 | 21.1672 | 7869.21 | 10.1667 | 34.6888 | 0 | 0 | 0 | 182274 | -178.42 | 42.474 | 7869.21 | 28.1548 | 96.0642 | 0 | 0 | 0 | 65613.2 | -194.236 | -177.9456 | -176.7717 | -155.4649
[20 empty] | 4402 | 2020-07-03 09:00 | 4402 | 7 | 3 | 10 | 239028.424 | 239.0284 | 38.6903 | 7795.88 | 23.2642 | 79.3775 | 0 | 0 | 0 | 148443 | -57.6122 | 45.5141 | 7795.88 | 29.059 | 99.1493 | 0 | 0 | 0 | 275318 | -180.107 | 62.2859 | 7795.88 | 43.1348 | 147.1759 | 0 | 0 | 0 | 185611 | -78.8236 | -200.3381 | -193.5143 | -176.7425
[20 empty] | 4403 | 2020-07-03 10:00 | 4403 | 7 | 3 | 11 | 262753.142 | 262.7531 | 20.2142 | 7795.88 | 9.3704 | 31.9717 | 0 | 0 | 0 | 59728.8 | -41.5137 | 34.5853 | 7795.88 | 21.5956 | 73.6842 | 0 | 0 | 0 | 186047 | -132.818 | 43.6988 | 7795.88 | 29.1623 | 99.5018 | 0 | 0 | 0 | 138209 | -60.8188 | -242.5389 | -228.1678 | -219.0543
[20 empty] | 4404 | 2020-07-03 11:00 | 4404 | 7 | 3 | 12 | 270782.984 | 270.783 | 20.2657 | 7722.55 | 9.4357 | 32.1946 | 0 | 0 | 0 | 59443.5 | -37.6447 | 40.0782 | 7722.55 | 26.2693 | 89.6309 | 0 | 0 | 0 | 185267 | -155.862 | 43.878 | 7722.55 | 29.381 | 100.248 | 0 | 0 | 0 | 165827 | -64.8299 | -250.5173 | -230.7048 | -226.905
[20 empty] | 4405 | 2020-07-03 12:00 | 4405 | 7 | 3 | 13 | 265481.49 | 265.4815 | 20.032 | 7795.88 | 9.208 | 31.4177 | 0 | 0 | 0 | 58698.2 | -22.3571 | 33.0314 | 7795.88 | 20.2195 | 68.9889 | 0 | 0 | 0 | 182029 | -186.632 | 42.9654 | 7795.88 | 28.5298 | 97.3437 | 0 | 0 | 0 | 129006 | -79.4885 | -245.4495 | -232.4501 | -222.5161
[20 empty] | 4406 | 2020-07-03 13:00 | 4406 | 7 | 3 | 14 | 229205.194 | 229.2052 | 38.4083 | 7795.88 | 23.0223 | 78.5521 | 0 | 0 | 0 | 146774 | -54.7782 | 57.7472 | 7795.88 | 39.4235 | 134.513 | 0 | 0 | 0 | 269993 | -399.057 | 61.3073 | 7795.88 | 42.3335 | 144.4419 | 0 | 0 | 0 | 251546 | -199.864 | -190.7969 | -171.458 | -167.8979
[20 empty] | 4407 | 2020-07-03 14:00 | 4407 | 7 | 3 | 15 | 185813.429 | 185.8134 | 25.2482 | 7722.55 | 13.6734 | 46.6536 | 0 | 0 | 0 | 86333.2 | -115.543 | 39.899 | 7722.55 | 26.1215 | 89.1266 | 0 | 0 | 0 | 226975 | -744.257 | 51.5559 | 7722.55 | 35.9795 | 122.7621 | 0 | 0 | 0 | 164686 | -530.194 | -160.5652 | -145.9144 | -134.2575
[20 empty] | 4408 | 2020-07-03 15:00 | 4408 | 7 | 3 | 16 | 148471.879 | 148.4719 | 37.6737 | 7575.9 | 24.3133 | 82.957 | 0 | 0 | 0 | 150162 | -134.396 | 40.8186 | 7575.9 | 26.9736 | 92.0339 | 0 | 0 | 0 | 228591 | -837.668 | 52.7774 | 7575.9 | 37.0931 | 126.5617 | 0 | 0 | 0 | 166161 | -506.15 | -110.7982 | -107.6533 | -95.6945
[20 empty] | 4409 | 2020-07-03 16:00 | 4409 | 7 | 3 | 17 | 119889.533 | 119.8895 | 37.7033 | 7575.9 | 24.3129 | 82.9556 | 0 | 0 | 0 | 149769 | -169.605 | 48.9834 | 7575.9 | 33.9496 | 115.836 | 0 | 0 | 0 | 239122 | -326.953 | 54.8706 | 7575.9 | 38.8094 | 132.4177 | 0 | 0 | 0 | 209241 | -278.221 | -82.1862 | -70.9061 | -65.0189
[20 empty] | 4410 | 2020-07-03 17:00 | 4410 | 7 | 3 | 18 | 66279.284 | 66.2793 | 37.2711 | 7722.55 | 23.8595 | 81.4086 | 0 | 0 | 0 | 150429 | -59.7541 | 48.4022 | 7722.55 | 33.3098 | 113.653 | 0 | 0 | 0 | 239442 | -137.149 | 54.0119 | 7722.55 | 37.9617 | 129.5253 | 0 | 0 | 0 | 210099 | -97.6783 | -29.0082 | -17.8771 | -12.2674
[20 empty] | 4411 | 2020-07-03 18:00 | 4411 | 7 | 3 | 19 | 14564.84 | 14.5648 | 55.354 | 7795.88 | 37.3651 | 127.4897 | 0 | 0 | 0 | 238186 | -55.8184 | 66.3473 | 7795.88 | 46.6748 | 159.2544 | 0 | 0 | 0 | 325769 | -112.154 | 71.6607 | 7795.88 | 51.0773 | 174.2757 | 0 | 0 | 0 | 297643 | -84.1711 | 40.7892 | 51.7825 | 57.0959
[20 empty] | 4412 | 2020-07-03 19:00 | 4412 | 7 | 3 | 20 | 0 | 0 | 36.307 | 7795.88 | 23.0253 | 78.5623 | 0 | 0 | 0 | 146208 | -1.1476 | 39.4909 | 7795.88 | 25.7585 | 87.888 | 0 | 0 | 0 | 225284 | -3.5522 | 50.9794 | 7795.88 | 35.4529 | 120.9653 | 0 | 0 | 0 | 163619 | -1.5431 | 36.307 | 39.4909 | 50.9794
[20 empty] | 4413 | 2020-07-03 20:00 | 4413 | 7 | 3 | 21 | 0 | 0 | 23.7464 | 8015.86 | 13.3857 | 45.672 | 0 | 0 | 0 | 88111.9 | 0 | 36.5449 | 8015.86 | 24.1913 | 82.5407 | 0 | 0 | 0 | 175473 | 0 | 39.4324 | 8015.86 | 26.6413 | 90.9001 | 0 | 0 | 0 | 159303 | 0 | 23.7464 | 36.5449 | 39.4324
[20 empty] | 4414 | 2020-07-03 21:00 | 4414 | 7 | 3 | 22 | 0 | 0 | 7.8094 | 8162.51 | 0 | 0 | 0 | 0 | 0 | 0 | 0 | 24.6433 | 8162.51 | 14.0986 | 48.1044 | 0 | 0 | 0 | 171448 | 0 | 38.0464 | 8162.51 | 25.3698 | 86.5618 | 0 | 0 | 0 | 95252.7 | 0 | 7.8094 | 24.6433 | 38.0464
[20 empty] | 4415 | 2020-07-03 22:00 | 4415 | 7 | 3 | 23 | 0 | 0 | 25.3814 | 8162.51 | 13.0035 | 44.3679 | 0 | 0 | 0 | 87883.6 | 0 | 41.2041 | 8162.51 | 26.2316 | 89.5022 | 0 | 0 | 0 | 190248 | 0 | 43.4493 | 8162.51 | 28.1304 | 95.9809 | 0 | 0 | 0 | 177364 | 0 | 25.3814 | 41.2041 | 43.4493
[20 empty] | 4416 | 2020-07-03 23:00 | 4416 | 7 | 3 | 24 | 0 | 0 | 7.8094 | 8382.48 | 0 | 0 | 0 | 0 | 0 | 0 | 0 | 7.8094 | 8382.48 | 0 | 0 | 0 | 0 | 0 | 0 | 0 | 7.8094 | 8382.48 | 0 | 0 | 0 | 0 | 0 | 0 | 0 | 7.8094 | 7.8094 | 7.8094
[20 empty] | 4417 | 2020-07-04 | 4417 | 7 | 4 | 1 | 0 | 0 | 7.8094 | 8455.81 | 0 | 0 | 0 | 0 | 0 | 0 | 0 | 7.8094 | 8455.81 | 0 | 0 | 0 | 0 | 0 | 0 | 0 | 7.8094 | 8455.81 | 0 | 0 | 0 | 0 | 0 | 0 | 0 | 7.8094 | 7.8094 | 7.8094
[20 empty] | 4418 | 2020-07-04 01:00 | 4418 | 7 | 4 | 2 | 0 | 0 | 7.8094 | 8455.81 | 0 | 0 | 0 | 0 | 0 | 0 | 0 | 7.8094 | 8455.81 | 0 | 0 | 0 | 0 | 0 | 0 | 0 | 7.8094 | 8455.81 | 0 | 0 | 0 | 0 | 0 | 0 | 0 | 7.8094 | 7.8094 | 7.8094
[20 empty] | 4419 | 2020-07-04 02:00 | 4419 | 7 | 4 | 3 | 0 | 0 | 7.8094 | 8895.77 | 0 | 0 | 0 | 0 | 0 | 0 | 0 | 7.8094 | 8895.77 | 0 | 0 | 0 | 0 | 0 | 0 | 0 | 7.8094 | 8895.77 | 0 | 0 | 0 | 0 | 0 | 0 | 0 | 7.8094 | 7.8094 | 7.8094
[20 empty] | 4420 | 2020-07-04 03:00 | 4420 | 7 | 4 | 4 | 0 | 0 | 24.1791 | 8749.11 | 11.8013 | 40.266 | 0 | 0 | 0 | 87913.9 | 0 | 24.1791 | 8749.11 | 11.8013 | 40.266 | 0 | 0 | 0 | 87913.4 | 0 | 24.1791 | 8749.11 | 11.8012 | 40.2657 | 0 | 0 | 0 | 87913.9 | 0 | 24.1791 | 24.1791 | 24.1791
[20 empty] | 4421 | 2020-07-04 04:00 | 4421 | 7 | 4 | 5 | 0 | 0 | 7.8094 | 8749.11 | 0 | 0 | 0 | 0 | 0 | 0 | 0 | 7.8094 | 8749.11 | 0 | 0 | 0 | 0 | 0 | 0 | 0 | 7.8094 | 8749.11 | 0 | 0 | 0 | 0 | 0 | 0 | 0 | 7.8094 | 7.8094 | 7.8094
[20 empty] | 4422 | 2020-07-04 05:00 | 4422 | 7 | 4 | 6 | 802.098 | 0.8021 | 7.8045 | 8455.81 | 0 | 0 | 0 | 0 | 0 | 0 | 0 | 7.8032 | 8455.81 | 0 | 0 | 0 | 0 | 0 | 0 | 0 | 7.8027 | 8455.81 | 0 | 0 | 0 | 0 | 0 | 0 | 0 | 7.0024 | 7.0011 | 7.0006
[20 empty] | 4423 | 2020-07-04 06:00 | 4423 | 7 | 4 | 7 | 44358.602 | 44.3586 | 18.2028 | 8162.51 | 8.7167 | 29.7413 | 0 | 0 | 0 | 59008.3 | 0 | 18.8616 | 8162.51 | 9.2771 | 31.6536 | 0 | 0 | 0 | 67743.4 | 0 | 19.6987 | 8162.51 | 9.9878 | 34.0784 | 0 | 0 | 0 | 62899.9 | 0 | -26.1558 | -25.497 | -24.6599
[20 empty] | 4424 | 2020-07-04 07:00 | 4424 | 7 | 4 | 8 | 53292.966 | 53.293 | 37.0962 | 8162.51 | 21.7087 | 74.0701 | 0 | 0 | 0 | 146978 | -34.4728 | 49.1076 | 8162.51 | 31.8656 | 108.7254 | 0 | 0 | 0 | 313971 | -80.3708 | 66.2994 | 8162.51 | 46.3211 | 158.0476 | 0 | 0 | 0 | 215865 | -67.2699 | -16.1968 | -4.1854 | 13.0064
[20 empty] | 4425 | 2020-07-04 08:00 | 4425 | 7 | 4 | 9 | 69518.182 | 69.5182 | 37.3587 | 7869.21 | 23.9173 | 81.6058 | 0 | 0 | 0 | 154480 | -69.9258 | 47.818 | 7869.21 | 32.764 | 111.7908 | 0 | 0 | 0 | 239863 | -242.169 | 53.1945 | 7869.21 | 37.123 | 126.6637 | 0 | 0 | 0 | 211770 | -124.917 | -32.1595 | -21.7002 | -16.3237
[20 empty] | 4426 | 2020-07-04 09:00 | 4426 | 7 | 4 | 10 | 53843.621 | 53.8436 | 37.9683 | 7795.88 | 24.4138 | 83.2999 | 0 | 0 | 0 | 155860 | -58.0538 | 49.3716 | 7795.88 | 34.0448 | 116.1609 | 0 | 0 | 0 | 248378 | -171.438 | 55.3052 | 7795.88 | 38.912 | 132.7677 | 0 | 0 | 0 | 217362 | -123.382 | -15.8753 | -4.472 | 1.4616
[20 empty] | 4427 | 2020-07-04 10:00 | 4427 | 7 | 4 | 11 | 112931.328 | 112.9313 | 37.7045 | 7795.88 | 24.2055 | 82.5892 | 0 | 0 | 0 | 154484 | -46.7891 | 49.007 | 7795.88 | 33.7627 | 115.1983 | 0 | 0 | 0 | 246089 | -158.452 | 54.8354 | 7795.88 | 38.5525 | 131.5411 | 0 | 0 | 0 | 215517 | -98.7257 | -75.2268 | -63.9243 | -58.0959
[20 empty] | 4428 | 2020-07-04 11:00 | 4428 | 7 | 4 | 12 | 51148.882 | 51.1489 | 49.9241 | 7795.88 | 32.791 | 111.8829 | 0 | 0 | 0 | 209384 | -27.3177 | 59.6288 | 7795.88 | 41.0189 | 139.9565 | 0 | 0 | 0 | 331775 | -107.521 | 72.6599 | 7795.88 | 51.9553 | 177.2715 | 0 | 0 | 0 | 261928 | -56.5616 | -1.2248 | 8.4799 | 21.511
[20 empty] | 4429 | 2020-07-04 12:00 | 4429 | 7 | 4 | 13 | 42676.628 | 42.6766 | 37.6041 | 7869.21 | 24.1253 | 82.3155 | 0 | 0 | 0 | 155983 | -48.4117 | 48.7202 | 7869.21 | 33.534 | 114.418 | 0 | 0 | 0 | 244225 | -269.573 | 53.9135 | 7869.21 | 37.7999 | 128.9733 | 0 | 0 | 0 | 216832 | -135.388 | -5.0725 | 6.0436 | 11.2369
[20 empty] | 4430 | 2020-07-04 13:00 | 4430 | 7 | 4 | 14 | 101644.108 | 101.6441 | 37.5549 | 7869.21 | 24.075 | 82.1439 | 0 | 0 | 0 | 155532 | -147.252 | 48.7243 | 7869.21 | 33.5321 | 114.4115 | 0 | 0 | 0 | 245544 | -458.761 | 54.1422 | 7869.21 | 38.0029 | 129.6659 | 0 | 0 | 0 | 216669 | -313.202 | -64.0892 | -52.9198 | -47.5019
[20 empty] | 4431 | 2020-07-04 14:00 | 4431 | 7 | 4 | 15 | 181737.186 | 181.7372 | 44.2425 | 7869.21 | 29.7851 | 101.6268 | 0 | 0 | 0 | 192642 | -194.759 | 48.6039 | 7869.21 | 33.4584 | 114.1601 | 0 | 0 | 0 | 245139 | -545.91 | 54.0199 | 7869.21 | 37.9375 | 129.4427 | 0 | 0 | 0 | 216185 | -377.644 | -137.4947 | -133.1333 | -127.7173
[20 empty] | 4432 | 2020-07-04 15:00 | 4432 | 7 | 4 | 16 | 182005.228 | 182.0052 | 44.1431 | 7942.53 | 29.7308 | 101.4415 | 0 | 0 | 0 | 194388 | -122.634 | 48.848 | 7942.53 | 33.7128 | 115.0281 | 0 | 0 | 0 | 250083 | -315.897 | 54.3172 | 7942.53 | 38.2468 | 130.4981 | 0 | 0 | 0 | 220420 | -220.957 | -137.8621 | -133.1572 | -127.688
[20 empty] | 4433 | 2020-07-04 16:00 | 4433 | 7 | 4 | 17 | 128442.683 | 128.4427 | 62.0905 | 7942.53 | 43.1007 | 147.0596 | 0 | 0 | 0 | 282170 | -165.378 | 66.8817 | 7942.53 | 47.1568 | 160.899 | 0 | 0 | 0 | 339264 | -275.412 | 72.5112 | 7942.53 | 51.8205 | 176.8115 | 0 | 0 | 0 | 308725 | -201.871 | -66.3522 | -61.561 | -55.9315
[20 empty] | 4434 | 2020-07-04 17:00 | 4434 | 7 | 4 | 18 | 62812.418 | 62.8124 | 35.9552 | 8309.16 | 22.6347 | 77.2296 | 0 | 0 | 0 | 157028 | -14.9473 | 46.5005 | 8309.16 | 31.5555 | 107.6674 | 0 | 0 | 0 | 247112 | -39.1186 | 51.4036 | 8309.16 | 35.6103 | 121.5023 | 0 | 0 | 0 | 218960 | -27.726 | -26.8572 | -16.3119 | -11.4088
[20 empty] | 4435 | 2020-07-04 18:00 | 4435 | 7 | 4 | 19 | 16041.535 | 16.0415 | 40.6574 | 8382.48 | 27.719 | 94.5772 | 0 | 0 | 0 | 194875 | 0 | 44.3611 | 8382.48 | 30.8433 | 105.2373 | 0 | 0 | 0 | 241433 | 0 | 49.8345 | 8382.48 | 34.3719 | 117.2769 | 0 | 0 | 0 | 216630 | 0 | 24.6159 | 28.3196 | 33.793
[20 empty] | 4436 | 2020-07-04 19:00 | 4436 | 7 | 4 | 20 | 0 | 0 | 18.2334 | 8382.48 | 8.7383 | 29.8152 | 0 | 0 | 0 | 61343.9 | 0 | 36.4857 | 8382.48 | 24.1788 | 82.4981 | 0 | 0 | 0 | 232751 | 0 | 47.0287 | 8382.48 | 33.1245 | 113.0208 | 0 | 0 | 0 | 169853 | 0 | 18.2334 | 36.4857 | 47.0287
[20 empty] | 4437 | 2020-07-04 20:00 | 4437 | 7 | 4 | 21 | 0 | 0 | 24.4306 | 8529.14 | 12.0527 | 41.1238 | 0 | 0 | 0 | 86991.6 | 0 | 35.4456 | 8529.14 | 21.2846 | 72.6231 | 0 | 0 | 0 | 273558 | 0 | 55.219 | 8529.14 | 37.9916 | 129.6273 | 0 | 0 | 0 | 153362 | 0 | 24.4306 | 35.4456 | 55.219
[20 empty] | 4438 | 2020-07-04 21:00 | 4438 | 7 | 4 | 22 | 0 | 0 | 7.8094 | 8529.14 | 0 | 0 | 0 | 0 | 0 | 0 | 0 | 7.8094 | 8529.14 | 0 | 0 | 0 | 0 | 0 | 70686 | 0 | 19.5222 | 8529.14 | 9.8289 | 33.5362 | 0 | 0 | 0 | 0 | 0 | 7.8094 | 7.8094 | 19.5222
[20 empty] | 4439 | 2020-07-04 22:00 | 4439 | 7 | 4 | 23 | 0 | 0 | 7.8094 | 8529.14 | 0 | 0 | 0 | 0 | 0 | 0 | 0 | 7.8094 | 8529.14 | 0 | 0 | 0 | 0 | 0 | 0 | 0 | 7.8094 | 8529.14 | 0 | 0 | 0 | 0 | 0 | 0 | 0 | 7.8094 | 7.8094 | 7.8094
[20 empty] | 4440 | 2020-07-04 23:00 | 4440 | 7 | 4 | 24 | 0 | 0 | 7.8094 | 8529.14 | 0 | 0 | 0 | 0 | 0 | 0 | 0 | 7.8094 | 8529.14 | 0 | 0 | 0 | 0 | 0 | 0 | 0 | 7.8094 | 8529.14 | 0 | 0 | 0 | 0 | 0 | 0 | 0 | 7.8094 | 7.8094 | 7.8094
[20 empty] | 4441 | 2020-07-05 | 4441 | 7 | 5 | 1 | 0 | 0 | 7.8094 | 8529.14 | 0 | 0 | 0 | 0 | 0 | 0 | 0 | 7.8094 | 8529.14 | 0 | 0 | 0 | 0 | 0 | 0 | 0 | 7.8094 | 8529.14 | 0 | 0 | 0 | 0 | 0 | 0 | 0 | 7.8094 | 7.8094 | 7.8094
[20 empty] | 4442 | 2020-07-05 01:00 | 4442 | 7 | 5 | 2 | 0 | 0 | 24.4561 | 8529.14 | 12.0783 | 41.2112 | 0 | 0 | 0 | 87102.3 | 0 | 24.4561 | 8529.14 | 12.0782 | 41.2108 | 0 | 0 | 0 | 87101.6 | 0 | 24.456 | 8529.14 | 12.0782 | 41.2108 | 0 | 0 | 0 | 87102.2 | 0 | 24.4561 | 24.4561 | 24.456
[20 empty] | 4443 | 2020-07-05 02:00 | 4443 | 7 | 5 | 3 | 0 | 0 | 7.8094 | 8529.14 | 0 | 0 | 0 | 0 | 0 | 0 | 0 | 7.8094 | 8529.14 | 0 | 0 | 0 | 0 | 0 | 0 | 0 | 7.8094 | 8529.14 | 0 | 0 | 0 | 0 | 0 | 0 | 0 | 7.8094 | 7.8094 | 7.8094
[20 empty] | 4444 | 2020-07-05 03:00 | 4444 | 7 | 5 | 4 | 0 | 0 | 7.8094 | 8382.48 | 0 | 0 | 0 | 0 | 0 | 0 | 0 | 7.8094 | 8382.48 | 0 | 0 | 0 | 0 | 0 | 0 | 0 | 7.8094 | 8382.48 | 0 | 0 | 0 | 0 | 0 | 0 | 0 | 7.8094 | 7.8094 | 7.8094
[20 empty] | 4445 | 2020-07-05 04:00 | 4445 | 7 | 5 | 5 | 0 | 0 | 7.8094 | 8382.48 | 0 | 0 | 0 | 0 | 0 | 0 | 0 | 7.8094 | 8382.48 | 0 | 0 | 0 | 0 | 0 | 0 | 0 | 7.8094 | 8382.48 | 0 | 0 | 0 | 0 | 0 | 0 | 0 | 7.8094 | 7.8094 | 7.8094
[20 empty] | 4446 | 2020-07-05 05:00 | 4446 | 7 | 5 | 6 | 13421.466 | 13.4215 | 24.4171 | 8529.14 | 12.04 | 41.0805 | 0 | 0 | 0 | 86726.5 | 0 | 24.4169 | 8529.14 | 12.04 | 41.0805 | 0 | 0 | 0 | 86725.6 | 0 | 24.4166 | 8529.14 | 12.0399 | 41.0801 | 0 | 0 | 0 | 86726.4 | 0 | 10.9956 | 10.9954 | 10.9951
[20 empty] | 4447 | 2020-07-05 06:00 | 4447 | 7 | 5 | 7 | 60054.369 | 60.0544 | 7.8078 | 8675.79 | 0 | 0 | 0 | 0 | 0 | 0 | 0 | 7.8075 | 8675.79 | 0 | 0 | 0 | 0 | 0 | 0 | 0 | 7.8072 | 8675.79 | 0 | 0 | 0 | 0 | 0 | 0 | 0 | -52.2465 | -52.2469 | -52.2472
[20 empty] | 4448 | 2020-07-05 07:00 | 4448 | 7 | 5 | 8 | 121801.265 | 121.8013 | 7.7993 | 8675.79 | 0 | 0 | 0 | 0 | 0 | 0 | 0 | 7.7993 | 8675.79 | 0 | 0 | 0 | 0 | 0 | 0 | 0 | 7.7993 | 8675.79 | 0 | 0 | 0 | 0 | 0 | 0 | 0 | -114.0019 | -114.0019 | -114.0019
[20 empty] | 4449 | 2020-07-05 08:00 | 4449 | 7 | 5 | 9 | 161912.688 | 161.9127 | 7.7993 | 8529.14 | 0 | 0 | 0 | 0 | 0 | 0 | 0 | 7.7993 | 8529.14 | 0 | 0 | 0 | 0 | 0 | 0 | 0 | 7.7993 | 8529.14 | 0 | 0 | 0 | 0 | 0 | 0 | 0 | -154.1134 | -154.1134 | -154.1134
[20 empty] | 4450 | 2020-07-05 09:00 | 4450 | 7 | 5 | 10 | 191682.715 | 191.6827 | 7.7993 | 8309.16 | 0 | 0 | 0 | 0 | 0 | 0 | 0 | 19.0128 | 8309.16 | 9.4303 | 32.1763 | 0 | 0 | 0 | 70182.3 | 0 | 19.7275 | 8309.16 | 10.0443 | 34.2712 | 0 | 0 | 0 | 65860.7 | 0 | -183.8834 | -172.6699 | -171.9552
[20 empty] | 4451 | 2020-07-05 10:00 | 4451 | 7 | 5 | 11 | 229603.557 | 229.6036 | 24.8415 | 8309.16 | 12.4737 | 42.5603 | 0 | 0 | 0 | 86834.2 | 0 | 37.1686 | 8309.16 | 21.7775 | 74.3048 | 0 | 0 | 0 | 155620 | -35.584 | 37.9362 | 8309.16 | 22.3861 | 76.3814 | 0 | 0 | 0 | 151387 | -19.4692 | -204.7621 | -192.435 | -191.6674
[20 empty] | 4452 | 2020-07-05 11:00 | 4452 | 7 | 5 | 12 | 249413.856 | 249.4139 | 19.0201 | 7942.53 | 9.5369 | 32.54 | 0 | 0 | 0 | 63070.9 | 0 | 20.8097 | 7942.53 | 9.9871 | 34.0761 | 0 | 0 | 0 | 235232 | -130.8 | 50.7924 | 7942.53 | 35.621 | 121.5389 | 0 | 0 | 0 | 65309.4 | -85.3281 | -230.3938 | -228.6042 | -198.6215
[20 empty] | 4453 | 2020-07-05 12:00 | 4453 | 7 | 5 | 13 | 256709.835 | 256.7098 | 20.301 | 7869.21 | 9.5468 | 32.5737 | 0 | 0 | 0 | 61763.8 | -2.3569 | 27.5029 | 7869.21 | 15.7585 | 53.768 | 0 | 0 | 0 | 109743 | -132.468 | 28.9561 | 7869.21 | 16.9534 | 57.845 | 0 | 0 | 0 | 102401 | -61.9382 | -236.4088 | -229.2069 | -227.7537
[20 empty] | 4454 | 2020-07-05 13:00 | 4454 | 7 | 5 | 14 | 241308.052 | 241.3081 | 20.2981 | 7869.21 | 9.5439 | 32.5638 | 0 | 0 | 0 | 61714.8 | -24.3942 | 41.4354 | 7869.21 | 27.702 | 94.5192 | 0 | 0 | 0 | 237692 | -200.964 | 51.7439 | 7869.21 | 36.505 | 124.5551 | 0 | 0 | 0 | 180737 | -77.4879 | -221.01 | -199.8727 | -189.5642
[20 empty] | 4455 | 2020-07-05 14:00 | 4455 | 7 | 5 | 15 | 213264.847 | 213.2648 | 31.4373 | 8015.86 | 18.2078 | 62.125 | 0 | 0 | 0 | 121647 | 0 | 59.4581 | 8015.86 | 41.0646 | 140.1124 | 0 | 0 | 0 | 324705 | -433.981 | 68.701 | 8015.86 | 48.9015 | 166.8519 | 0 | 0 | 0 | 273125 | -158.83 | -181.8275 | -153.8067 | -144.5638
[20 empty] | 4456 | 2020-07-05 15:00 | 4456 | 7 | 5 | 16 | 171513.226 | 171.5132 | 43.6077 | 8089.18 | 30.5129 | 104.11 | 0 | 0 | 0 | 206467 | 0 | 48.1762 | 8089.18 | 33.3234 | 113.6994 | 0 | 0 | 0 | 246142 | -269.461 | 52.1932 | 8089.18 | 36.687 | 125.176 | 0 | 0 | 0 | 223877 | -148.228 | -127.9055 | -123.337 | -119.32
[20 empty] | 4457 | 2020-07-05 16:00 | 4457 | 7 | 5 | 17 | 104990.415 | 104.9904 | 45.6975 | 8089.18 | 31.1258 | 106.2012 | 0 | 0 | 0 | 208884 | -89.3206 | 50.2023 | 8089.18 | 34.937 | 119.205 | 0 | 0 | 0 | 260267 | -278.863 | 54.819 | 8089.18 | 38.7919 | 132.358 | 0 | 0 | 0 | 234403 | -196.11 | -59.2929 | -54.7881 | -50.1714
[20 empty] | 4458 | 2020-07-05 17:00 | 4458 | 7 | 5 | 18 | 54463.525 | 54.4635 | 47.3584 | 7942.53 | 32.604 | 111.2448 | 0 | 0 | 0 | 213710 | -98.5641 | 52.434 | 7942.53 | 36.8939 | 125.882 | 0 | 0 | 0 | 270669 | -210.445 | 57.7037 | 7942.53 | 41.2909 | 140.8846 | 0 | 0 | 0 | 241826 | -173.213 | -7.1051 | -2.0295 | 3.2402
[20 empty] | 4459 | 2020-07-05 18:00 | 4459 | 7 | 5 | 19 | 14371.769 | 14.3718 | 47.3771 | 7869.21 | 32.6571 | 111.426 | 0 | 0 | 0 | 211584 | -31.8529 | 52.3514 | 7869.21 | 36.8769 | 125.824 | 0 | 0 | 0 | 266806 | -60.79 | 57.4852 | 7869.21 | 41.1761 | 140.4929 | 0 | 0 | 0 | 238928 | -51.675 | 33.0053 | 37.9796 | 43.1134
[20 empty] | 4460 | 2020-07-05 19:00 | 4460 | 7 | 5 | 20 | 0 | 0 | 62.4777 | 7869.21 | 44.7377 | 152.645 | 0 | 0 | 0 | 290261 | 0 | 68.0111 | 7869.21 | 48.3884 | 165.1012 | 0 | 0 | 0 | 337983 | 0 | 72.4094 | 7869.21 | 52.0995 | 177.7635 | 0 | 0 | 0 | 313916 | 0 | 62.4777 | 68.0111 | 72.4094
[20 empty] | 4461 | 2020-07-05 20:00 | 4461 | 7 | 5 | 21 | 0 | 0 | 38.4742 | 7795.88 | 26.1994 | 89.3924 | 0 | 0 | 0 | 167770 | 0 | 47.5159 | 7795.88 | 33.9159 | 115.7211 | 0 | 0 | 0 | 238996 | 0 | 51.4834 | 7795.88 | 37.3181 | 127.3294 | 0 | 0 | 0 | 217177 | 0 | 38.4742 | 47.5159 | 51.4834
[20 empty] | 4462 | 2020-07-05 21:00 | 4462 | 7 | 5 | 22 | 0 | 0 | 19.1096 | 7869.21 | 9.6768 | 33.0172 | 0 | 0 | 0 | 62929.9 | 0 | 46.5119 | 7869.21 | 33.087 | 112.8928 | 0 | 0 | 0 | 234702 | 0 | 50.1947 | 7869.21 | 36.2541 | 123.699 | 0 | 0 | 0 | 214173 | 0 | 19.1096 | 46.5119 | 50.1947
[20 empty] | 4463 | 2020-07-05 22:00 | 4463 | 7 | 5 | 23 | 0 | 0 | 13.8417 | 7869.21 | 5.1738 | 17.653 | 0 | 0 | 0 | 33530.2 | 0 | 14.6067 | 7869.21 | 5.8296 | 19.8907 | 0 | 0 | 0 | 197828 | 0 | 43.5116 | 7869.21 | 30.5433 | 104.2137 | 0 | 0 | 0 | 37781.4 | 0 | 13.8417 | 14.6067 | 43.5116
[20 empty] | 4464 | 2020-07-05 23:00 | 4464 | 7 | 5 | 24 | 0 | 0 | 24.8574 | 8015.86 | 12.9401 | 44.1516 | 0 | 0 | 0 | 86201.5 | 0 | 31.4113 | 8015.86 | 18.5471 | 63.2827 | 0 | 0 | 0 | 127592 | 0 | 32.156 | 8015.86 | 19.1815 | 65.4473 | 0 | 0 | 0 | 123386 | 0 | 24.8574 | 31.4113 | 32.156
[20 empty] | 4465 | 2020-07-06 | 4465 | 7 | 6 | 1 | 0 | 0 | 7.3488 | 8162.51 | 0 | 0 | 0 | 0 | 0 | 0 | 0 | 7.3488 | 8162.51 | 0 | 0 | 0 | 0 | 0 | 0 | 0 | 7.3488 | 8162.51 | 0 | 0 | 0 | 0 | 0 | 0 | 0 | 7.3488 | 7.3488 | 7.3488
[20 empty] | 4466 | 2020-07-06 01:00 | 4466 | 7 | 6 | 2 | 0 | 0 | 7.3488 | 8162.51 | 0 | 0 | 0 | 0 | 0 | 0 | 0 | 7.3488 | 8162.51 | 0 | 0 | 0 | 0 | 0 | 42206.8 | 0 | 14.5683 | 8162.51 | 6.1623 | 21.0259 | 0 | 0 | 0 | 0 | 0 | 7.3488 | 7.3488 | 14.5683
[20 empty] | 4467 | 2020-07-06 02:00 | 4467 | 7 | 6 | 3 | 0 | 0 | 7.3488 | 7942.53 | 0 | 0 | 0 | 0 | 0 | 0 | 0 | 7.3488 | 7942.53 | 0 | 0 | 0 | 0 | 0 | 0 | 0 | 7.3488 | 7942.53 | 0 | 0 | 0 | 0 | 0 | 0 | 0 | 7.3488 | 7.3488 | 7.3488
[20 empty] | 4468 | 2020-07-06 03:00 | 4468 | 7 | 6 | 4 | 0 | 0 | 116.732 | 8015.86 | 83.152 | 283.7146 | 0 | 0 | 0 | 572963 | 0 | 123.736 | 8015.86 | 88.7964 | 302.9733 | 0 | 0 | 0 | 634160 | 0 | 128.348 | 8015.86 | 92.7448 | 316.4453 | 0 | 0 | 0 | 609127 | 0 | 116.732 | 123.736 | 128.348
[20 empty] | 4469 | 2020-07-06 04:00 | 4469 | 7 | 6 | 5 | 0 | 0 | 157.132 | 8015.86 | 113.129 | 385.9961 | 0 | 0 | 0 | 766353 | 0 | 134.023 | 8015.86 | 94.557 | 322.6285 | 0 | 0 | 0 | 653936 | 0 | 137.063 | 8015.86 | 97.1847 | 331.5942 | 0 | 0 | 0 | 636577 | 0 | 157.132 | 134.023 | 137.063
[20 empty] | 4470 | 2020-07-06 05:00 | 4470 | 7 | 6 | 6 | 14134.653 | 14.1347 | 137.964 | 30304.1 | 97.8653 | 333.9164 | 0 | 0 | 0 | 652793 | 0 | 145.643 | 30304.1 | 104.336 | 355.9944 | 0 | 0 | 0 | 716580 | 0 | 149.428 | 30304.1 | 107.858 | 368.0115 | 0 | 0 | 0 | 695691 | 0 | 123.8293 | 131.5083 | 135.2933
[20 empty] | 4471 | 2020-07-06 06:00 | 4471 | 7 | 6 | 7 | 54316.481 | 54.3165 | 270.499 | 79865.7 | 164.677 | 561.8779 | 0 | 0 | 0 | 1422060 | -68.4436 | 281.329 | 79865.7 | 174.147 | 594.1896 | 0 | 0 | 0 | 1524910 | -68.447 | 289.985 | 79865.7 | 182.145 | 621.4787 | 0 | 0 | 0 | 1482300 | -68.4475 | 216.1825 | 227.0125 | 235.6685
[20 empty] | 4472 | 2020-07-06 07:00 | 4472 | 7 | 6 | 8 | 112447.592 | 112.4476 | 308.651 | 79865.7 | 177.332 | 605.0568 | 0 | 0 | 0 | 1547840 | -15.702 | 319.971 | 79865.7 | 186.785 | 637.3104 | 0 | 0 | 0 | 1649590 | -15.7027 | 329.718 | 79865.7 | 195.176 | 665.9405 | 0 | 0 | 0 | 1604660 | -15.7027 | 196.2034 | 207.5234 | 217.2704
[20 empty] | 4473 | 2020-07-06 08:00 | 4473 | 7 | 6 | 9 | 160595.296 | 160.5953 | 322.112 | 54788.7 | 185.987 | 634.5876 | 0 | 0 | 0 | 1610190 | -1.4257 | 334.298 | 54788.7 | 195.942 | 668.5541 | 0 | 0 | 0 | 1725230 | -1.4262 | 345.356 | 54788.7 | 205.038 | 699.5897 | 0 | 0 | 0 | 1671550 | -1.426 | 161.5167 | 173.7027 | 184.7607
[20 empty] | 4474 | 2020-07-06 09:00 | 4474 | 7 | 6 | 10 | 189915.66 | 189.9157 | 326.73 | 54642 | 189.002 | 644.8748 | 0 | 0 | 0 | 1608370 | -24.7697 | 339.188 | 54642 | 199.168 | 679.5612 | 0 | 0 | 0 | 1727160 | -24.7807 | 350.808 | 54642 | 208.584 | 711.6886 | 0 | 0 | 0 | 1670480 | -24.7454 | 136.8143 | 149.2723 | 160.8923
[20 empty] | 4475 | 2020-07-06 10:00 | 4475 | 7 | 6 | 11 | 203825.468 | 203.8255 | 312.798 | 126659 | 187.024 | 638.1259 | 0 | 0 | 0 | 1576310 | -315.769 | 325.186 | 126659 | 197.18 | 672.7782 | 0 | 0 | 0 | 1692800 | -316.122 | 336.563 | 126659 | 206.479 | 704.5063 | 0 | 0 | 0 | 1638020 | -315.099 | 108.9725 | 121.3605 | 132.7375
[20 empty] | 4476 | 2020-07-06 11:00 | 4476 | 7 | 6 | 12 | 225970.316 | 225.9703 | 322.406 | 126659 | 186.245 | 635.4679 | 0 | 0 | 0 | 1543990 | 0 | 335.279 | 126659 | 196.595 | 670.7821 | 0 | 0 | 0 | 1664730 | 0 | 347.27 | 126659 | 206.194 | 703.5339 | 0 | 0 | 0 | 1606850 | 0 | 96.4357 | 109.3087 | 121.2997
[20 empty] | 4477 | 2020-07-06 12:00 | 4477 | 7 | 6 | 13 | 236307.178 | 236.3072 | 287.626 | 83998.8 | 184.386 | 629.125 | 0 | 0 | 0 | 1451080 | 0 | 300.737 | 83998.8 | 194.906 | 665.0193 | 0 | 0 | 0 | 1567350 | 0 | 312.729 | 83998.8 | 204.589 | 698.0577 | 0 | 0 | 0 | 1512160 | 0 | 51.3188 | 64.4298 | 76.4218
[20 empty] | 4478 | 2020-07-06 13:00 | 4478 | 7 | 6 | 14 | 161411.597 | 161.4116 | 282.076 | 54348.5 | 183.858 | 627.3235 | 0 | 0 | 0 | 1443340 | 0 | 295.398 | 54348.5 | 194.414 | 663.3406 | 0 | 0 | 0 | 1563880 | 0 | 307.615 | 54348.5 | 204.161 | 696.5973 | 0 | 0 | 0 | 1506390 | 0 | 120.6644 | 133.9864 | 146.2034
[20 empty] | 4479 | 2020-07-06 14:00 | 4479 | 7 | 6 | 15 | 123664.361 | 123.6644 | 271.271 | 54642 | 178.134 | 607.7932 | 0 | 0 | 0 | 1450240 | -19.5537 | 284.192 | 54642 | 188.392 | 642.7935 | 0 | 0 | 0 | 1572910 | -19.5605 | 296.258 | 54642 | 197.885 | 675.1836 | 0 | 0 | 0 | 1514120 | -19.5439 | 147.6066 | 160.5276 | 172.5936
[20 empty] | 4480 | 2020-07-06 15:00 | 4480 | 7 | 6 | 16 | 134685.395 | 134.6854 | 213.477 | 29790.7 | 163.764 | 558.7628 | 0 | 0 | 0 | 1249140 | -988.343 | 225.925 | 29790.7 | 174.177 | 594.2919 | 0 | 0 | 0 | 1367870 | -1238.75 | 237.339 | 29790.7 | 183.71 | 626.8185 | 0 | 0 | 0 | 1311470 | -1097.39 | 78.7916 | 91.2396 | 102.6536
[20 empty] | 4481 | 2020-07-06 16:00 | 4481 | 7 | 6 | 17 | 105925.215 | 105.9252 | 11.6503 | 29790.7 | 0 | 0 | 0 | 0 | 0 | 0 | 0 | 11.6503 | 29790.7 | 0 | 0 | 0 | 0 | 0 | 64178.5 | -2258.01 | 24.9718 | 29790.7 | 10.1392 | 34.595 | 0 | 0 | 0 | 0 | 0 | -94.2749 | -94.2749 | -80.9534
[20 empty] | 4482 | 2020-07-06 17:00 | 4482 | 7 | 6 | 18 | 64753.812 | 64.7538 | 12.2446 | 30010.7 | 0 | 0 | 0 | 0 | 0 | 0 | 0 | 32.6349 | 30010.7 | 16.3928 | 55.9322 | 0 | 0 | 0 | 229935 | -573.777 | 56.4739 | 30010.7 | 36.7924 | 125.5357 | 0 | 0 | 0 | 102799 | -76.0923 | -52.5092 | -32.1189 | -8.2799
[20 empty] | 4483 | 2020-07-06 18:00 | 4483 | 7 | 6 | 19 | 15536.837 | 15.5368 | 20.259 | 30230.7 | 9.7109 | 33.1336 | 0 | 0 | 0 | 63334.9 | 0 | 48.7892 | 30230.7 | 33.0471 | 112.7567 | 0 | 0 | 0 | 234091 | -167.258 | 52.5664 | 30230.7 | 36.1785 | 123.441 | 0 | 0 | 0 | 214407 | -63.5766 | 4.7222 | 33.2524 | 37.0296
[20 empty] | 4484 | 2020-07-06 19:00 | 4484 | 7 | 6 | 20 | 0 | 0 | 8.8603 | 7869.21 | 0 | 0 | 0 | 0 | 0 | 0 | 0 | 20.8534 | 7869.21 | 10.2038 | 34.8154 | 0 | 0 | 0 | 150152 | -4.7118 | 37.3377 | 7869.21 | 23.1981 | 79.1519 | 0 | 0 | 0 | 65999.5 | 0 | 8.8603 | 20.8534 | 37.3377
[20 empty] | 4485 | 2020-07-06 20:00 | 4485 | 7 | 6 | 21 | 0 | 0 | 26.3653 | 7942.53 | 12.9365 | 44.1393 | 0 | 0 | 0 | 85184.1 | 0 | 44.1545 | 7942.53 | 27.9956 | 95.521 | 0 | 0 | 0 | 223340 | 0 | 51.2707 | 7942.53 | 34.0167 | 116.065 | 0 | 0 | 0 | 183959 | 0 | 26.3653 | 44.1545 | 51.2707
[20 empty] | 4486 | 2020-07-06 21:00 | 4486 | 7 | 6 | 22 | 0 | 0 | 8.8603 | 8162.51 | 0 | 0 | 0 | 0 | 0 | 0 | 0 | 8.8603 | 8162.51 | 0 | 0 | 0 | 0 | 0 | 66853.1 | 0 | 20.6174 | 8162.51 | 9.8731 | 33.687 | 0 | 0 | 0 | 0 | 0 | 8.8603 | 8.8603 | 20.6174
[20 empty] | 4487 | 2020-07-06 22:00 | 4487 | 7 | 6 | 23 | 0 | 0 | 8.8603 | 8162.51 | 0 | 0 | 0 | 0 | 0 | 0 | 0 | 8.8603 | 8162.51 | 0 | 0 | 0 | 0 | 0 | 0 | 0 | 8.8603 | 8162.51 | 0 | 0 | 0 | 0 | 0 | 0 | 0 | 8.8603 | 8.8603 | 8.8603
[20 empty] | 4488 | 2020-07-06 23:00 | 4488 | 7 | 6 | 24 | 0 | 0 | 7.3488 | 8382.48 | 0 | 0 | 0 | 0 | 0 | 0 | 0 | 7.3488 | 8382.48 | 0 | 0 | 0 | 0 | 0 | 0 | 0 | 7.3488 | 8382.48 | 0 | 0 | 0 | 0 | 0 | 0 | 0 | 7.3488 | 7.3488 | 7.3488
[20 empty] | 4489 | 2020-07-07 | 4489 | 7 | 7 | 1 | 0 | 0 | 24.1153 | 8455.81 | 12.198 | 41.6196 | 0 | 0 | 0 | 86770.5 | 0 | 24.1154 | 8455.81 | 12.198 | 41.6196 | 0 | 0 | 0 | 86770 | 0 | 24.1153 | 8455.81 | 12.198 | 41.6196 | 0 | 0 | 0 | 86770.5 | 0 | 24.1153 | 24.1154 | 24.1153
[20 empty] | 4490 | 2020-07-07 01:00 | 4490 | 7 | 7 | 2 | 0 | 0 | 7.3488 | 8455.81 | 0 | 0 | 0 | 0 | 0 | 0 | 0 | 7.3488 | 8455.81 | 0 | 0 | 0 | 0 | 0 | 0 | 0 | 7.3488 | 8455.81 | 0 | 0 | 0 | 0 | 0 | 0 | 0 | 7.3488 | 7.3488 | 7.3488
[20 empty] | 4491 | 2020-07-07 02:00 | 4491 | 7 | 7 | 3 | 0 | 0 | 7.3488 | 8675.79 | 0 | 0 | 0 | 0 | 0 | 0 | 0 | 7.3488 | 8675.79 | 0 | 0 | 0 | 0 | 0 | 0 | 0 | 7.3488 | 8675.79 | 0 | 0 | 0 | 0 | 0 | 0 | 0 | 7.3488 | 7.3488 | 7.3488
[20 empty] | 4492 | 2020-07-07 03:00 | 4492 | 7 | 7 | 4 | 0 | 0 | 100.26 | 8749.11 | 68.9184 | 235.1496 | 0 | 0 | 0 | 520744 | 0 | 85.0939 | 8749.11 | 57.9149 | 197.6056 | 0 | 0 | 0 | 199092 | 0 | 42.5984 | 8749.11 | 26.0347 | 88.8304 | 0 | 0 | 0 | 438031 | 0 | 100.26 | 85.0939 | 42.5984
[20 empty] | 4493 | 2020-07-07 04:00 | 4493 | 7 | 7 | 5 | 0 | 0 | 92.3234 | 8749.11 | 61.4505 | 209.6691 | 0 | 0 | 0 | 463598 | 0 | 96.6867 | 8749.11 | 65.1078 | 222.1478 | 0 | 0 | 0 | 534308 | 0 | 103.681 | 8749.11 | 71.0925 | 242.5676 | 0 | 0 | 0 | 490729 | 0 | 92.3234 | 96.6867 | 103.681
[20 empty] | 4494 | 2020-07-07 05:00 | 4494 | 7 | 7 | 6 | 15599.81 | 15.5998 | 134.514 | 30890.8 | 93.1679 | 317.8889 | 0 | 0 | 0 | 675745 | 0 | 137.951 | 30890.8 | 96.2662 | 328.4603 | 0 | 0 | 0 | 727653 | 0 | 143.442 | 30890.8 | 100.827 | 344.0217 | 0 | 0 | 0 | 696470 | 0 | 118.9142 | 122.3512 | 127.8422
[20 empty] | 4495 | 2020-07-07 06:00 | 4495 | 7 | 7 | 7 | 26115.746 | 26.1157 | 237.481 | 80379.3 | 134.421 | 458.6445 | 0 | 0 | 0 | 1100060 | -998.649 | 245.739 | 80379.3 | 142.147 | 485.0056 | 0 | 0 | 0 | 1176730 | -998.685 | 253.514 | 80379.3 | 149.017 | 508.446 | 0 | 0 | 0 | 1136150 | -998.647 | 211.3653 | 219.6233 | 227.3983
[20 empty] | 4496 | 2020-07-07 07:00 | 4496 | 7 | 7 | 8 | 128447.309 | 128.4473 | 277.279 | 80379.3 | 148.153 | 505.498 | 0 | 0 | 0 | 1234460 | -6.6059 | 285.089 | 80379.3 | 155.307 | 529.9075 | 0 | 0 | 0 | 1313820 | -6.6059 | 293.229 | 80379.3 | 162.273 | 553.6755 | 0 | 0 | 0 | 1270780 | -6.6056 | 148.8317 | 156.6417 | 164.7817
[20 empty] | 4497 | 2020-07-07 08:00 | 4497 | 7 | 7 | 9 | 181059.822 | 181.0598 | 292.977 | 55155.5 | 159.828 | 545.3331 | 0 | 0 | 0 | 1319260 | 0 | 302.502 | 55155.5 | 168.227 | 573.9905 | 0 | 0 | 0 | 1410200 | 0 | 311.911 | 55155.5 | 176.064 | 600.7304 | 0 | 0 | 0 | 1361860 | 0 | 111.9172 | 121.4422 | 130.8512
[20 empty] | 4498 | 2020-07-07 09:00 | 4498 | 7 | 7 | 10 | 224210.024 | 224.21 | 299.619 | 55082.1 | 163.592 | 558.1759 | 0 | 0 | 0 | 1360630 | -171.822 | 309.612 | 55082.1 | 172.362 | 588.0991 | 0 | 0 | 0 | 1458060 | -171.85 | 320.039 | 55082.1 | 180.956 | 617.4219 | 0 | 0 | 0 | 1406710 | -171.826 | 75.409 | 85.402 | 95.829
[20 empty] | 4499 | 2020-07-07 10:00 | 4499 | 7 | 7 | 11 | 249692.858 | 249.6929 | 284.777 | 126659 | 161.78 | 551.9934 | 0 | 0 | 0 | 1320790 | -2.141 | 294.843 | 126659 | 170.553 | 581.9268 | 0 | 0 | 0 | 1416440 | -2.1408 | 304.807 | 126659 | 178.723 | 609.8029 | 0 | 0 | 0 | 1366090 | -2.1409 | 35.0841 | 45.1501 | 55.1141
[20 empty] | 4500 | 2020-07-07 11:00 | 4500 | 7 | 7 | 12 | 267247.257 | 267.2473 | 303.997 | 126659 | 169.626 | 578.7639 | 0 | 0 | 0 | 1429200 | 0 | 314.012 | 126659 | 178.442 | 608.8441 | 0 | 0 | 0 | 1526400 | 0 | 324.222 | 126659 | 187.009 | 638.0747 | 0 | 0 | 0 | 1475860 | 0 | 36.7497 | 46.7647 | 56.9747
[20 empty] | 4501 | 2020-07-07 12:00 | 4501 | 7 | 7 | 13 | 8198.525 | 8.1985 | 264.81 | 85492.8 | 164.812 | 562.3385 | 0 | 0 | 0 | 1342250 | 0 | 274.783 | 85492.8 | 173.518 | 592.0434 | 0 | 0 | 0 | 1437210 | 0 | 284.616 | 85492.8 | 181.66 | 619.8239 | 0 | 0 | 0 | 1387060 | 0 | 256.6115 | 266.5845 | 276.4175
[20 empty] | 4502 | 2020-07-07 13:00 | 4502 | 7 | 7 | 14 | 93470.905 | 93.4709 | 258.022 | 55008.7 | 163.658 | 558.4011 | 0 | 0 | 0 | 1328260 | 0 | 268.603 | 55008.7 | 172.646 | 589.0682 | 0 | 0 | 0 | 1429200 | 0 | 278.698 | 55008.7 | 180.882 | 617.1694 | 0 | 0 | 0 | 1376890 | 0 | 164.5511 | 175.1321 | 185.2271
[20 empty] | 4503 | 2020-07-07 14:00 | 4503 | 7 | 7 | 15 | 67440.32 | 67.4403 | 247.027 | 55155.5 | 157.832 | 538.5228 | 0 | 0 | 0 | 1277510 | -9.2773 | 257.562 | 55155.5 | 166.496 | 568.0844 | 0 | 0 | 0 | 1386240 | -9.2734 | 267.923 | 55155.5 | 174.727 | 596.1685 | 0 | 0 | 0 | 1330950 | -9.2773 | 179.5867 | 190.1217 | 200.4827
[20 empty] | 4504 | 2020-07-07 15:00 | 4504 | 7 | 7 | 16 | 177181.778 | 177.1818 | 191.772 | 30304.1 | 145.844 | 497.6197 | 0 | 0 | 0 | 1105900 | -937.131 | 202.803 | 30304.1 | 154.537 | 527.2802 | 0 | 0 | 0 | 1215050 | -1109.62 | 213.355 | 30304.1 | 162.627 | 554.8833 | 0 | 0 | 0 | 1160500 | -1004.47 | 14.5902 | 25.6212 | 36.1732
[20 empty] | 4505 | 2020-07-07 16:00 | 4505 | 7 | 7 | 17 | 104558.974 | 104.559 | 11.6503 | 30304.1 | 0 | 0 | 0 | 0 | 0 | 0 | 0 | 11.6503 | 30304.1 | 0 | 0 | 0 | 0 | 0 | 0 | 0 | 11.6503 | 30304.1 | 0 | 0 | 0 | 0 | 0 | 0 | 0 | -92.9087 | -92.9087 | -92.9087
[20 empty] | 4506 | 2020-07-07 17:00 | 4506 | 7 | 7 | 18 | 62968.606 | 62.9686 | 12.2446 | 30524.1 | 0 | 0 | 0 | 0 | 0 | 0 | 0 | 12.2446 | 30524.1 | 0 | 0 | 0 | 0 | 0 | 111750 | -80.2048 | 32.8975 | 30524.1 | 16.3938 | 55.9356 | 0 | 0 | 0 | 0 | 0 | -50.724 | -50.724 | -30.0711
[20 empty] | 4507 | 2020-07-07 18:00 | 4507 | 7 | 7 | 19 | 15883.807 | 15.8838 | 8.8603 | 30597.4 | 0 | 0 | 0 | 0 | 0 | 0 | 0 | 15.0472 | 30597.4 | 5.24 | 17.8788 | 0 | 0 | 0 | 148277 | -23.4129 | 35.722 | 30597.4 | 21.5831 | 73.6415 | 0 | 0 | 0 | 36147.4 | 0 | -7.0235 | -0.83661 | 19.8382
[20 empty] | 4508 | 2020-07-07 19:00 | 4508 | 7 | 7 | 20 | 0 | 0 | 8.8603 | 8235.83 | 0 | 0 | 0 | 0 | 0 | 0 | 0 | 8.8603 | 8235.83 | 0 | 0 | 0 | 0 | 0 | 39411.4 | 0 | 15.6625 | 8235.83 | 5.745 | 19.602 | 0 | 0 | 0 | 0 | 0 | 8.8603 | 8.8603 | 15.6625
[20 empty] | 4509 | 2020-07-07 20:00 | 4509 | 7 | 7 | 21 | 0 | 0 | 25.7565 | 8382.48 | 12.3277 | 42.0621 | 0 | 0 | 0 | 87390.8 | 0 | 25.7565 | 8382.48 | 12.3277 | 42.0621 | 0 | 0 | 0 | 87390.2 | 0 | 25.7564 | 8382.48 | 12.3276 | 42.0618 | 0 | 0 | 0 | 87390.7 | 0 | 25.7565 | 25.7565 | 25.7564
[20 empty] | 4510 | 2020-07-07 21:00 | 4510 | 7 | 7 | 22 | 0 | 0 | 8.8603 | 8455.81 | 0 | 0 | 0 | 0 | 0 | 0 | 0 | 8.8603 | 8455.81 | 0 | 0 | 0 | 0 | 0 | 0 | 0 | 8.8603 | 8455.81 | 0 | 0 | 0 | 0 | 0 | 0 | 0 | 8.8603 | 8.8603 | 8.8603
[20 empty] | 4511 | 2020-07-07 22:00 | 4511 | 7 | 7 | 23 | 0 | 0 | 8.8603 | 8455.81 | 0 | 0 | 0 | 0 | 0 | 0 | 0 | 8.8603 | 8455.81 | 0 | 0 | 0 | 0 | 0 | 0 | 0 | 8.8603 | 8455.81 | 0 | 0 | 0 | 0 | 0 | 0 | 0 | 8.8603 | 8.8603 | 8.8603
[20 empty] | 4512 | 2020-07-07 23:00 | 4512 | 7 | 7 | 24 | 0 | 0 | 7.3488 | 8455.81 | 0 | 0 | 0 | 0 | 0 | 0 | 0 | 7.3488 | 8455.81 | 0 | 0 | 0 | 0 | 0 | 0 | 0 | 7.3488 | 8455.81 | 0 | 0 | 0 | 0 | 0 | 0 | 0 | 7.3488 | 7.3488 | 7.3488
[20 empty] | 4513 | 2020-07-08 | 4513 | 7 | 8 | 1 | 0 | 0 | 24.131 | 8455.81 | 12.2137 | 41.6731 | 0 | 0 | 0 | 87072.3 | 0 | 24.131 | 8455.81 | 12.2137 | 41.6731 | 0 | 0 | 0 | 87071.6 | 0 | 24.1309 | 8455.81 | 12.2136 | 41.6728 | 0 | 0 | 0 | 87072.3 | 0 | 24.131 | 24.131 | 24.1309
[20 empty] | 4514 | 2020-07-08 01:00 | 4514 | 7 | 8 | 2 | 0 | 0 | 7.3488 | 8455.81 | 0 | 0 | 0 | 0 | 0 | 0 | 0 | 7.3488 | 8455.81 | 0 | 0 | 0 | 0 | 0 | 0 | 0 | 7.3488 | 8455.81 | 0 | 0 | 0 | 0 | 0 | 0 | 0 | 7.3488 | 7.3488 | 7.3488
[20 empty] | 4515 | 2020-07-08 02:00 | 4515 | 7 | 8 | 3 | 0 | 0 | 7.3488 | 8529.14 | 0 | 0 | 0 | 0 | 0 | 0 | 0 | 7.3488 | 8529.14 | 0 | 0 | 0 | 0 | 0 | 0 | 0 | 7.3488 | 8529.14 | 0 | 0 | 0 | 0 | 0 | 0 | 0 | 7.3488 | 7.3488 | 7.3488
[20 empty] | 4516 | 2020-07-08 03:00 | 4516 | 7 | 8 | 4 | 0 | 0 | 34.3264 | 8382.48 | 20.1477 | 68.744 | 0 | 0 | 0 | 147340 | 0 | 36.1231 | 8382.48 | 21.6583 | 73.8981 | 0 | 0 | 0 | 165377 | 0 | 37.6001 | 8382.48 | 22.9135 | 78.1809 | 0 | 0 | 0 | 157199 | 0 | 34.3264 | 36.1231 | 37.6001
[20 empty] | 4517 | 2020-07-08 04:00 | 4517 | 7 | 8 | 5 | 0 | 0 | 34.1452 | 8382.48 | 18.7553 | 63.9931 | 0 | 0 | 0 | 135779 | 0 | 35.4755 | 8382.48 | 19.9344 | 68.0162 | 0 | 0 | 0 | 148780 | 0 | 36.6542 | 8382.48 | 20.972 | 71.5565 | 0 | 0 | 0 | 142529 | 0 | 34.1452 | 35.4755 | 36.6542
[20 empty] | 4518 | 2020-07-08 05:00 | 4518 | 7 | 8 | 6 | 13742.848 | 13.7428 | 141.683 | 30670.8 | 100.319 | 342.2884 | 0 | 0 | 0 | 702983 | 0 | 148.317 | 30670.8 | 105.909 | 361.3615 | 0 | 0 | 0 | 768278 | 0 | 152.882 | 30670.8 | 109.925 | 375.0641 | 0 | 0 | 0 | 740726 | 0 | 127.9402 | 134.5742 | 139.1392
[20 empty] | 4519 | 2020-07-08 06:00 | 4519 | 7 | 8 | 7 | 34383.983 | 34.384 | 255.553 | 80012.4 | 153.419 | 523.4656 | 0 | 0 | 0 | 1311970 | -960.35 | 265.692 | 80012.4 | 162.478 | 554.3749 | 0 | 0 | 0 | 1406130 | -960.4 | 274.151 | 80012.4 | 170.237 | 580.8486 | 0 | 0 | 0 | 1366520 | -960.389 | 221.169 | 231.308 | 239.767
[20 empty] | 4520 | 2020-07-08 07:00 | 4520 | 7 | 8 | 8 | 72177.604 | 72.1776 | 294.881 | 80012.4 | 168.832 | 576.0548 | 0 | 0 | 0 | 1447710 | 0 | 305.855 | 80012.4 | 178.139 | 607.8103 | 0 | 0 | 0 | 1543920 | 0 | 314.779 | 80012.4 | 186.08 | 634.905 | 0 | 0 | 0 | 1503230 | 0 | 222.7034 | 233.6774 | 242.6014
[20 empty] | 4521 | 2020-07-08 08:00 | 4521 | 7 | 8 | 9 | 122286.103 | 122.2861 | 304.332 | 54715.3 | 172.917 | 589.9928 | 0 | 0 | 0 | 1381820 | 0 | 316.425 | 54715.3 | 182.864 | 623.932 | 0 | 0 | 0 | 1482990 | 0 | 326.491 | 54715.3 | 191.427 | 653.1489 | 0 | 0 | 0 | 1438880 | 0 | 182.0459 | 194.1389 | 204.2049
[20 empty] | 4522 | 2020-07-08 09:00 | 4522 | 7 | 8 | 10 | 136341.431 | 136.3414 | 309.607 | 54788.7 | 175.32 | 598.1918 | 0 | 0 | 0 | 1451510 | -165.645 | 321.727 | 54788.7 | 185.196 | 631.8888 | 0 | 0 | 0 | 1560170 | -165.656 | 331.961 | 54788.7 | 193.698 | 660.8976 | 0 | 0 | 0 | 1512160 | -165.643 | 173.2656 | 185.3856 | 195.6196
[20 empty] | 4523 | 2020-07-08 10:00 | 4523 | 7 | 8 | 11 | 159856.534 | 159.8565 | 293.699 | 126659 | 173.233 | 591.071 | 0 | 0 | 0 | 1411450 | 0 | 305.929 | 126659 | 183.215 | 625.1296 | 0 | 0 | 0 | 1521240 | 0 | 316.321 | 126659 | 191.864 | 654.64 | 0 | 0 | 0 | 1472190 | 0 | 133.8425 | 146.0725 | 156.4645
[20 empty] | 4524 | 2020-07-08 11:00 | 4524 | 7 | 8 | 12 | 209365.122 | 209.3651 | 331.829 | 126659 | 198.041 | 675.7159 | 0 | 0 | 0 | 1677660 | 0 | 344.536 | 126659 | 208.387 | 711.0164 | 0 | 0 | 0 | 1795490 | 0 | 355.436 | 126659 | 217.351 | 741.6016 | 0 | 0 | 0 | 1742370 | 0 | 122.4639 | 135.1709 | 146.0709
[20 empty] | 4525 | 2020-07-08 12:00 | 4525 | 7 | 8 | 13 | 218636.537 | 218.6365 | 305.232 | 83697.6 | 204.241 | 696.8703 | 0 | 0 | 0 | 1613970 | 0 | 319.166 | 83697.6 | 215.489 | 735.2485 | 0 | 0 | 0 | 1734700 | 0 | 331.287 | 83697.6 | 225.338 | 768.8533 | 0 | 0 | 0 | 1679480 | 0 | 86.5955 | 100.5295 | 112.6505
[20 empty] | 4526 | 2020-07-08 13:00 | 4526 | 7 | 8 | 14 | 194862.77 | 194.8628 | 299.044 | 53981.8 | 203.239 | 693.4515 | 0 | 0 | 0 | 1591930 | 0 | 313.141 | 53981.8 | 214.54 | 732.0105 | 0 | 0 | 0 | 1716510 | 0 | 325.428 | 53981.8 | 224.44 | 765.7893 | 0 | 0 | 0 | 1659370 | 0 | 104.1812 | 118.2782 | 130.5652
[20 empty] | 4527 | 2020-07-08 14:00 | 4527 | 7 | 8 | 15 | 117834.323 | 117.8343 | 266.141 | 54568.6 | 177.567 | 605.8586 | 0 | 0 | 0 | 1410190 | 0 | 279.27 | 54568.6 | 188.088 | 641.7563 | 0 | 0 | 0 | 1530300 | 0 | 290.724 | 54568.6 | 197.361 | 673.3957 | 0 | 0 | 0 | 1475260 | 0 | 148.3067 | 161.4357 | 172.8897
[20 empty] | 4528 | 2020-07-08 15:00 | 4528 | 7 | 8 | 16 | 68997.217 | 68.9972 | 217.116 | 29570.7 | 170.766 | 582.6536 | 0 | 0 | 0 | 1292560 | -968.013 | 230.547 | 29570.7 | 181.765 | 620.1822 | 0 | 0 | 0 | 1419840 | -1167.48 | 242.714 | 29570.7 | 191.633 | 653.8518 | 0 | 0 | 0 | 1360800 | -1076.8 | 148.1188 | 161.5498 | 173.7168
[20 empty] | 4529 | 2020-07-08 16:00 | 4529 | 7 | 8 | 17 | 6799.793 | 6.7998 | 11.6503 | 29570.7 | 0 | 0 | 0 | 0 | 0 | 0 | 0 | 11.6503 | 29570.7 | 0 | 0 | 0 | 0 | 0 | 0 | 0 | 11.6503 | 29570.7 | 0 | 0 | 0 | 0 | 0 | 0 | 0 | 4.8505 | 4.8505 | 4.8505
[20 empty] | 4530 | 2020-07-08 17:00 | 4530 | 7 | 8 | 18 | 19030.004 | 19.03 | 12.2446 | 29864 | 0 | 0 | 0 | 0 | 0 | 0 | 0 | 12.2446 | 29864 | 0 | 0 | 0 | 0 | 0 | 70224.2 | -3.8809 | 26.8491 | 29864 | 11.4185 | 38.9599 | 0 | 0 | 0 | 0 | 0 | -6.7854 | -6.7854 | 7.8191
[20 empty] | 4531 | 2020-07-08 18:00 | 4531 | 7 | 8 | 19 | 9460.941 | 9.4609 | 8.8603 | 30157.4 | 0 | 0 | 0 | 0 | 0 | 0 | 0 | 20.9927 | 30157.4 | 10.3493 | 35.3118 | 0 | 0 | 0 | 142859 | -4.222 | 36.2504 | 30157.4 | 22.2665 | 75.9733 | 0 | 0 | 0 | 66755.8 | 0 | -0.60062 | 11.5318 | 26.7895
[20 empty] | 4532 | 2020-07-08 19:00 | 4532 | 7 | 8 | 20 | 0 | 0 | 8.8603 | 7795.88 | 0 | 0 | 0 | 0 | 0 | 0 | 0 | 8.8603 | 7795.88 | 0 | 0 | 0 | 0 | 0 | 68622.3 | 0 | 21.482 | 7795.88 | 10.7378 | 36.6374 | 0 | 0 | 0 | 0 | 0 | 8.8603 | 8.8603 | 21.482
[20 empty] | 4533 | 2020-07-08 20:00 | 4533 | 7 | 8 | 21 | 0 | 0 | 26.5161 | 8015.86 | 13.0873 | 44.6539 | 0 | 0 | 0 | 87646.9 | 0 | 26.5161 | 8015.86 | 13.0873 | 44.6539 | 0 | 0 | 0 | 87646.4 | 0 | 26.516 | 8015.86 | 13.0872 | 44.6535 | 0 | 0 | 0 | 87647.3 | 0 | 26.5161 | 26.5161 | 26.516
[20 empty] | 4534 | 2020-07-08 21:00 | 4534 | 7 | 8 | 22 | 0 | 0 | 8.8603 | 7795.88 | 0 | 0 | 0 | 0 | 0 | 0 | 0 | 8.8603 | 7795.88 | 0 | 0 | 0 | 0 | 0 | 0 | 0 | 8.8603 | 7795.88 | 0 | 0 | 0 | 0 | 0 | 0 | 0 | 8.8603 | 8.8603 | 8.8603
[20 empty] | 4535 | 2020-07-08 22:00 | 4535 | 7 | 8 | 23 | 0 | 0 | 8.8603 | 7795.88 | 0 | 0 | 0 | 0 | 0 | 0 | 0 | 8.8603 | 7795.88 | 0 | 0 | 0 | 0 | 0 | 0 | 0 | 8.8603 | 7795.88 | 0 | 0 | 0 | 0 | 0 | 0 | 0 | 8.8603 | 8.8603 | 8.8603
[20 empty] | 4536 | 2020-07-08 23:00 | 4536 | 7 | 8 | 24 | 0 | 0 | 7.3488 | 8455.81 | 0 | 0 | 0 | 0 | 0 | 0 | 0 | 7.3488 | 8455.81 | 0 | 0 | 0 | 0 | 0 | 0 | 0 | 7.3488 | 8455.81 | 0 | 0 | 0 | 0 | 0 | 0 | 0 | 7.3488 | 7.3488 | 7.3488
[20 empty] | 4537 | 2020-07-09 | 4537 | 7 | 9 | 1 | 0 | 0 | 24.0121 | 8529.14 | 12.0947 | 41.2671 | 0 | 0 | 0 | 87312 | 0 | 24.0121 | 8529.14 | 12.0948 | 41.2675 | 0 | 0 | 0 | 87311.4 | 0 | 24.012 | 8529.14 | 12.0947 | 41.2671 | 0 | 0 | 0 | 87312.1 | 0 | 24.0121 | 24.0121 | 24.012
[20 empty] | 4538 | 2020-07-09 01:00 | 4538 | 7 | 9 | 2 | 0 | 0 | 7.3488 | 8455.81 | 0 | 0 | 0 | 0 | 0 | 0 | 0 | 7.3488 | 8455.81 | 0 | 0 | 0 | 0 | 0 | 0 | 0 | 7.3488 | 8455.81 | 0 | 0 | 0 | 0 | 0 | 0 | 0 | 7.3488 | 7.3488 | 7.3488
[20 empty] | 4539 | 2020-07-09 02:00 | 4539 | 7 | 9 | 3 | 0 | 0 | 7.3488 | 8382.48 | 0 | 0 | 0 | 0 | 0 | 0 | 0 | 7.3488 | 8382.48 | 0 | 0 | 0 | 0 | 0 | 0 | 0 | 7.3488 | 8382.48 | 0 | 0 | 0 | 0 | 0 | 0 | 0 | 7.3488 | 7.3488 | 7.3488
[20 empty] | 4540 | 2020-07-09 03:00 | 4540 | 7 | 9 | 4 | 0 | 0 | 38.5333 | 8455.81 | 23.4478 | 80.0039 | 0 | 0 | 0 | 172020 | 0 | 40.33 | 8455.81 | 24.9607 | 85.1659 | 0 | 0 | 0 | 191187 | 0 | 41.9263 | 8455.81 | 26.2938 | 89.7144 | 0 | 0 | 0 | 182082 | 0 | 38.5333 | 40.33 | 41.9263
[20 empty] | 4541 | 2020-07-09 04:00 | 4541 | 7 | 9 | 5 | 0 | 0 | 37.7237 | 8455.81 | 21.6297 | 73.8005 | 0 | 0 | 0 | 156613 | 0 | 39.0695 | 8455.81 | 22.8148 | 77.8441 | 0 | 0 | 0 | 171012 | 0 | 40.3929 | 8455.81 | 23.9488 | 81.7133 | 0 | 0 | 0 | 163660 | 0 | 37.7237 | 39.0695 | 40.3929
[20 empty] | 4542 | 2020-07-09 05:00 | 4542 | 7 | 9 | 6 | 13916.428 | 13.9164 | 140.174 | 30744.1 | 98.7391 | 336.8978 | 0 | 0 | 0 | 695454 | 0 | 146.912 | 30744.1 | 104.333 | 355.9842 | 0 | 0 | 0 | 760550 | 0 | 151.017 | 30744.1 | 107.942 | 368.2981 | 0 | 0 | 0 | 734439 | 0 | 126.2576 | 132.9956 | 137.1006
[20 empty] | 4543 | 2020-07-09 06:00 | 4543 | 7 | 9 | 7 | 45621.557 | 45.6216 | 232.448 | 80379.3 | 130.621 | 445.6789 | 0 | 0 | 0 | 1023880 | -471.296 | 241.748 | 80379.3 | 138.744 | 473.3945 | 0 | 0 | 0 | 1105270 | -472.009 | 249.027 | 80379.3 | 145.466 | 496.33 | 0 | 0 | 0 | 1072820 | -471.201 | 186.8264 | 196.1264 | 203.4054
[20 empty] | 4544 | 2020-07-09 07:00 | 4544 | 7 | 9 | 8 | 44956.556 | 44.9566 | 267.189 | 80379.3 | 141.898 | 484.156 | 0 | 0 | 0 | 1146950 | 0 | 276.823 | 80379.3 | 149.99 | 511.7659 | 0 | 0 | 0 | 1229310 | 0 | 283.602 | 80379.3 | 156.145 | 532.7667 | 0 | 0 | 0 | 1197030 | 0 | 222.2324 | 231.8664 | 238.6454
[20 empty] | 4545 | 2020-07-09 08:00 | 4545 | 7 | 9 | 9 | 77787.814 | 77.7878 | 289.068 | 55155.5 | 157.99 | 539.0619 | 0 | 0 | 0 | 1295380 | 0 | 300.261 | 55155.5 | 167.245 | 570.6399 | 0 | 0 | 0 | 1391230 | 0 | 308.489 | 55155.5 | 174.419 | 595.1176 | 0 | 0 | 0 | 1352120 | 0 | 211.2802 | 222.4732 | 230.7012
[20 empty] | 4546 | 2020-07-09 09:00 | 4546 | 7 | 9 | 10 | 76514.389 | 76.5144 | 290.793 | 55082.1 | 156.767 | 534.889 | 0 | 0 | 0 | 1247480 | -173.375 | 302.082 | 55082.1 | 165.965 | 566.2726 | 0 | 0 | 0 | 1348070 | -173.387 | 311.033 | 55082.1 | 173.524 | 592.0639 | 0 | 0 | 0 | 1305930 | -173.383 | 214.2786 | 225.5676 | 234.5186
[20 empty] | 4547 | 2020-07-09 10:00 | 4547 | 7 | 9 | 11 | 124946.813 | 124.9468 | 273.626 | 126659 | 153.84 | 524.9021 | 0 | 0 | 0 | 1205150 | 0 | 284.839 | 126659 | 162.933 | 555.9274 | 0 | 0 | 0 | 1305160 | 0 | 293.76 | 126659 | 170.482 | 581.6846 | 0 | 0 | 0 | 1262730 | 0 | 148.6792 | 159.8922 | 168.8132
[20 empty] | 4548 | 2020-07-09 11:00 | 4548 | 7 | 9 | 12 | 79797.341 | 79.7973 | 294.703 | 126659 | 161.549 | 551.2052 | 0 | 0 | 0 | 1240100 | 0 | 306.247 | 126659 | 170.99 | 583.4179 | 0 | 0 | 0 | 1338970 | 0 | 315.401 | 126659 | 178.766 | 609.9496 | 0 | 0 | 0 | 1296690 | 0 | 214.9057 | 226.4497 | 235.6037
[20 empty] | 4549 | 2020-07-09 12:00 | 4549 | 7 | 9 | 13 | 156882.359 | 156.8824 | 260.586 | 85280.5 | 162.105 | 553.1023 | 0 | 0 | 0 | 1320740 | 0 | 272.142 | 85280.5 | 171.612 | 585.5401 | 0 | 0 | 0 | 1423420 | 0 | 281.581 | 85280.5 | 179.691 | 613.1057 | 0 | 0 | 0 | 1378870 | 0 | 103.7036 | 115.2596 | 124.6986
[20 empty] | 4550 | 2020-07-09 13:00 | 4550 | 7 | 9 | 14 | 131902.367 | 131.9024 | 255.062 | 55008.7 | 162.107 | 553.1091 | 0 | 0 | 0 | 1302090 | 0 | 266.643 | 55008.7 | 171.68 | 585.7722 | 0 | 0 | 0 | 1409610 | 0 | 276.112 | 55008.7 | 179.531 | 612.5598 | 0 | 0 | 0 | 1363380 | 0 | 123.1596 | 134.7406 | 144.2096
[20 empty] | 4551 | 2020-07-09 14:00 | 4551 | 7 | 9 | 15 | 189660.734 | 189.6607 | 246.039 | 54935.4 | 158.83 | 541.928 | 0 | 0 | 0 | 1235800 | 0 | 257.993 | 54935.4 | 168.466 | 574.806 | 0 | 0 | 0 | 1347500 | 0 | 268.023 | 54935.4 | 176.637 | 602.6854 | 0 | 0 | 0 | 1298320 | 0 | 56.3783 | 68.3323 | 78.3623
[20 empty] | 4552 | 2020-07-09 15:00 | 4552 | 7 | 9 | 16 | 150994.379 | 150.9944 | 188.171 | 30157.4 | 142.697 | 486.8822 | 0 | 0 | 0 | 1026160 | -937.465 | 199.795 | 30157.4 | 151.986 | 518.5762 | 0 | 0 | 0 | 1140160 | -1116.23 | 210.262 | 30157.4 | 160.156 | 546.4523 | 0 | 0 | 0 | 1087790 | -1039.33 | 37.1766 | 48.8006 | 59.2676
[20 empty] | 4553 | 2020-07-09 16:00 | 4553 | 7 | 9 | 17 | 124289.407 | 124.2894 | 11.6503 | 30157.4 | 0 | 0 | 0 | 0 | 0 | 0 | 0 | 11.6503 | 30157.4 | 0 | 0 | 0 | 0 | 0 | 0 | 0 | 11.6503 | 30157.4 | 0 | 0 | 0 | 0 | 0 | 0 | 0 | -112.6391 | -112.6391 | -112.6391
[20 empty] | 4554 | 2020-07-09 17:00 | 4554 | 7 | 9 | 18 | 64383.975 | 64.384 | 12.2446 | 30377.4 | 0 | 0 | 0 | 0 | 0 | 0 | 0 | 12.2446 | 30377.4 | 0 | 0 | 0 | 0 | 0 | 107897 | -77.9333 | 32.7782 | 30377.4 | 16.2657 | 55.4986 | 0 | 0 | 0 | 0 | 0 | -52.1394 | -52.1394 | -31.6058
[20 empty] | 4555 | 2020-07-09 18:00 | 4555 | 7 | 9 | 19 | 14486.946 | 14.4869 | 8.8603 | 30524.1 | 0 | 0 | 0 | 0 | 0 | 0 | 0 | 15.1946 | 30524.1 | 5.3771 | 18.3465 | 0 | 0 | 0 | 149133 | -47.0875 | 36.1544 | 30524.1 | 21.9828 | 75.0053 | 0 | 0 | 0 | 36637.9 | 0 | -5.6266 | 0.70765 | 21.6675
[20 empty] | 4556 | 2020-07-09 19:00 | 4556 | 7 | 9 | 20 | 0 | 0 | 8.8603 | 8162.51 | 0 | 0 | 0 | 0 | 0 | 0 | 0 | 8.8603 | 8162.51 | 0 | 0 | 0 | 0 | 0 | 39502.8 | -1.2622 | 17.042 | 8162.51 | 5.8261 | 19.8788 | 0 | 0 | 0 | 0 | 0 | 8.8603 | 8.8603 | 17.042
[20 empty] | 4557 | 2020-07-09 20:00 | 4557 | 7 | 9 | 21 | 0 | 0 | 25.8209 | 8382.48 | 12.3921 | 42.2818 | 0 | 0 | 0 | 87769.1 | 0 | 25.821 | 8382.48 | 12.3922 | 42.2822 | 0 | 0 | 0 | 87768.9 | 0 | 25.8209 | 8382.48 | 12.3921 | 42.2818 | 0 | 0 | 0 | 87769.7 | 0 | 25.8209 | 25.821 | 25.8209
[20 empty] | 4558 | 2020-07-09 21:00 | 4558 | 7 | 9 | 22 | 0 | 0 | 8.8603 | 8382.48 | 0 | 0 | 0 | 0 | 0 | 0 | 0 | 8.8603 | 8382.48 | 0 | 0 | 0 | 0 | 0 | 0 | 0 | 8.8603 | 8382.48 | 0 | 0 | 0 | 0 | 0 | 0 | 0 | 8.8603 | 8.8603 | 8.8603
[20 empty] | 4559 | 2020-07-09 22:00 | 4559 | 7 | 9 | 23 | 0 | 0 | 8.8603 | 8382.48 | 0 | 0 | 0 | 0 | 0 | 0 | 0 | 8.8603 | 8382.48 | 0 | 0 | 0 | 0 | 0 | 0 | 0 | 8.8603 | 8382.48 | 0 | 0 | 0 | 0 | 0 | 0 | 0 | 8.8603 | 8.8603 | 8.8603
[20 empty] | 4560 | 2020-07-09 23:00 | 4560 | 7 | 9 | 24 | 0 | 0 | 7.8094 | 8235.83 | 0 | 0 | 0 | 0 | 0 | 0 | 0 | 7.8094 | 8235.83 | 0 | 0 | 0 | 0 | 0 | 0 | 0 | 7.8094 | 8235.83 | 0 | 0 | 0 | 0 | 0 | 0 | 0 | 7.8094 | 7.8094 | 7.8094
[20 empty] | 4561 | 2020-07-10 | 4561 | 7 | 10 | 1 | 0 | 0 | 7.8094 | 8309.16 | 0 | 0 | 0 | 0 | 0 | 0 | 0 | 7.8094 | 8309.16 | 0 | 0 | 0 | 0 | 0 | 0 | 0 | 7.8094 | 8309.16 | 0 | 0 | 0 | 0 | 0 | 0 | 0 | 7.8094 | 7.8094 | 7.8094
[20 empty] | 4562 | 2020-07-10 01:00 | 4562 | 7 | 10 | 2 | 0 | 0 | 25.0336 | 8309.16 | 12.6557 | 43.1812 | 0 | 0 | 0 | 87791.3 | 0 | 25.0337 | 8309.16 | 12.6558 | 43.1816 | 0 | 0 | 0 | 87791.2 | 0 | 25.0336 | 8309.16 | 12.6557 | 43.1812 | 0 | 0 | 0 | 87792 | 0 | 25.0336 | 25.0337 | 25.0336
[20 empty] | 4563 | 2020-07-10 02:00 | 4563 | 7 | 10 | 3 | 0 | 0 | 7.8094 | 8455.81 | 0 | 0 | 0 | 0 | 0 | 0 | 0 | 7.8094 | 8455.81 | 0 | 0 | 0 | 0 | 0 | 0 | 0 | 7.8094 | 8455.81 | 0 | 0 | 0 | 0 | 0 | 0 | 0 | 7.8094 | 7.8094 | 7.8094
[20 empty] | 4564 | 2020-07-10 03:00 | 4564 | 7 | 10 | 4 | 0 | 0 | 7.8094 | 8529.14 | 0 | 0 | 0 | 0 | 0 | 0 | 0 | 7.8094 | 8529.14 | 0 | 0 | 0 | 0 | 0 | 0 | 0 | 7.8094 | 8529.14 | 0 | 0 | 0 | 0 | 0 | 0 | 0 | 7.8094 | 7.8094 | 7.8094
[20 empty] | 4565 | 2020-07-10 04:00 | 4565 | 7 | 10 | 5 | 0 | 0 | 7.8094 | 8529.14 | 0 | 0 | 0 | 0 | 0 | 0 | 0 | 7.8094 | 8529.14 | 0 | 0 | 0 | 0 | 0 | 0 | 0 | 7.8094 | 8529.14 | 0 | 0 | 0 | 0 | 0 | 0 | 0 | 7.8094 | 7.8094 | 7.8094
[20 empty] | 4566 | 2020-07-10 05:00 | 4566 | 7 | 10 | 6 | 13334.027 | 13.334 | 24.2408 | 8675.79 | 11.8676 | 40.4923 | 0 | 0 | 0 | 87352.1 | 0 | 24.2397 | 8675.79 | 11.8677 | 40.4926 | 0 | 0 | 0 | 87352.1 | 0 | 24.2388 | 8675.79 | 11.8676 | 40.4923 | 0 | 0 | 0 | 87352.8 | 0 | 10.9068 | 10.9057 | 10.9048
[20 empty] | 4567 | 2020-07-10 06:00 | 4567 | 7 | 10 | 7 | 45131.195 | 45.1312 | 7.8002 | 8602.46 | 0 | 0 | 0 | 0 | 0 | 0 | 0 | 7.7995 | 8602.46 | 0 | 0 | 0 | 0 | 0 | 0 | 0 | 7.7993 | 8602.46 | 0 | 0 | 0 | 0 | 0 | 0 | 0 | -37.331 | -37.3317 | -37.3319
[20 empty] | 4568 | 2020-07-10 07:00 | 4568 | 7 | 10 | 8 | 102688.919 | 102.6889 | 7.7993 | 8602.46 | 0 | 0 | 0 | 0 | 0 | 0 | 0 | 7.7993 | 8602.46 | 0 | 0 | 0 | 0 | 0 | 0 | 0 | 7.7993 | 8602.46 | 0 | 0 | 0 | 0 | 0 | 0 | 0 | -94.8896 | -94.8896 | -94.8896
[20 empty] | 4569 | 2020-07-10 08:00 | 4569 | 7 | 10 | 9 | 191953.021 | 191.953 | 7.7993 | 8382.48 | 0 | 0 | 0 | 0 | 0 | 0 | 0 | 7.7993 | 8382.48 | 0 | 0 | 0 | 0 | 0 | 66046.6 | 0 | 19.0797 | 8382.48 | 9.3964 | 32.0606 | 0 | 0 | 0 | 0 | 0 | -184.1537 | -184.1537 | -172.8733
[20 empty] | 4570 | 2020-07-10 09:00 | 4570 | 7 | 10 | 10 | 236319.572 | 236.3196 | 7.7993 | 8162.51 | 0 | 0 | 0 | 0 | 0 | 0 | 0 | 18.8536 | 8162.51 | 9.2698 | 31.6286 | 0 | 0 | 0 | 64306.1 | -61.5104 | 20.4844 | 8162.51 | 9.5027 | 32.4233 | 0 | 0 | 0 | 62829.5 | 0 | -228.5203 | -217.466 | -215.8352
[20 empty] | 4571 | 2020-07-10 10:00 | 4571 | 7 | 10 | 11 | 266738.548 | 266.7385 | 25.2889 | 8162.51 | 12.9211 | 44.0868 | 0 | 0 | 0 | 87407.1 | 0 | 37.4322 | 8162.51 | 22.0283 | 75.1606 | 0 | 0 | 0 | 152442 | -67.5229 | 38.1087 | 8162.51 | 22.5366 | 76.8949 | 0 | 0 | 0 | 149037 | -16.4896 | -241.4496 | -229.3063 | -228.6298
[20 empty] | 4572 | 2020-07-10 11:00 | 4572 | 7 | 10 | 12 | 278470.198 | 278.4702 | 18.478 | 7942.53 | 8.9948 | 30.6902 | 0 | 0 | 0 | 58808.3 | 0 | 20.2318 | 7942.53 | 9.397 | 32.0626 | 0 | 0 | 0 | 133687 | -127.879 | 33.3719 | 7942.53 | 20.4542 | 69.7897 | 0 | 0 | 0 | 61339.6 | -64.0896 | -259.9922 | -258.2384 | -245.0983
[20 empty] | 4573 | 2020-07-10 12:00 | 4573 | 7 | 10 | 13 | 274488.975 | 274.489 | 7.7993 | 8089.18 | 0 | 0 | 0 | 0 | 0 | 0 | 0 | 20.2255 | 8089.18 | 9.4006 | 32.0747 | 0 | 0 | 0 | 98284 | -41.6025 | 26.5956 | 8089.18 | 14.7106 | 50.1926 | 0 | 0 | 0 | 62790.7 | -15.7175 | -266.6897 | -254.2635 | -247.8934
[20 empty] | 4574 | 2020-07-10 13:00 | 4574 | 7 | 10 | 14 | 255552.034 | 255.552 | 18.4861 | 8089.18 | 9.0029 | 30.7179 | 0 | 0 | 0 | 60335.6 | 0 | 26.4207 | 8089.18 | 14.6512 | 49.9899 | 0 | 0 | 0 | 176939 | -139.502 | 40.3645 | 8089.18 | 26.3929 | 90.0526 | 0 | 0 | 0 | 98211.9 | -63.705 | -237.0659 | -229.1313 | -215.1875
[20 empty] | 4575 | 2020-07-10 14:00 | 4575 | 7 | 10 | 15 | 225617.565 | 225.6176 | 25.1979 | 8162.51 | 12.8301 | 43.7763 | 0 | 0 | 0 | 86987.3 | 0 | 48.9919 | 8162.51 | 31.8206 | 108.5719 | 0 | 0 | 0 | 264356 | -471.41 | 57.5919 | 8162.51 | 39.0179 | 133.1291 | 0 | 0 | 0 | 215652 | -178.651 | -200.4197 | -176.6257 | -168.0257
[20 empty] | 4576 | 2020-07-10 15:00 | 4576 | 7 | 10 | 16 | 182598.812 | 182.5988 | 23.9492 | 8235.83 | 13.5857 | 46.3544 | 0 | 0 | 0 | 93301.3 | 0 | 37.7071 | 8235.83 | 24.087 | 82.1848 | 0 | 0 | 0 | 227164 | -220.574 | 48.5496 | 8235.83 | 33.1385 | 113.0686 | 0 | 0 | 0 | 165141 | -111.205 | -158.6496 | -144.8917 | -134.0492
[20 empty] | 4577 | 2020-07-10 16:00 | 4577 | 7 | 10 | 17 | 129310.016 | 129.31 | 25.1091 | 8235.83 | 13.4453 | 45.8754 | 0 | 0 | 0 | 92150.8 | -58.8325 | 45.926 | 8235.83 | 30.9299 | 105.5328 | 0 | 0 | 0 | 239678 | -296.535 | 50.9131 | 8235.83 | 34.969 | 119.3142 | 0 | 0 | 0 | 212003 | -195.603 | -104.2009 | -83.384 | -78.3969
[20 empty] | 4578 | 2020-07-10 17:00 | 4578 | 7 | 10 | 18 | 66063.105 | 66.0631 | 35.5484 | 8382.48 | 22.1664 | 75.6318 | 0 | 0 | 0 | 155667 | -37.7336 | 46.2025 | 8382.48 | 31.029 | 105.8709 | 0 | 0 | 0 | 248727 | -177.397 | 51.6478 | 8382.48 | 35.4427 | 120.9305 | 0 | 0 | 0 | 217760 | -130.197 | -30.5147 | -19.8606 | -14.4153
[20 empty] | 4579 | 2020-07-10 18:00 | 4579 | 7 | 10 | 19 | 14668.787 | 14.6688 | 35.0466 | 8455.81 | 21.6814 | 73.9769 | 0 | 0 | 0 | 153994 | -14.3611 | 45.7274 | 8455.81 | 30.591 | 104.3765 | 0 | 0 | 0 | 247546 | -64.2771 | 50.9831 | 8455.81 | 34.8517 | 118.914 | 0 | 0 | 0 | 217280 | -40.9759 | 20.3778 | 31.0586 | 36.3143
[20 empty] | 4580 | 2020-07-10 19:00 | 4580 | 7 | 10 | 20 | 0 | 0 | 30.0724 | 8455.81 | 16.8038 | 57.3346 | 0 | 0 | 0 | 119446 | 0 | 52.8241 | 8455.81 | 35.8028 | 122.1592 | 0 | 0 | 0 | 317657 | 0 | 64.7776 | 8455.81 | 44.7088 | 152.5464 | 0 | 0 | 0 | 254381 | 0 | 30.0724 | 52.8241 | 64.7776
[20 empty] | 4581 | 2020-07-10 20:00 | 4581 | 7 | 10 | 21 | 0 | 0 | 13.0647 | 8602.46 | 4.3917 | 14.9845 | 0 | 0 | 0 | 31947.7 | 0 | 19.695 | 8602.46 | 9.9435 | 33.9271 | 0 | 0 | 0 | 193198 | 0 | 39.61 | 8602.46 | 26.5585 | 90.6176 | 0 | 0 | 0 | 72340.8 | 0 | 13.0647 | 19.695 | 39.61
[20 empty] | 4582 | 2020-07-10 21:00 | 4582 | 7 | 10 | 22 | 0 | 0 | 7.8094 | 8675.79 | 0 | 0 | 0 | 0 | 0 | 0 | 0 | 13.6173 | 8675.79 | 4.8458 | 16.5338 | 0 | 0 | 0 | 78763.1 | 0 | 20.6182 | 8675.79 | 10.6967 | 36.4971 | 0 | 0 | 0 | 35679.3 | 0 | 7.8094 | 13.6173 | 20.6182
[20 empty] | 4583 | 2020-07-10 22:00 | 4583 | 7 | 10 | 23 | 0 | 0 | 7.8094 | 8675.79 | 0 | 0 | 0 | 0 | 0 | 0 | 0 | 13.5056 | 8675.79 | 4.7493 | 16.2046 | 0 | 0 | 0 | 39250.7 | 0 | 14.1974 | 8675.79 | 5.3309 | 18.189 | 0 | 0 | 0 | 34966.8 | 0 | 7.8094 | 13.5056 | 14.1974
[20 empty] | 4584 | 2020-07-10 23:00 | 4584 | 7 | 10 | 24 | 0 | 0 | 23.8694 | 8822.44 | 11.4915 | 39.209 | 0 | 0 | 0 | 86657.6 | 0 | 23.8695 | 8822.44 | 11.4916 | 39.2093 | 0 | 0 | 0 | 86657.7 | 0 | 23.8694 | 8822.44 | 11.4916 | 39.2093 | 0 | 0 | 0 | 86658.3 | 0 | 23.8694 | 23.8695 | 23.8694
[20 empty] | 4585 | 2020-07-11 | 4585 | 7 | 11 | 1 | 0 | 0 | 7.8094 | 8749.11 | 0 | 0 | 0 | 0 | 0 | 0 | 0 | 7.8094 | 8749.11 | 0 | 0 | 0 | 0 | 0 | 0 | 0 | 7.8094 | 8749.11 | 0 | 0 | 0 | 0 | 0 | 0 | 0 | 7.8094 | 7.8094 | 7.8094
[20 empty] | 4586 | 2020-07-11 01:00 | 4586 | 7 | 11 | 2 | 0 | 0 | 7.8094 | 8749.11 | 0 | 0 | 0 | 0 | 0 | 0 | 0 | 7.8094 | 8749.11 | 0 | 0 | 0 | 0 | 0 | 0 | 0 | 7.8094 | 8749.11 | 0 | 0 | 0 | 0 | 0 | 0 | 0 | 7.8094 | 7.8094 | 7.8094
[20 empty] | 4587 | 2020-07-11 02:00 | 4587 | 7 | 11 | 3 | 0 | 0 | 7.8094 | 8822.44 | 0 | 0 | 0 | 0 | 0 | 0 | 0 | 7.8094 | 8822.44 | 0 | 0 | 0 | 0 | 0 | 0 | 0 | 7.8094 | 8822.44 | 0 | 0 | 0 | 0 | 0 | 0 | 0 | 7.8094 | 7.8094 | 7.8094
[20 empty] | 4588 | 2020-07-11 03:00 | 4588 | 7 | 11 | 4 | 0 | 0 | 7.8094 | 8749.11 | 0 | 0 | 0 | 0 | 0 | 0 | 0 | 7.8094 | 8749.11 | 0 | 0 | 0 | 0 | 0 | 0 | 0 | 7.8094 | 8749.11 | 0 | 0 | 0 | 0 | 0 | 0 | 0 | 7.8094 | 7.8094 | 7.8094
[20 empty] | 4589 | 2020-07-11 04:00 | 4589 | 7 | 11 | 5 | 0 | 0 | 24.0143 | 8749.11 | 11.6365 | 39.7037 | 0 | 0 | 0 | 86743.5 | 0 | 24.0144 | 8749.11 | 11.6366 | 39.7041 | 0 | 0 | 0 | 86743.9 | 0 | 24.0144 | 8749.11 | 11.6365 | 39.7037 | 0 | 0 | 0 | 86744.4 | 0 | 24.0143 | 24.0144 | 24.0144
[20 empty] | 4590 | 2020-07-11 05:00 | 4590 | 7 | 11 | 6 | 13199.653 | 13.1997 | 7.8048 | 8749.11 | 0 | 0 | 0 | 0 | 0 | 0 | 0 | 7.8036 | 8749.11 | 0 | 0 | 0 | 0 | 0 | 0 | 0 | 7.8027 | 8749.11 | 0 | 0 | 0 | 0 | 0 | 0 | 0 | -5.3949 | -5.3961 | -5.397
[20 empty] | 4591 | 2020-07-11 06:00 | 4591 | 7 | 11 | 7 | 54966.562 | 54.9666 | 7.8015 | 8529.14 | 0 | 0 | 0 | 0 | 0 | 0 | 0 | 7.8005 | 8529.14 | 0 | 0 | 0 | 0 | 0 | 0 | 0 | 7.7998 | 8529.14 | 0 | 0 | 0 | 0 | 0 | 0 | 0 | -47.165 | -47.166 | -47.1667
[20 empty] | 4592 | 2020-07-11 07:00 | 4592 | 7 | 11 | 8 | 110248.254 | 110.2483 | 17.6957 | 8529.14 | 8.21 | 28.0126 | 0 | 0 | 0 | 59044.6 | 0 | 18.3766 | 8529.14 | 8.774 | 29.937 | 0 | 0 | 0 | 67220 | 0 | 19.0666 | 8529.14 | 9.3431 | 31.8787 | 0 | 0 | 0 | 63108 | 0 | -92.5526 | -91.8717 | -91.1817
[20 empty] | 4593 | 2020-07-11 08:00 | 4593 | 7 | 11 | 9 | 155579.589 | 155.5796 | 36.6999 | 8235.83 | 21.3177 | 72.736 | 0 | 0 | 0 | 146007 | -61.2162 | 37.5618 | 8235.83 | 22.0525 | 75.2431 | 0 | 0 | 0 | 187913 | -142.634 | 44.0289 | 8235.83 | 27.4236 | 93.5693 | 0 | 0 | 0 | 151041 | -99.5801 | -118.8797 | -118.0178 | -111.5507
[20 empty] | 4594 | 2020-07-11 09:00 | 4594 | 7 | 11 | 10 | 199008.983 | 199.009 | 19.7537 | 8235.83 | 8.9234 | 30.4465 | 0 | 0 | 0 | 61094.6 | -30.5631 | 20.6845 | 8235.83 | 9.7174 | 33.1557 | 0 | 0 | 0 | 182389 | -124.708 | 40.7193 | 8235.83 | 26.5672 | 90.6473 | 0 | 0 | 0 | 66532 | -52.1428 | -179.2553 | -178.3245 | -158.2897
[20 empty] | 4595 | 2020-07-11 10:00 | 4595 | 7 | 11 | 11 | 248696.479 | 248.6965 | 19.6742 | 8235.83 | 8.8592 | 30.2276 | 0 | 0 | 0 | 60677.8 | -24.2306 | 31.7896 | 8235.83 | 19.1081 | 65.1968 | 0 | 0 | 0 | 141102 | -76.7721 | 33.6618 | 8235.83 | 20.59 | 70.2531 | 0 | 0 | 0 | 131222 | -43.7461 | -229.0223 | -216.9069 | -215.0347
[20 empty] | 4596 | 2020-07-11 11:00 | 4596 | 7 | 11 | 12 | 258878.25 | 258.8782 | 19.9605 | 8015.86 | 9.1537 | 31.2325 | 0 | 0 | 0 | 60503.1 | -47.8725 | 20.8927 | 8015.86 | 9.9584 | 33.978 | 0 | 0 | 0 | 225477 | -143.093 | 49.304 | 8015.86 | 34.0164 | 116.064 | 0 | 0 | 0 | 65827.1 | -75.563 | -238.9177 | -237.9855 | -209.5742
[20 empty] | 4597 | 2020-07-11 12:00 | 4597 | 7 | 11 | 13 | 256683.866 | 256.6839 | 20.0855 | 8015.86 | 9.2863 | 31.6847 | 0 | 0 | 0 | 61380.6 | -21.1669 | 32.8134 | 8015.86 | 20.1409 | 68.7208 | 0 | 0 | 0 | 183505 | -203.631 | 41.8604 | 8015.86 | 27.7385 | 94.6438 | 0 | 0 | 0 | 133615 | -42.9487 | -236.5984 | -223.8705 | -214.8235
[20 empty] | 4598 | 2020-07-11 13:00 | 4598 | 7 | 11 | 14 | 245672.051 | 245.6721 | 37.6597 | 8015.86 | 22.2973 | 76.0784 | 0 | 0 | 0 | 147735 | -45.9469 | 56.7297 | 8015.86 | 38.5526 | 131.5415 | 0 | 0 | 0 | 315985 | -413.683 | 67.5265 | 8015.86 | 47.6656 | 162.635 | 0 | 0 | 0 | 255695 | -178.189 | -208.0124 | -188.9424 | -178.1456
[20 empty] | 4599 | 2020-07-11 14:00 | 4599 | 7 | 11 | 15 | 222233.521 | 222.2335 | 36.3025 | 8089.18 | 23.0762 | 78.736 | 0 | 0 | 0 | 155140 | -56.3137 | 46.3823 | 8089.18 | 31.629 | 107.9181 | 0 | 0 | 0 | 230489 | -469.715 | 49.733 | 8089.18 | 34.4055 | 117.3916 | 0 | 0 | 0 | 212172 | -202.354 | -185.931 | -175.8512 | -172.5005
[20 empty] | 4600 | 2020-07-11 15:00 | 4600 | 7 | 11 | 16 | 182913.727 | 182.9137 | 36.1042 | 8089.18 | 22.8044 | 77.8086 | 0 | 0 | 0 | 152776 | -98.7759 | 47.145 | 8089.18 | 32.1119 | 109.5658 | 0 | 0 | 0 | 235783 | -252.932 | 50.8557 | 8089.18 | 35.1953 | 120.0864 | 0 | 0 | 0 | 215145 | -165.669 | -146.8095 | -135.7687 | -132.058
[20 empty] | 4601 | 2020-07-11 16:00 | 4601 | 7 | 11 | 17 | 130462.593 | 130.4626 | 44.1182 | 8089.18 | 29.5293 | 100.754 | 0 | 0 | 0 | 197754 | -137.191 | 49.211 | 8089.18 | 33.754 | 115.1686 | 0 | 0 | 0 | 252392 | -244.859 | 54.0046 | 8089.18 | 37.6935 | 128.6102 | 0 | 0 | 0 | 226003 | -179.194 | -86.3444 | -81.2516 | -76.458
[20 empty] | 4602 | 2020-07-11 17:00 | 4602 | 7 | 11 | 18 | 66242.727 | 66.2427 | 60.2598 | 8382.48 | 41.0278 | 139.9869 | 0 | 0 | 0 | 288125 | -58.6459 | 65.6423 | 8382.48 | 45.4812 | 155.1819 | 0 | 0 | 0 | 348044 | -143.86 | 70.6511 | 8382.48 | 49.5642 | 169.1131 | 0 | 0 | 0 | 319380 | -100.697 | -5.9829 | -0.60043 | 4.4084
[20 empty] | 4603 | 2020-07-11 18:00 | 4603 | 7 | 11 | 19 | 14393.838 | 14.3938 | 42.7581 | 8455.81 | 28.2483 | 96.3832 | 0 | 0 | 0 | 200701 | -6.4757 | 47.7724 | 8455.81 | 32.4196 | 110.6157 | 0 | 0 | 0 | 256893 | -20.8889 | 52.3304 | 8455.81 | 36.1553 | 123.3619 | 0 | 0 | 0 | 230346 | -13.0326 | 28.3643 | 33.3786 | 37.9366
[20 empty] | 4604 | 2020-07-11 19:00 | 4604 | 7 | 11 | 20 | 0 | 0 | 18.95 | 8455.81 | 9.3862 | 32.0258 | 0 | 0 | 0 | 66727.7 | 0 | 44.2062 | 8455.81 | 30.5618 | 104.2769 | 0 | 0 | 0 | 239962 | 0 | 48.0249 | 8455.81 | 33.7624 | 115.1973 | 0 | 0 | 0 | 217207 | 0 | 18.95 | 44.2062 | 48.0249
[20 empty] | 4605 | 2020-07-11 20:00 | 4605 | 7 | 11 | 21 | 0 | 0 | 13.2864 | 8529.14 | 4.6084 | 15.7239 | 0 | 0 | 0 | 33148.3 | 0 | 37.7006 | 8529.14 | 25.105 | 85.6583 | 0 | 0 | 0 | 231011 | 0 | 46.0578 | 8529.14 | 32.1217 | 109.5992 | 0 | 0 | 0 | 180549 | 0 | 13.2864 | 37.7006 | 46.0578
[20 empty] | 4606 | 2020-07-11 21:00 | 4606 | 7 | 11 | 22 | 0 | 0 | 7.8094 | 8602.46 | 0 | 0 | 0 | 0 | 0 | 0 | 0 | 13.8267 | 8602.46 | 5.0562 | 17.2519 | 0 | 0 | 0 | 154677 | 0 | 33.1829 | 8602.46 | 21.2545 | 72.5204 | 0 | 0 | 0 | 36804 | 0 | 7.8094 | 13.8267 | 33.1829
[20 empty] | 4607 | 2020-07-11 22:00 | 4607 | 7 | 11 | 23 | 0 | 0 | 24.2004 | 8602.46 | 11.8225 | 40.3384 | 0 | 0 | 0 | 86174 | 0 | 30.1111 | 8602.46 | 16.7863 | 57.2749 | 0 | 0 | 0 | 126442 | 0 | 30.7901 | 8602.46 | 17.355 | 59.2153 | 0 | 0 | 0 | 122303 | 0 | 24.2004 | 30.1111 | 30.7901
[20 empty] | 4608 | 2020-07-11 23:00 | 4608 | 7 | 11 | 24 | 0 | 0 | 7.3488 | 8675.79 | 0 | 0 | 0 | 0 | 0 | 0 | 0 | 7.3488 | 8675.79 | 0 | 0 | 0 | 0 | 0 | 0 | 0 | 7.3488 | 8675.79 | 0 | 0 | 0 | 0 | 0 | 0 | 0 | 7.3488 | 7.3488 | 7.3488
[20 empty] | 4609 | 2020-07-12 | 4609 | 7 | 12 | 1 | 0 | 0 | 7.3488 | 8749.11 | 0 | 0 | 0 | 0 | 0 | 0 | 0 | 7.3488 | 8749.11 | 0 | 0 | 0 | 0 | 0 | 0 | 0 | 7.3488 | 8749.11 | 0 | 0 | 0 | 0 | 0 | 0 | 0 | 7.3488 | 7.3488 | 7.3488
[20 empty] | 4610 | 2020-07-12 01:00 | 4610 | 7 | 12 | 2 | 0 | 0 | 7.3488 | 8749.11 | 0 | 0 | 0 | 0 | 0 | 0 | 0 | 7.3488 | 8749.11 | 0 | 0 | 0 | 0 | 0 | 0 | 0 | 7.3488 | 8749.11 | 0 | 0 | 0 | 0 | 0 | 0 | 0 | 7.3488 | 7.3488 | 7.3488
[20 empty] | 4611 | 2020-07-12 02:00 | 4611 | 7 | 12 | 3 | 0 | 0 | 23.5518 | 8675.79 | 11.6345 | 39.6969 | 0 | 0 | 0 | 85803 | 0 | 23.5518 | 8675.79 | 11.6345 | 39.6969 | 0 | 0 | 0 | 85803.1 | 0 | 23.5518 | 8675.79 | 11.6345 | 39.6969 | 0 | 0 | 0 | 85803.3 | 0 | 23.5518 | 23.5518 | 23.5518
[20 empty] | 4612 | 2020-07-12 03:00 | 4612 | 7 | 12 | 4 | 0 | 0 | 100.818 | 8675.79 | 69.4757 | 237.0511 | 0 | 0 | 0 | 520279 | 0 | 105.344 | 8675.79 | 73.265 | 249.9802 | 0 | 0 | 0 | 568160 | 0 | 108.35 | 8675.79 | 75.977 | 259.2335 | 0 | 0 | 0 | 547825 | 0 | 100.818 | 105.344 | 108.35
[20 empty] | 4613 | 2020-07-12 04:00 | 4613 | 7 | 12 | 5 | 0 | 0 | 123.619 | 8675.79 | 86.2266 | 294.2052 | 0 | 0 | 0 | 641330 | 0 | 101.461 | 8675.79 | 68.7477 | 234.5672 | 0 | 0 | 0 | 523396 | 0 | 102.915 | 8675.79 | 70.3246 | 239.9475 | 0 | 0 | 0 | 512606 | 0 | 123.619 | 101.461 | 102.915
[20 empty] | 4614 | 2020-07-12 05:00 | 4614 | 7 | 12 | 6 | 13277.368 | 13.2774 | 117.207 | 31037.5 | 80.0408 | 273.0992 | 0 | 0 | 0 | 593863 | 0 | 121.809 | 31037.5 | 84.1893 | 287.2539 | 0 | 0 | 0 | 633525 | 0 | 122.805 | 31037.5 | 85.6114 | 292.1061 | 0 | 0 | 0 | 624545 | 0 | 103.9296 | 108.5316 | 109.5276
[20 empty] | 4615 | 2020-07-12 06:00 | 4615 | 7 | 12 | 7 | 63619.187 | 63.6192 | 233.393 | 80599.4 | 130.954 | 446.815 | 0 | 0 | 0 | 1087940 | -49.7451 | 240.914 | 80599.4 | 138.273 | 471.7875 | 0 | 0 | 0 | 1140130 | -49.743 | 245.186 | 80599.4 | 143.036 | 488.0388 | 0 | 0 | 0 | 1123480 | -49.742 | 169.7738 | 177.2948 | 181.5668
[20 empty] | 4616 | 2020-07-12 07:00 | 4616 | 7 | 12 | 8 | 123926.22 | 123.9262 | 268.686 | 80599.4 | 142.274 | 485.4389 | 0 | 0 | 0 | 1201550 | -42.5258 | 275.68 | 80599.4 | 148.637 | 507.1494 | 0 | 0 | 0 | 1256780 | -42.5265 | 280.306 | 80599.4 | 153.384 | 523.3462 | 0 | 0 | 0 | 1237490 | -42.5266 | 144.7598 | 151.7538 | 156.3798
[20 empty] | 4617 | 2020-07-12 08:00 | 4617 | 7 | 12 | 9 | 172634.333 | 172.6343 | 268.571 | 55522.2 | 137.279 | 468.3959 | 0 | 0 | 0 | 1079540 | -1.3874 | 275.672 | 55522.2 | 143.475 | 489.5367 | 0 | 0 | 0 | 1138790 | -1.3875 | 280.583 | 55522.2 | 148.083 | 505.2592 | 0 | 0 | 0 | 1115440 | -1.3881 | 95.9367 | 103.0377 | 107.9487
[20 empty] | 4618 | 2020-07-12 09:00 | 4618 | 7 | 12 | 10 | 187556.188 | 187.5562 | 281.89 | 55302.2 | 148.783 | 507.6476 | 0 | 0 | 0 | 1204550 | -37.0005 | 290.51 | 55302.2 | 156.24 | 533.0909 | 0 | 0 | 0 | 1274410 | -37.0071 | 296.858 | 55302.2 | 161.95 | 552.5734 | 0 | 0 | 0 | 1245350 | -37.002 | 94.3338 | 102.9538 | 109.3018
[20 empty] | 4619 | 2020-07-12 10:00 | 4619 | 7 | 12 | 11 | 212900.292 | 212.9003 | 267.669 | 126659 | 146.936 | 501.3456 | 0 | 0 | 0 | 1163700 | -832.637 | 275.939 | 126659 | 154.112 | 525.8301 | 0 | 0 | 0 | 1234560 | -832.416 | 282.427 | 126659 | 159.879 | 545.5071 | 0 | 0 | 0 | 1204370 | -832.374 | 54.7687 | 63.0387 | 69.5267
[20 empty] | 4620 | 2020-07-12 11:00 | 4620 | 7 | 12 | 12 | 235847.857 | 235.8479 | 280.072 | 126659 | 147.468 | 503.1608 | 0 | 0 | 0 | 1187100 | -6.5907 | 288.763 | 126659 | 154.95 | 528.6894 | 0 | 0 | 0 | 1263690 | -6.5901 | 295.647 | 126659 | 160.96 | 549.1955 | 0 | 0 | 0 | 1230320 | -6.5902 | 44.2241 | 52.9151 | 59.7991
[20 empty] | 4621 | 2020-07-12 12:00 | 4621 | 7 | 12 | 13 | 240791.301 | 240.7913 | 239.091 | 86271.1 | 141.586 | 483.0914 | 0 | 0 | 0 | 1077900 | 0 | 247.439 | 86271.1 | 148.615 | 507.0744 | 0 | 0 | 0 | 1152740 | 0 | 254.283 | 86271.1 | 154.584 | 527.4406 | 0 | 0 | 0 | 1119980 | 0 | -1.7003 | 6.6477 | 13.4917
[20 empty] | 4622 | 2020-07-12 13:00 | 4622 | 7 | 12 | 14 | 228266.537 | 228.2665 | 232.634 | 55228.8 | 140.321 | 478.7753 | 0 | 0 | 0 | 1069010 | 0 | 241.411 | 55228.8 | 147.568 | 503.502 | 0 | 0 | 0 | 1149560 | 0 | 248.592 | 55228.8 | 153.803 | 524.7758 | 0 | 0 | 0 | 1114400 | 0 | 4.3675 | 13.1445 | 20.3255
[20 empty] | 4623 | 2020-07-12 14:00 | 4623 | 7 | 12 | 15 | 190155.656 | 190.1557 | 232.628 | 55302.2 | 145.26 | 495.6271 | 0 | 0 | 0 | 1147990 | -26.3867 | 242.318 | 55302.2 | 153.228 | 522.8139 | 0 | 0 | 0 | 1238950 | -26.3965 | 250.23 | 55302.2 | 159.869 | 545.473 | 0 | 0 | 0 | 1198370 | -26.3936 | 42.4723 | 52.1623 | 60.0743
[20 empty] | 4624 | 2020-07-12 15:00 | 4624 | 7 | 12 | 16 | 105102.872 | 105.1029 | 178.485 | 30597.4 | 134.18 | 457.8222 | 0 | 0 | 0 | 1006810 | -780.6 | 187.448 | 30597.4 | 141.65 | 483.3098 | 0 | 0 | 0 | 1098920 | -931.383 | 195.27 | 30597.4 | 148.198 | 505.6516 | 0 | 0 | 0 | 1056820 | -857.267 | 73.3821 | 82.3451 | 90.1671
[20 empty] | 4625 | 2020-07-12 16:00 | 4625 | 7 | 12 | 17 | 67364.364 | 67.3644 | 11.6503 | 30597.4 | 0 | 0 | 0 | 0 | 0 | 0 | 0 | 11.6503 | 30597.4 | 0 | 0 | 0 | 0 | 0 | 0 | 0 | 11.6503 | 30597.4 | 0 | 0 | 0 | 0 | 0 | 0 | 0 | -55.7141 | -55.7141 | -55.7141
[20 empty] | 4626 | 2020-07-12 17:00 | 4626 | 7 | 12 | 18 | 43342.717 | 43.3427 | 12.2446 | 30744.1 | 0 | 0 | 0 | 0 | 0 | 0 | 0 | 12.2446 | 30744.1 | 0 | 0 | 0 | 0 | 0 | 39189.3 | -58.1029 | 20.1695 | 30744.1 | 5.5694 | 19.0028 | 0 | 0 | 0 | 0 | 0 | -31.0981 | -31.0981 | -23.1732
[20 empty] | 4627 | 2020-07-12 18:00 | 4627 | 7 | 12 | 19 | 14634.065 | 14.6341 | 8.8603 | 30890.8 | 0 | 0 | 0 | 0 | 0 | 0 | 0 | 8.8603 | 30890.8 | 0 | 0 | 0 | 0 | 0 | 38509.8 | -40.4011 | 16.5722 | 30890.8 | 5.3564 | 18.2761 | 0 | 0 | 0 | 0 | 0 | -5.7737 | -5.7737 | 1.9381
[20 empty] | 4628 | 2020-07-12 19:00 | 4628 | 7 | 12 | 20 | 0 | 0 | 8.8603 | 8529.14 | 0 | 0 | 0 | 0 | 0 | 0 | 0 | 8.8603 | 8529.14 | 0 | 0 | 0 | 0 | 0 | 0 | 0 | 8.8603 | 8529.14 | 0 | 0 | 0 | 0 | 0 | 0 | 0 | 8.8603 | 8.8603 | 8.8603
[20 empty] | 4629 | 2020-07-12 20:00 | 4629 | 7 | 12 | 21 | 0 | 0 | 25.0851 | 8675.79 | 11.6563 | 39.7713 | 0 | 0 | 0 | 86243.2 | 0 | 25.0852 | 8675.79 | 11.6564 | 39.7716 | 0 | 0 | 0 | 86243.5 | 0 | 25.0852 | 8675.79 | 11.6564 | 39.7716 | 0 | 0 | 0 | 86243.3 | 0 | 25.0851 | 25.0852 | 25.0852
[20 empty] | 4630 | 2020-07-12 21:00 | 4630 | 7 | 12 | 22 | 0 | 0 | 8.8603 | 8675.79 | 0 | 0 | 0 | 0 | 0 | 0 | 0 | 8.8603 | 8675.79 | 0 | 0 | 0 | 0 | 0 | 0 | 0 | 8.8603 | 8675.79 | 0 | 0 | 0 | 0 | 0 | 0 | 0 | 8.8603 | 8.8603 | 8.8603
[20 empty] | 4631 | 2020-07-12 22:00 | 4631 | 7 | 12 | 23 | 0 | 0 | 8.8603 | 8675.79 | 0 | 0 | 0 | 0 | 0 | 0 | 0 | 8.8603 | 8675.79 | 0 | 0 | 0 | 0 | 0 | 0 | 0 | 8.8603 | 8675.79 | 0 | 0 | 0 | 0 | 0 | 0 | 0 | 8.8603 | 8.8603 | 8.8603
[20 empty] | 4632 | 2020-07-12 23:00 | 4632 | 7 | 12 | 24 | 0 | 0 | 7.3488 | 8749.11 | 0 | 0 | 0 | 0 | 0 | 0 | 0 | 7.3488 | 8749.11 | 0 | 0 | 0 | 0 | 0 | 0 | 0 | 7.3488 | 8749.11 | 0 | 0 | 0 | 0 | 0 | 0 | 0 | 7.3488 | 7.3488 | 7.3488
[20 empty] | 4633 | 2020-07-13 | 4633 | 7 | 13 | 1 | 0 | 0 | 23.5423 | 8749.11 | 11.625 | 39.6645 | 0 | 0 | 0 | 86655.1 | 0 | 23.5423 | 8749.11 | 11.625 | 39.6645 | 0 | 0 | 0 | 86655.5 | 0 | 23.5424 | 8749.11 | 11.6251 | 39.6648 | 0 | 0 | 0 | 86655.2 | 0 | 23.5423 | 23.5423 | 23.5424
[20 empty] | 4634 | 2020-07-13 01:00 | 4634 | 7 | 13 | 2 | 0 | 0 | 7.3488 | 8749.11 | 0 | 0 | 0 | 0 | 0 | 0 | 0 | 7.3488 | 8749.11 | 0 | 0 | 0 | 0 | 0 | 0 | 0 | 7.3488 | 8749.11 | 0 | 0 | 0 | 0 | 0 | 0 | 0 | 7.3488 | 7.3488 | 7.3488
[20 empty] | 4635 | 2020-07-13 02:00 | 4635 | 7 | 13 | 3 | 0 | 0 | 7.3488 | 8969.09 | 0 | 0 | 0 | 0 | 0 | 0 | 0 | 7.3488 | 8969.09 | 0 | 0 | 0 | 0 | 0 | 0 | 0 | 7.3488 | 8969.09 | 0 | 0 | 0 | 0 | 0 | 0 | 0 | 7.3488 | 7.3488 | 7.3488
[20 empty] | 4636 | 2020-07-13 03:00 | 4636 | 7 | 13 | 4 | 0 | 0 | 48.1142 | 8969.09 | 30.2653 | 103.2652 | 0 | 0 | 0 | 231686 | 0 | 32.2404 | 8969.09 | 18.4769 | 63.0432 | 0 | 0 | 0 | 148279 | 0 | 33.3333 | 8969.09 | 19.4284 | 66.2897 | 0 | 0 | 0 | 141016 | 0 | 48.1142 | 32.2404 | 33.3333
[20 empty] | 4637 | 2020-07-13 04:00 | 4637 | 7 | 13 | 5 | 0 | 0 | 44.4524 | 8969.09 | 26.4028 | 90.0864 | 0 | 0 | 0 | 201699 | 0 | 48.9088 | 8969.09 | 29.9287 | 102.1167 | 0 | 0 | 0 | 131234 | 0 | 31.9941 | 8969.09 | 17.1817 | 58.624 | 0 | 0 | 0 | 228548 | 0 | 44.4524 | 48.9088 | 31.9941
[20 empty] | 4638 | 2020-07-13 05:00 | 4638 | 7 | 13 | 6 | 13205.998 | 13.206 | 118.102 | 31110.8 | 81.1875 | 277.0118 | 0 | 0 | 0 | 605315 | 0 | 124.434 | 31110.8 | 86.2921 | 294.4286 | 0 | 0 | 0 | 682065 | 0 | 130.622 | 31110.8 | 91.4463 | 312.0148 | 0 | 0 | 0 | 643376 | 0 | 104.896 | 111.228 | 117.416
[20 empty] | 4639 | 2020-07-13 06:00 | 4639 | 7 | 13 | 7 | 51746.627 | 51.7466 | 211.103 | 80672.8 | 113.707 | 387.9683 | 0 | 0 | 0 | 863480 | -1009.81 | 219.012 | 80672.8 | 120.695 | 411.8113 | 0 | 0 | 0 | 945933 | -1009.82 | 225.88 | 80672.8 | 126.71 | 432.3345 | 0 | 0 | 0 | 907891 | -1009.85 | 159.3564 | 167.2654 | 174.1334
[20 empty] | 4640 | 2020-07-13 07:00 | 4640 | 7 | 13 | 8 | 100861.204 | 100.8612 | 243.39 | 80672.8 | 121.788 | 415.5407 | 0 | 0 | 0 | 969241 | -16.4462 | 251.916 | 80672.8 | 128.855 | 439.6533 | 0 | 0 | 0 | 1062540 | -16.4457 | 259.187 | 80672.8 | 135.028 | 460.7155 | 0 | 0 | 0 | 1020530 | -16.4456 | 142.5288 | 151.0548 | 158.3258
[20 empty] | 4641 | 2020-07-13 08:00 | 4641 | 7 | 13 | 9 | 161926.121 | 161.9261 | 268.317 | 55448.9 | 142.27 | 485.4252 | 0 | 0 | 0 | 1152260 | 0 | 278.747 | 55448.9 | 150.775 | 514.4443 | 0 | 0 | 0 | 1258660 | 0 | 287.598 | 55448.9 | 158.148 | 539.601 | 0 | 0 | 0 | 1210120 | 0 | 106.3909 | 116.8209 | 125.6719
[20 empty] | 4642 | 2020-07-13 09:00 | 4642 | 7 | 13 | 10 | 119501.738 | 119.5017 | 275.044 | 55375.5 | 145.705 | 497.1455 | 0 | 0 | 0 | 1170890 | -174.901 | 285.965 | 55375.5 | 154.591 | 527.4645 | 0 | 0 | 0 | 1283300 | -174.896 | 295.416 | 55375.5 | 162.298 | 553.7608 | 0 | 0 | 0 | 1231610 | -174.892 | 155.5423 | 166.4633 | 175.9143
[20 empty] | 4643 | 2020-07-13 10:00 | 4643 | 7 | 13 | 11 | 246560.269 | 246.5603 | 260.053 | 126659 | 143.304 | 488.9532 | 0 | 0 | 0 | 1128600 | -2.9038 | 270.676 | 126659 | 151.984 | 518.5694 | 0 | 0 | 0 | 1239350 | -2.9028 | 280.042 | 126659 | 159.628 | 544.6507 | 0 | 0 | 0 | 1188050 | -2.9027 | 13.4927 | 24.1157 | 33.4817
[20 empty] | 4644 | 2020-07-13 11:00 | 4644 | 7 | 13 | 12 | 269543.564 | 269.5436 | 274.522 | 126659 | 146.446 | 499.6738 | 0 | 0 | 0 | 1137500 | 0 | 285.341 | 126659 | 155.193 | 529.5185 | 0 | 0 | 0 | 1246630 | 0 | 294.775 | 126659 | 162.938 | 555.9445 | 0 | 0 | 0 | 1196060 | 0 | 4.9784 | 15.7974 | 25.2314
[20 empty] | 4645 | 2020-07-13 12:00 | 4645 | 7 | 13 | 13 | 195226.637 | 195.2266 | 227.193 | 86197.9 | 133.174 | 454.3897 | 0 | 0 | 0 | 980510 | 0 | 237.423 | 86197.9 | 141.342 | 482.2589 | 0 | 0 | 0 | 1085440 | 0 | 246.523 | 86197.9 | 148.696 | 507.3508 | 0 | 0 | 0 | 1036450 | 0 | 31.9664 | 42.1964 | 51.2964
[20 empty] | 4646 | 2020-07-13 13:00 | 4646 | 7 | 13 | 14 | 237428.952 | 237.429 | 220.777 | 55228.8 | 131.984 | 450.3294 | 0 | 0 | 0 | 973121 | 0 | 231.603 | 55228.8 | 140.627 | 479.8193 | 0 | 0 | 0 | 1082360 | 0 | 241.097 | 55228.8 | 148.253 | 505.8392 | 0 | 0 | 0 | 1031270 | 0 | -16.652 | -5.826 | 3.668
[20 empty] | 4647 | 2020-07-13 14:00 | 4647 | 7 | 13 | 15 | 228680.764 | 228.6808 | 219.038 | 55228.8 | 134.72 | 459.6646 | 0 | 0 | 0 | 1004600 | -12.8857 | 230.371 | 55228.8 | 143.805 | 490.6627 | 0 | 0 | 0 | 1121870 | -12.8857 | 240.464 | 55228.8 | 151.755 | 517.7881 | 0 | 0 | 0 | 1067380 | -12.8936 | -9.6428 | 1.6902 | 11.7832
[20 empty] | 4648 | 2020-07-13 15:00 | 4648 | 7 | 13 | 16 | 185516.601 | 185.5166 | 169.545 | 30450.7 | 126.707 | 432.3243 | 0 | 0 | 0 | 899763 | -721.598 | 180.577 | 30450.7 | 135.788 | 463.3087 | 0 | 0 | 0 | 1018290 | -902.063 | 190.744 | 30450.7 | 143.763 | 490.5194 | 0 | 0 | 0 | 964506 | -797.569 | -15.9716 | -4.9396 | 5.2274
[20 empty] | 4649 | 2020-07-13 16:00 | 4649 | 7 | 13 | 17 | 131594.648 | 131.5946 | 11.6503 | 30450.7 | 0 | 0 | 0 | 0 | 0 | 0 | 0 | 11.6503 | 30450.7 | 0 | 0 | 0 | 0 | 0 | 0 | 0 | 11.6503 | 30450.7 | 0 | 0 | 0 | 0 | 0 | 0 | 0 | -119.9443 | -119.9443 | -119.9443
[20 empty] | 4650 | 2020-07-13 17:00 | 4650 | 7 | 13 | 18 | 66947.943 | 66.9479 | 12.2446 | 30670.8 | 0 | 0 | 0 | 0 | 0 | 0 | 0 | 12.2446 | 30670.8 | 0 | 0 | 0 | 0 | 0 | 38689.9 | -57.6088 | 20.1696 | 30670.8 | 5.5695 | 19.0031 | 0 | 0 | 0 | 0 | 0 | -54.7033 | -54.7033 | -46.7783
[20 empty] | 4651 | 2020-07-13 18:00 | 4651 | 7 | 13 | 19 | 14486.158 | 14.4862 | 8.8603 | 30817.4 | 0 | 0 | 0 | 0 | 0 | 0 | 0 | 8.8603 | 30817.4 | 0 | 0 | 0 | 0 | 0 | 38129.9 | -7.0272 | 16.5841 | 30817.4 | 5.3682 | 18.3164 | 0 | 0 | 0 | 0 | 0 | -5.6258 | -5.6258 | 2.0979
[20 empty] | 4652 | 2020-07-13 19:00 | 4652 | 7 | 13 | 20 | 0 | 0 | 8.8603 | 8455.81 | 0 | 0 | 0 | 0 | 0 | 0 | 0 | 8.8603 | 8455.81 | 0 | 0 | 0 | 0 | 0 | 0 | 0 | 8.8603 | 8455.81 | 0 | 0 | 0 | 0 | 0 | 0 | 0 | 8.8603 | 8.8603 | 8.8603
[20 empty] | 4653 | 2020-07-13 20:00 | 4653 | 7 | 13 | 21 | 0 | 0 | 25.5147 | 8529.14 | 12.0859 | 41.2371 | 0 | 0 | 0 | 87255.3 | 0 | 25.5148 | 8529.14 | 12.0859 | 41.2371 | 0 | 0 | 0 | 87255.4 | 0 | 25.5148 | 8529.14 | 12.0859 | 41.2371 | 0 | 0 | 0 | 87255.4 | 0 | 25.5147 | 25.5148 | 25.5148
[20 empty] | 4654 | 2020-07-13 21:00 | 4654 | 7 | 13 | 22 | 0 | 0 | 8.8603 | 8602.46 | 0 | 0 | 0 | 0 | 0 | 0 | 0 | 8.8603 | 8602.46 | 0 | 0 | 0 | 0 | 0 | 0 | 0 | 8.8603 | 8602.46 | 0 | 0 | 0 | 0 | 0 | 0 | 0 | 8.8603 | 8.8603 | 8.8603
[20 empty] | 4655 | 2020-07-13 22:00 | 4655 | 7 | 13 | 23 | 0 | 0 | 8.8603 | 8602.46 | 0 | 0 | 0 | 0 | 0 | 0 | 0 | 8.8603 | 8602.46 | 0 | 0 | 0 | 0 | 0 | 0 | 0 | 8.8603 | 8602.46 | 0 | 0 | 0 | 0 | 0 | 0 | 0 | 8.8603 | 8.8603 | 8.8603
[20 empty] | 4656 | 2020-07-13 23:00 | 4656 | 7 | 13 | 24 | 0 | 0 | 7.3488 | 8749.11 | 0 | 0 | 0 | 0 | 0 | 0 | 0 | 7.3488 | 8749.11 | 0 | 0 | 0 | 0 | 0 | 0 | 0 | 7.3488 | 8749.11 | 0 | 0 | 0 | 0 | 0 | 0 | 0 | 7.3488 | 7.3488 | 7.3488
[20 empty] | 4657 | 2020-07-14 | 4657 | 7 | 14 | 1 | 0 | 0 | 23.579 | 8749.11 | 11.6617 | 39.7897 | 0 | 0 | 0 | 86930.7 | 0 | 23.579 | 8749.11 | 11.6617 | 39.7897 | 0 | 0 | 0 | 86931.1 | 0 | 23.579 | 8749.11 | 11.6617 | 39.7897 | 0 | 0 | 0 | 86931 | 0 | 23.579 | 23.579 | 23.579
[20 empty] | 4658 | 2020-07-14 01:00 | 4658 | 7 | 14 | 2 | 0 | 0 | 7.3488 | 8749.11 | 0 | 0 | 0 | 0 | 0 | 0 | 0 | 7.3488 | 8749.11 | 0 | 0 | 0 | 0 | 0 | 0 | 0 | 7.3488 | 8749.11 | 0 | 0 | 0 | 0 | 0 | 0 | 0 | 7.3488 | 7.3488 | 7.3488
[20 empty] | 4659 | 2020-07-14 02:00 | 4659 | 7 | 14 | 3 | 0 | 0 | 7.3488 | 8822.44 | 0 | 0 | 0 | 0 | 0 | 0 | 0 | 7.3488 | 8822.44 | 0 | 0 | 0 | 0 | 0 | 0 | 0 | 7.3488 | 8822.44 | 0 | 0 | 0 | 0 | 0 | 0 | 0 | 7.3488 | 7.3488 | 7.3488
[20 empty] | 4660 | 2020-07-14 03:00 | 4660 | 7 | 14 | 4 | 0 | 0 | 28.6237 | 8749.11 | 15.9069 | 54.2743 | 0 | 0 | 0 | 118559 | 0 | 30.0905 | 8749.11 | 17.1116 | 58.3848 | 0 | 0 | 0 | 136620 | 0 | 31.5777 | 8749.11 | 18.3279 | 62.5348 | 0 | 0 | 0 | 127545 | 0 | 28.6237 | 30.0905 | 31.5777
[20 empty] | 4661 | 2020-07-14 04:00 | 4661 | 7 | 14 | 5 | 0 | 0 | 27.9939 | 8749.11 | 14.2709 | 48.6923 | 0 | 0 | 0 | 106271 | 0 | 29.0488 | 8749.11 | 15.1535 | 51.7037 | 0 | 0 | 0 | 119298 | 0 | 30.0924 | 8749.11 | 16.0214 | 54.665 | 0 | 0 | 0 | 112839 | 0 | 27.9939 | 29.0488 | 30.0924
[20 empty] | 4662 | 2020-07-14 05:00 | 4662 | 7 | 14 | 6 | 12409.431 | 12.4094 | 116.703 | 30964.1 | 81.0272 | 276.4648 | 0 | 0 | 0 | 590270 | 0 | 124.102 | 30964.1 | 86.9652 | 296.7253 | 0 | 0 | 0 | 665273 | 0 | 129.265 | 30964.1 | 91.3008 | 311.5183 | 0 | 0 | 0 | 633529 | 0 | 104.2936 | 111.6926 | 116.8556
[20 empty] | 4663 | 2020-07-14 06:00 | 4663 | 7 | 14 | 7 | 56568.576 | 56.5686 | 219.169 | 80379.3 | 122.985 | 419.6248 | 0 | 0 | 0 | 911822 | -952.763 | 228.211 | 80379.3 | 130.789 | 446.2521 | 0 | 0 | 0 | 1004720 | -952.765 | 235.6 | 80379.3 | 137.229 | 468.2253 | 0 | 0 | 0 | 963632 | -952.748 | 162.6004 | 171.6424 | 179.0314
[20 empty] | 4664 | 2020-07-14 07:00 | 4664 | 7 | 14 | 8 | 90979.123 | 90.9791 | 251.501 | 80379.3 | 131.876 | 449.9609 | 0 | 0 | 0 | 1019290 | -6.4754 | 261.326 | 80379.3 | 139.833 | 477.1102 | 0 | 0 | 0 | 1122480 | -6.4747 | 269.569 | 80379.3 | 146.609 | 500.2299 | 0 | 0 | 0 | 1076230 | -6.475 | 160.5219 | 170.3469 | 178.5899
[20 empty] | 4665 | 2020-07-14 08:00 | 4665 | 7 | 14 | 9 | 77181.064 | 77.1811 | 265.388 | 55228.8 | 141.652 | 483.3166 | 0 | 0 | 0 | 1085300 | 0 | 276.376 | 55228.8 | 150.39 | 513.1307 | 0 | 0 | 0 | 1194970 | 0 | 285.542 | 55228.8 | 157.849 | 538.5808 | 0 | 0 | 0 | 1145130 | 0 | 188.2069 | 199.1949 | 208.3609
[20 empty] | 4666 | 2020-07-14 09:00 | 4666 | 7 | 14 | 10 | 106397.372 | 106.3974 | 272.019 | 55302.2 | 145.214 | 495.4702 | 0 | 0 | 0 | 1149650 | -170.429 | 283.436 | 55302.2 | 154.301 | 526.475 | 0 | 0 | 0 | 1266510 | -170.449 | 293.203 | 55302.2 | 162.149 | 553.2524 | 0 | 0 | 0 | 1212980 | -170.446 | 165.6216 | 177.0386 | 186.8056
[20 empty] | 4667 | 2020-07-14 10:00 | 4667 | 7 | 14 | 11 | 177486.513 | 177.4865 | 257.62 | 126659 | 143.076 | 488.1753 | 0 | 0 | 0 | 1108730 | -2.0776 | 268.983 | 126659 | 152.299 | 519.6442 | 0 | 0 | 0 | 1226940 | -2.0779 | 278.821 | 126659 | 160.164 | 546.4796 | 0 | 0 | 0 | 1172930 | -2.0777 | 80.1335 | 91.4965 | 101.3345
[20 empty] | 4668 | 2020-07-14 11:00 | 4668 | 7 | 14 | 12 | 95807.175 | 95.8072 | 277.579 | 126659 | 150.841 | 514.6695 | 0 | 0 | 0 | 1147180 | 0 | 289.427 | 126659 | 160.479 | 547.5543 | 0 | 0 | 0 | 1266340 | 0 | 299.772 | 126659 | 168.766 | 575.8296 | 0 | 0 | 0 | 1211600 | 0 | 181.7718 | 193.6198 | 203.9648
[20 empty] | 4669 | 2020-07-14 12:00 | 4669 | 7 | 14 | 13 | 68262.621 | 68.2626 | 234.4 | 85917.5 | 141.788 | 483.7807 | 0 | 0 | 0 | 1083050 | 0 | 245.692 | 85917.5 | 151.143 | 515.6999 | 0 | 0 | 0 | 1203140 | 0 | 255.489 | 85917.5 | 159.072 | 542.7537 | 0 | 0 | 0 | 1147940 | 0 | 166.1374 | 177.4294 | 187.2264
[20 empty] | 4670 | 2020-07-14 13:00 | 4670 | 7 | 14 | 14 | 135472.275 | 135.4723 | 228.072 | 55228.8 | 140.47 | 479.2836 | 0 | 0 | 0 | 1063780 | 0 | 239.097 | 55228.8 | 149.784 | 511.063 | 0 | 0 | 0 | 1185500 | 0 | 248.929 | 55228.8 | 157.764 | 538.2908 | 0 | 0 | 0 | 1130320 | 0 | 92.5997 | 103.6247 | 113.4567
[20 empty] | 4671 | 2020-07-14 14:00 | 4671 | 7 | 14 | 15 | 55221.788 | 55.2218 | 225.871 | 55302.2 | 142.741 | 487.0323 | 0 | 0 | 0 | 1114060 | -2.1055 | 237.001 | 55302.2 | 152.592 | 520.6439 | 0 | 0 | 0 | 1243110 | -2.1055 | 247.079 | 55302.2 | 160.641 | 548.1071 | 0 | 0 | 0 | 1187290 | -2.1065 | 170.6492 | 181.7792 | 191.8572
[20 empty] | 4672 | 2020-07-14 15:00 | 4672 | 7 | 14 | 16 | 82835.497 | 82.8355 | 164.369 | 30450.7 | 122.513 | 418.0144 | 0 | 0 | 0 | 857300 | -683.954 | 175.048 | 30450.7 | 131.24 | 447.7909 | 0 | 0 | 0 | 975417 | -828.867 | 184.728 | 30450.7 | 138.983 | 474.21 | 0 | 0 | 0 | 918679 | -779.044 | 81.5335 | 92.2125 | 101.8925
[20 empty] | 4673 | 2020-07-14 16:00 | 4673 | 7 | 14 | 17 | 97463.32 | 97.4633 | 11.6503 | 30450.7 | 0 | 0 | 0 | 0 | 0 | 0 | 0 | 11.6503 | 30450.7 | 0 | 0 | 0 | 0 | 0 | 0 | 0 | 11.6503 | 30450.7 | 0 | 0 | 0 | 0 | 0 | 0 | 0 | -85.813 | -85.813 | -85.813
[20 empty] | 4674 | 2020-07-14 17:00 | 4674 | 7 | 14 | 18 | 41304.397 | 41.3044 | 12.2446 | 30670.8 | 0 | 0 | 0 | 0 | 0 | 0 | 0 | 12.2446 | 30670.8 | 0 | 0 | 0 | 0 | 0 | 0 | 0 | 12.2446 | 30670.8 | 0 | 0 | 0 | 0 | 0 | 0 | 0 | -29.0598 | -29.0598 | -29.0598
[20 empty] | 4675 | 2020-07-14 18:00 | 4675 | 7 | 14 | 19 | 8926.626 | 8.9266 | 8.8603 | 30670.8 | 0 | 0 | 0 | 0 | 0 | 0 | 0 | 8.8603 | 30670.8 | 0 | 0 | 0 | 0 | 0 | 0 | 0 | 8.8603 | 30670.8 | 0 | 0 | 0 | 0 | 0 | 0 | 0 | -0.066306 | -0.066306 | -0.066306
[20 empty] | 4676 | 2020-07-14 19:00 | 4676 | 7 | 14 | 20 | 0 | 0 | 8.8603 | 8309.16 | 0 | 0 | 0 | 0 | 0 | 0 | 0 | 8.8603 | 8309.16 | 0 | 0 | 0 | 0 | 0 | 0 | 0 | 8.8603 | 8309.16 | 0 | 0 | 0 | 0 | 0 | 0 | 0 | 8.8603 | 8.8603 | 8.8603
[20 empty] | 4677 | 2020-07-14 20:00 | 4677 | 7 | 14 | 21 | 0 | 0 | 25.7853 | 8382.48 | 12.3565 | 42.1604 | 0 | 0 | 0 | 87455.6 | 0 | 25.7853 | 8382.48 | 12.3565 | 42.1604 | 0 | 0 | 0 | 87455.8 | 0 | 25.7853 | 8382.48 | 12.3565 | 42.1604 | 0 | 0 | 0 | 87456.1 | 0 | 25.7853 | 25.7853 | 25.7853
[20 empty] | 4678 | 2020-07-14 21:00 | 4678 | 7 | 14 | 22 | 0 | 0 | 8.8603 | 8382.48 | 0 | 0 | 0 | 0 | 0 | 0 | 0 | 8.8603 | 8382.48 | 0 | 0 | 0 | 0 | 0 | 0 | 0 | 8.8603 | 8382.48 | 0 | 0 | 0 | 0 | 0 | 0 | 0 | 8.8603 | 8.8603 | 8.8603
[20 empty] | 4679 | 2020-07-14 22:00 | 4679 | 7 | 14 | 23 | 0 | 0 | 8.8603 | 8382.48 | 0 | 0 | 0 | 0 | 0 | 0 | 0 | 8.8603 | 8382.48 | 0 | 0 | 0 | 0 | 0 | 0 | 0 | 8.8603 | 8382.48 | 0 | 0 | 0 | 0 | 0 | 0 | 0 | 8.8603 | 8.8603 | 8.8603
[20 empty] | 4680 | 2020-07-14 23:00 | 4680 | 7 | 14 | 24 | 0 | 0 | 7.3488 | 8455.81 | 0 | 0 | 0 | 0 | 0 | 0 | 0 | 7.3488 | 8455.81 | 0 | 0 | 0 | 0 | 0 | 0 | 0 | 7.3488 | 8455.81 | 0 | 0 | 0 | 0 | 0 | 0 | 0 | 7.3488 | 7.3488 | 7.3488
[20 empty] | 4681 | 2020-07-15 | 4681 | 7 | 15 | 1 | 0 | 0 | 7.3488 | 8455.81 | 0 | 0 | 0 | 0 | 0 | 0 | 0 | 7.3488 | 8455.81 | 0 | 0 | 0 | 0 | 0 | 0 | 0 | 7.3488 | 8455.81 | 0 | 0 | 0 | 0 | 0 | 0 | 0 | 7.3488 | 7.3488 | 7.3488
[20 empty] | 4682 | 2020-07-15 01:00 | 4682 | 7 | 15 | 2 | 0 | 0 | 24.1915 | 8455.81 | 12.2742 | 41.8796 | 0 | 0 | 0 | 87472.3 | 0 | 24.1916 | 8455.81 | 12.2743 | 41.8799 | 0 | 0 | 0 | 87472.7 | 0 | 24.1915 | 8455.81 | 12.2742 | 41.8796 | 0 | 0 | 0 | 87473 | 0 | 24.1915 | 24.1916 | 24.1915
[20 empty] | 4683 | 2020-07-15 02:00 | 4683 | 7 | 15 | 3 | 0 | 0 | 7.3488 | 8235.83 | 0 | 0 | 0 | 0 | 0 | 0 | 0 | 7.3488 | 8235.83 | 0 | 0 | 0 | 0 | 0 | 0 | 0 | 7.3488 | 8235.83 | 0 | 0 | 0 | 0 | 0 | 0 | 0 | 7.3488 | 7.3488 | 7.3488
[20 empty] | 4684 | 2020-07-15 03:00 | 4684 | 7 | 15 | 4 | 0 | 0 | 7.3488 | 8455.81 | 0 | 0 | 0 | 0 | 0 | 0 | 0 | 7.3488 | 8455.81 | 0 | 0 | 0 | 0 | 0 | 0 | 0 | 7.3488 | 8455.81 | 0 | 0 | 0 | 0 | 0 | 0 | 0 | 7.3488 | 7.3488 | 7.3488
[20 empty] | 4685 | 2020-07-15 04:00 | 4685 | 7 | 15 | 5 | 0 | 0 | 28.3614 | 8455.81 | 14.7909 | 50.4666 | 0 | 0 | 0 | 105070 | 0 | 29.7781 | 8455.81 | 15.9598 | 54.4548 | 0 | 0 | 0 | 0 | 0 | 8.8603 | 8455.81 | 0 | 0 | 0 | 0 | 0 | 113388 | 0 | 28.3614 | 29.7781 | 8.8603
[20 empty] | 4686 | 2020-07-15 05:00 | 4686 | 7 | 15 | 6 | 11583.851 | 11.5839 | 95.2982 | 30744.1 | 65.6407 | 223.9661 | 0 | 0 | 0 | 460909 | 0 | 101.938 | 30744.1 | 71.0133 | 242.2974 | 0 | 0 | 0 | 549935 | 0 | 111.023 | 30744.1 | 78.2774 | 267.0825 | 0 | 0 | 0 | 498586 | 0 | 83.7143 | 90.3541 | 99.4391
[20 empty] | 4687 | 2020-07-15 06:00 | 4687 | 7 | 15 | 7 | 39064.863 | 39.0649 | 211.701 | 80305.9 | 116.029 | 395.8909 | 0 | 0 | 0 | 818141 | -1.7605 | 219.041 | 80305.9 | 122.872 | 419.2393 | 0 | 0 | 0 | 909833 | -1.7602 | 226.865 | 80305.9 | 129.624 | 442.2771 | 0 | 0 | 0 | 863069 | -1.7605 | 172.6361 | 179.9761 | 187.8001
[20 empty] | 4688 | 2020-07-15 07:00 | 4688 | 7 | 15 | 8 | 86577.725 | 86.5777 | 237.163 | 80305.9 | 120.794 | 412.1491 | 0 | 0 | 0 | 896865 | 0 | 244.916 | 80305.9 | 127.556 | 435.2211 | 0 | 0 | 0 | 990515 | 0 | 252.797 | 80305.9 | 134.108 | 457.5765 | 0 | 0 | 0 | 944267 | 0 | 150.5853 | 158.3383 | 166.2193
[20 empty] | 4689 | 2020-07-15 08:00 | 4689 | 7 | 15 | 9 | 64479.13 | 64.4791 | 247.765 | 55302.2 | 126.307 | 430.9595 | 0 | 0 | 0 | 937892 | 0 | 256.054 | 55302.2 | 133.51 | 455.5361 | 0 | 0 | 0 | 1034450 | 0 | 264.133 | 55302.2 | 140.232 | 478.4716 | 0 | 0 | 0 | 987736 | 0 | 183.2859 | 191.5749 | 199.6539
[20 empty] | 4690 | 2020-07-15 09:00 | 4690 | 7 | 15 | 10 | 49349.017 | 49.349 | 248.25 | 55228.8 | 123.195 | 420.3413 | 0 | 0 | 0 | 884982 | -25.9668 | 256.477 | 55228.8 | 130.374 | 444.8361 | 0 | 0 | 0 | 981625 | -25.959 | 264.913 | 55228.8 | 137.171 | 468.0275 | 0 | 0 | 0 | 934780 | -25.9609 | 198.901 | 207.128 | 215.564
[20 empty] | 4691 | 2020-07-15 10:00 | 4691 | 7 | 15 | 11 | 47526.056 | 47.5261 | 231.884 | 126659 | 119.396 | 407.3792 | 0 | 0 | 0 | 849995 | 0 | 240.208 | 126659 | 126.704 | 432.314 | 0 | 0 | 0 | 951216 | 0 | 248.858 | 126659 | 133.782 | 456.4642 | 0 | 0 | 0 | 901809 | 0 | 184.3579 | 192.6819 | 201.3319
[20 empty] | 4692 | 2020-07-15 11:00 | 4692 | 7 | 15 | 12 | 21255.675 | 21.2557 | 260.904 | 126659 | 135.385 | 461.9336 | 0 | 0 | 0 | 1005230 | 0 | 270.028 | 126659 | 143.384 | 489.2262 | 0 | 0 | 0 | 1112140 | 0 | 279.241 | 126659 | 150.927 | 514.9629 | 0 | 0 | 0 | 1060360 | 0 | 239.6483 | 248.7723 | 257.9853
[20 empty] | 4693 | 2020-07-15 12:00 | 4693 | 7 | 15 | 13 | 22376.247 | 22.3762 | 231.497 | 85770.6 | 138.357 | 472.0741 | 0 | 0 | 0 | 1009720 | 0 | 241.151 | 85770.6 | 146.635 | 500.3186 | 0 | 0 | 0 | 1124990 | 0 | 250.841 | 85770.6 | 154.93 | 528.6212 | 0 | 0 | 0 | 1066560 | 0 | 209.1208 | 218.7748 | 228.4648
[20 empty] | 4694 | 2020-07-15 13:00 | 4694 | 7 | 15 | 14 | 28047.322 | 28.0473 | 228.606 | 55008.7 | 139.505 | 475.9911 | 0 | 0 | 0 | 1012700 | 0 | 239.049 | 55008.7 | 148.344 | 506.1497 | 0 | 0 | 0 | 1135380 | 0 | 249.21 | 55008.7 | 157.061 | 535.8921 | 0 | 0 | 0 | 1073250 | 0 | 200.5587 | 211.0017 | 221.1627
[20 empty] | 4695 | 2020-07-15 14:00 | 4695 | 7 | 15 | 15 | 55689.163 | 55.6892 | 220.8 | 55155.5 | 137.494 | 469.1295 | 0 | 0 | 0 | 1017720 | 0 | 231.582 | 55155.5 | 146.411 | 499.5543 | 0 | 0 | 0 | 1145620 | 0 | 242.078 | 55155.5 | 155.226 | 529.6311 | 0 | 0 | 0 | 1081270 | 0 | 165.1108 | 175.8928 | 186.3888
[20 empty] | 4696 | 2020-07-15 15:00 | 4696 | 7 | 15 | 16 | 85898.193 | 85.8982 | 165.385 | 30304.1 | 122.544 | 418.1201 | 0 | 0 | 0 | 833098 | -634.147 | 176.099 | 30304.1 | 130.94 | 446.7673 | 0 | 0 | 0 | 949615 | -868.674 | 186.885 | 30304.1 | 139.532 | 476.0832 | 0 | 0 | 0 | 889625 | -762.779 | 79.4868 | 90.2008 | 100.9868
[20 empty] | 4697 | 2020-07-15 16:00 | 4697 | 7 | 15 | 17 | 81760.148 | 81.7601 | 11.6503 | 30304.1 | 0 | 0 | 0 | 0 | 0 | 0 | 0 | 11.6503 | 30304.1 | 0 | 0 | 0 | 0 | 0 | 0 | 0 | 11.6503 | 30304.1 | 0 | 0 | 0 | 0 | 0 | 0 | 0 | -70.1098 | -70.1098 | -70.1098
[20 empty] | 4698 | 2020-07-15 17:00 | 4698 | 7 | 15 | 18 | 50006.629 | 50.0066 | 12.2446 | 30524.1 | 0 | 0 | 0 | 0 | 0 | 0 | 0 | 12.2446 | 30524.1 | 0 | 0 | 0 | 0 | 0 | 0 | 0 | 12.2446 | 30524.1 | 0 | 0 | 0 | 0 | 0 | 0 | 0 | -37.762 | -37.762 | -37.762
[20 empty] | 4699 | 2020-07-15 18:00 | 4699 | 7 | 15 | 19 | 13464.909 | 13.4649 | 8.8603 | 30597.4 | 0 | 0 | 0 | 0 | 0 | 0 | 0 | 8.8603 | 30597.4 | 0 | 0 | 0 | 0 | 0 | 0 | 0 | 8.8603 | 30597.4 | 0 | 0 | 0 | 0 | 0 | 0 | 0 | -4.6046 | -4.6046 | -4.6046
[20 empty] | 4700 | 2020-07-15 19:00 | 4700 | 7 | 15 | 20 | 0 | 0 | 26.0823 | 8235.83 | 12.6535 | 43.1737 | 0 | 0 | 0 | 87181.8 | 0 | 26.0824 | 8235.83 | 12.6536 | 43.1741 | 0 | 0 | 0 | 87182 | 0 | 26.0823 | 8235.83 | 12.6535 | 43.1737 | 0 | 0 | 0 | 87182.6 | 0 | 26.0823 | 26.0824 | 26.0823
[20 empty] | 4701 | 2020-07-15 20:00 | 4701 | 7 | 15 | 21 | 0 | 0 | 8.8603 | 8382.48 | 0 | 0 | 0 | 0 | 0 | 0 | 0 | 8.8603 | 8382.48 | 0 | 0 | 0 | 0 | 0 | 0 | 0 | 8.8603 | 8382.48 | 0 | 0 | 0 | 0 | 0 | 0 | 0 | 8.8603 | 8.8603 | 8.8603
[20 empty] | 4702 | 2020-07-15 21:00 | 4702 | 7 | 15 | 22 | 0 | 0 | 8.8603 | 8529.14 | 0 | 0 | 0 | 0 | 0 | 0 | 0 | 8.8603 | 8529.14 | 0 | 0 | 0 | 0 | 0 | 0 | 0 | 8.8603 | 8529.14 | 0 | 0 | 0 | 0 | 0 | 0 | 0 | 8.8603 | 8.8603 | 8.8603
[20 empty] | 4703 | 2020-07-15 22:00 | 4703 | 7 | 15 | 23 | 0 | 0 | 8.8603 | 8529.14 | 0 | 0 | 0 | 0 | 0 | 0 | 0 | 8.8603 | 8529.14 | 0 | 0 | 0 | 0 | 0 | 0 | 0 | 8.8603 | 8529.14 | 0 | 0 | 0 | 0 | 0 | 0 | 0 | 8.8603 | 8.8603 | 8.8603
[20 empty] | 4704 | 2020-07-15 23:00 | 4704 | 7 | 15 | 24 | 0 | 0 | 24.0847 | 8529.14 | 12.1674 | 41.5152 | 0 | 0 | 0 | 87658.1 | 0 | 24.0848 | 8529.14 | 12.1675 | 41.5155 | 0 | 0 | 0 | 87658.3 | 0 | 24.0848 | 8529.14 | 12.1674 | 41.5152 | 0 | 0 | 0 | 87658.9 | 0 | 24.0847 | 24.0848 | 24.0848
[20 empty] | 4705 | 2020-07-16 | 4705 | 7 | 16 | 1 | 0 | 0 | 7.3488 | 8529.14 | 0 | 0 | 0 | 0 | 0 | 0 | 0 | 7.3488 | 8529.14 | 0 | 0 | 0 | 0 | 0 | 0 | 0 | 7.3488 | 8529.14 | 0 | 0 | 0 | 0 | 0 | 0 | 0 | 7.3488 | 7.3488 | 7.3488
[20 empty] | 4706 | 2020-07-16 01:00 | 4706 | 7 | 16 | 2 | 0 | 0 | 7.3488 | 8529.14 | 0 | 0 | 0 | 0 | 0 | 0 | 0 | 7.3488 | 8529.14 | 0 | 0 | 0 | 0 | 0 | 0 | 0 | 7.3488 | 8529.14 | 0 | 0 | 0 | 0 | 0 | 0 | 0 | 7.3488 | 7.3488 | 7.3488
[20 empty] | 4707 | 2020-07-16 02:00 | 4707 | 7 | 16 | 3 | 0 | 0 | 7.3488 | 8602.46 | 0 | 0 | 0 | 0 | 0 | 0 | 0 | 7.3488 | 8602.46 | 0 | 0 | 0 | 0 | 0 | 0 | 0 | 7.3488 | 8602.46 | 0 | 0 | 0 | 0 | 0 | 0 | 0 | 7.3488 | 7.3488 | 7.3488
[20 empty] | 4708 | 2020-07-16 03:00 | 4708 | 7 | 16 | 4 | 0 | 0 | 7.3488 | 8602.46 | 0 | 0 | 0 | 0 | 0 | 0 | 0 | 7.3488 | 8602.46 | 0 | 0 | 0 | 0 | 0 | 0 | 0 | 7.3488 | 8602.46 | 0 | 0 | 0 | 0 | 0 | 0 | 0 | 7.3488 | 7.3488 | 7.3488
[20 empty] | 4709 | 2020-07-16 04:00 | 4709 | 7 | 16 | 5 | 0 | 0 | 25.4639 | 8602.46 | 12.0351 | 41.0638 | 0 | 0 | 0 | 87740.2 | 0 | 25.464 | 8602.46 | 12.0352 | 41.0641 | 0 | 0 | 0 | 87740.4 | 0 | 25.4639 | 8602.46 | 12.0351 | 41.0638 | 0 | 0 | 0 | 87741 | 0 | 25.4639 | 25.464 | 25.4639
[20 empty] | 4710 | 2020-07-16 05:00 | 4710 | 7 | 16 | 6 | 11753.136 | 11.7531 | 99.941 | 30817.4 | 69.8876 | 238.4565 | 0 | 0 | 0 | 498894 | 0 | 107.434 | 30817.4 | 75.9659 | 259.1957 | 0 | 0 | 0 | 585370 | 0 | 114.833 | 30817.4 | 82.0005 | 279.7857 | 0 | 0 | 0 | 542298 | 0 | 88.1879 | 95.6809 | 103.0799
[20 empty] | 4711 | 2020-07-16 06:00 | 4711 | 7 | 16 | 7 | 67888.796 | 67.8888 | 224.822 | 80526 | 130.915 | 446.682 | 0 | 0 | 0 | 1050590 | 0 | 233.758 | 80526 | 139.195 | 474.9333 | 0 | 0 | 0 | 1152890 | 0 | 241.854 | 80526 | 146.414 | 499.5646 | 0 | 0 | 0 | 1104070 | 0 | 156.9332 | 165.8692 | 173.9652
[20 empty] | 4712 | 2020-07-16 07:00 | 4712 | 7 | 16 | 8 | 140097.35 | 140.0974 | 254.396 | 80526 | 138.957 | 474.1213 | 0 | 0 | 0 | 1129350 | 0 | 263.474 | 80526 | 147.008 | 501.5913 | 0 | 0 | 0 | 1240810 | 0 | 271.907 | 80526 | 154.177 | 526.0519 | 0 | 0 | 0 | 1188790 | 0 | 114.2986 | 123.3766 | 131.8096
[20 empty] | 4713 | 2020-07-16 08:00 | 4713 | 7 | 16 | 9 | 199431.623 | 199.4316 | 274.642 | 55375.5 | 153.595 | 524.0661 | 0 | 0 | 0 | 1276580 | 0 | 284.972 | 55375.5 | 163.08 | 556.429 | 0 | 0 | 0 | 1399190 | 0 | 294.03 | 55375.5 | 170.809 | 582.8003 | 0 | 0 | 0 | 1346720 | 0 | 75.2104 | 85.5404 | 94.5984
[20 empty] | 4714 | 2020-07-16 09:00 | 4714 | 7 | 16 | 10 | 244779.267 | 244.7793 | 288.494 | 55155.5 | 163.138 | 556.6269 | 0 | 0 | 0 | 1355130 | -43.1133 | 299.548 | 55155.5 | 173.312 | 591.3405 | 0 | 0 | 0 | 1487620 | -43.123 | 309.789 | 55155.5 | 182.022 | 621.0591 | 0 | 0 | 0 | 1428830 | -43.1152 | 43.7147 | 54.7687 | 65.0097
[20 empty] | 4715 | 2020-07-16 10:00 | 4715 | 7 | 16 | 11 | 272659.381 | 272.6594 | 272.834 | 126659 | 159.929 | 545.6777 | 0 | 0 | 0 | 1303100 | 0 | 284.047 | 126659 | 170.121 | 580.4529 | 0 | 0 | 0 | 1443780 | 0 | 294.412 | 126659 | 179.312 | 611.8125 | 0 | 0 | 0 | 1376680 | 0 | 0.17462 | 11.3876 | 21.7526
[20 empty] | 4716 | 2020-07-16 11:00 | 4716 | 7 | 16 | 12 | 284873.945 | 284.8739 | 294.886 | 126659 | 168.838 | 576.0753 | 0 | 0 | 0 | 1395250 | 0 | 306.24 | 126659 | 179.077 | 611.0107 | 0 | 0 | 0 | 1532090 | 0 | 316.822 | 126659 | 188.355 | 642.6673 | 0 | 0 | 0 | 1466980 | 0 | 10.0121 | 21.3661 | 31.9481
[20 empty] | 4717 | 2020-07-16 12:00 | 4717 | 7 | 16 | 13 | 279205.436 | 279.2054 | 262.677 | 85560.9 | 169.323 | 577.7301 | 0 | 0 | 0 | 1404460 | 0 | 274.404 | 85560.9 | 179.676 | 613.0545 | 0 | 0 | 0 | 1552340 | 0 | 285.452 | 85560.9 | 189.648 | 647.079 | 0 | 0 | 0 | 1477580 | 0 | -16.5284 | -4.8014 | 6.2466
[20 empty] | 4718 | 2020-07-16 13:00 | 4718 | 7 | 16 | 14 | 260479.076 | 260.4791 | 258.425 | 55008.7 | 169.425 | 578.0781 | 0 | 0 | 0 | 1401230 | 0 | 270.466 | 55008.7 | 179.947 | 613.9792 | 0 | 0 | 0 | 1552550 | 0 | 281.783 | 55008.7 | 189.944 | 648.0889 | 0 | 0 | 0 | 1477450 | 0 | -2.0541 | 9.9869 | 21.3039
[20 empty] | 4719 | 2020-07-16 14:00 | 4719 | 7 | 16 | 15 | 232011.33 | 232.0113 | 248.327 | 55228.8 | 165.375 | 564.2595 | 0 | 0 | 0 | 1399770 | 0 | 260.496 | 55228.8 | 175.849 | 599.9968 | 0 | 0 | 0 | 1556940 | 0 | 271.916 | 55228.8 | 185.777 | 633.8711 | 0 | 0 | 0 | 1479060 | 0 | 16.3157 | 28.4847 | 39.9047
[20 empty] | 4720 | 2020-07-16 15:00 | 4720 | 7 | 16 | 16 | 190514.344 | 190.5143 | 196.355 | 30304.1 | 153.742 | 524.5677 | 0 | 0 | 0 | 1195750 | -607.518 | 208.335 | 30304.1 | 163.502 | 557.8688 | 0 | 0 | 0 | 1338690 | -851.267 | 220 | 30304.1 | 172.906 | 589.9553 | 0 | 0 | 0 | 1266030 | -741.518 | 5.8407 | 17.8207 | 29.4857
[20 empty] | 4721 | 2020-07-16 16:00 | 4721 | 7 | 16 | 17 | 135524.713 | 135.5247 | 11.6503 | 30304.1 | 0 | 0 | 0 | 0 | 0 | 0 | 0 | 11.6503 | 30304.1 | 0 | 0 | 0 | 0 | 0 | 0 | 0 | 11.6503 | 30304.1 | 0 | 0 | 0 | 0 | 0 | 0 | 0 | -123.8744 | -123.8744 | -123.8744
[20 empty] | 4722 | 2020-07-16 17:00 | 4722 | 7 | 16 | 18 | 68168.623 | 68.1686 | 12.2446 | 30304.1 | 0 | 0 | 0 | 0 | 0 | 0 | 0 | 12.2446 | 30304.1 | 0 | 0 | 0 | 0 | 0 | 0 | 0 | 12.2446 | 30304.1 | 0 | 0 | 0 | 0 | 0 | 0 | 0 | -55.924 | -55.924 | -55.924
[20 empty] | 4723 | 2020-07-16 18:00 | 4723 | 7 | 16 | 19 | 13494.172 | 13.4942 | 8.8603 | 30377.4 | 0 | 0 | 0 | 0 | 0 | 0 | 0 | 8.8603 | 30377.4 | 0 | 0 | 0 | 0 | 0 | 0 | 0 | 8.8603 | 30377.4 | 0 | 0 | 0 | 0 | 0 | 0 | 0 | -4.6339 | -4.6339 | -4.6339
[20 empty] | 4724 | 2020-07-16 19:00 | 4724 | 7 | 16 | 20 | 0 | 0 | 8.8603 | 8162.51 | 0 | 0 | 0 | 0 | 0 | 0 | 0 | 8.8603 | 8162.51 | 0 | 0 | 0 | 0 | 0 | 0 | 0 | 8.8603 | 8162.51 | 0 | 0 | 0 | 0 | 0 | 0 | 0 | 8.8603 | 8.8603 | 8.8603
[20 empty] | 4725 | 2020-07-16 20:00 | 4725 | 7 | 16 | 21 | 0 | 0 | 26.1237 | 8089.18 | 12.6949 | 43.315 | 0 | 0 | 0 | 86953.2 | 0 | 26.1237 | 8089.18 | 12.6949 | 43.315 | 0 | 0 | 0 | 86953.8 | 0 | 26.1237 | 8089.18 | 12.6949 | 43.315 | 0 | 0 | 0 | 86953.8 | 0 | 26.1237 | 26.1237 | 26.1237
[20 empty] | 4726 | 2020-07-16 21:00 | 4726 | 7 | 16 | 22 | 0 | 0 | 8.8603 | 8675.79 | 0 | 0 | 0 | 0 | 0 | 0 | 0 | 8.8603 | 8675.79 | 0 | 0 | 0 | 0 | 0 | 0 | 0 | 8.8603 | 8675.79 | 0 | 0 | 0 | 0 | 0 | 0 | 0 | 8.8603 | 8.8603 | 8.8603
[20 empty] | 4727 | 2020-07-16 22:00 | 4727 | 7 | 16 | 23 | 0 | 0 | 8.8603 | 8675.79 | 0 | 0 | 0 | 0 | 0 | 0 | 0 | 8.8603 | 8675.79 | 0 | 0 | 0 | 0 | 0 | 0 | 0 | 8.8603 | 8675.79 | 0 | 0 | 0 | 0 | 0 | 0 | 0 | 8.8603 | 8.8603 | 8.8603
[20 empty] | 4728 | 2020-07-16 23:00 | 4728 | 7 | 16 | 24 | 0 | 0 | 7.8094 | 8602.46 | 0 | 0 | 0 | 0 | 0 | 0 | 0 | 7.8094 | 8602.46 | 0 | 0 | 0 | 0 | 0 | 0 | 0 | 7.8094 | 8602.46 | 0 | 0 | 0 | 0 | 0 | 0 | 0 | 7.8094 | 7.8094 | 7.8094
[20 empty] | 4729 | 2020-07-17 | 4729 | 7 | 17 | 1 | 0 | 0 | 24.261 | 8675.79 | 11.8831 | 40.5451 | 0 | 0 | 0 | 87677.9 | 0 | 24.2611 | 8675.79 | 11.8832 | 40.5455 | 0 | 0 | 0 | 87678.3 | 0 | 24.2611 | 8675.79 | 11.8832 | 40.5455 | 0 | 0 | 0 | 87678.4 | 0 | 24.261 | 24.2611 | 24.2611
[20 empty] | 4730 | 2020-07-17 01:00 | 4730 | 7 | 17 | 2 | 0 | 0 | 7.8094 | 8675.79 | 0 | 0 | 0 | 0 | 0 | 0 | 0 | 7.8094 | 8675.79 | 0 | 0 | 0 | 0 | 0 | 0 | 0 | 7.8094 | 8675.79 | 0 | 0 | 0 | 0 | 0 | 0 | 0 | 7.8094 | 7.8094 | 7.8094
[20 empty] | 4731 | 2020-07-17 02:00 | 4731 | 7 | 17 | 3 | 0 | 0 | 7.8094 | 8675.79 | 0 | 0 | 0 | 0 | 0 | 0 | 0 | 7.8094 | 8675.79 | 0 | 0 | 0 | 0 | 0 | 0 | 0 | 7.8094 | 8675.79 | 0 | 0 | 0 | 0 | 0 | 0 | 0 | 7.8094 | 7.8094 | 7.8094
[20 empty] | 4732 | 2020-07-17 03:00 | 4732 | 7 | 17 | 4 | 0 | 0 | 7.8094 | 8675.79 | 0 | 0 | 0 | 0 | 0 | 0 | 0 | 7.8094 | 8675.79 | 0 | 0 | 0 | 0 | 0 | 0 | 0 | 7.8094 | 8675.79 | 0 | 0 | 0 | 0 | 0 | 0 | 0 | 7.8094 | 7.8094 | 7.8094
[20 empty] | 4733 | 2020-07-17 04:00 | 4733 | 7 | 17 | 5 | 0 | 0 | 7.8094 | 8675.79 | 0 | 0 | 0 | 0 | 0 | 0 | 0 | 7.8094 | 8675.79 | 0 | 0 | 0 | 0 | 0 | 0 | 0 | 7.8094 | 8675.79 | 0 | 0 | 0 | 0 | 0 | 0 | 0 | 7.8094 | 7.8094 | 7.8094
[20 empty] | 4734 | 2020-07-17 05:00 | 4734 | 7 | 17 | 6 | 11565.673 | 11.5657 | 24.2622 | 8675.79 | 11.8888 | 40.5646 | 0 | 0 | 0 | 87726.1 | 0 | 24.2612 | 8675.79 | 11.8889 | 40.5649 | 0 | 0 | 0 | 87726.6 | 0 | 24.2603 | 8675.79 | 11.8889 | 40.5649 | 0 | 0 | 0 | 87726.8 | 0 | 12.6965 | 12.6955 | 12.6946
[20 empty] | 4735 | 2020-07-17 06:00 | 4735 | 7 | 17 | 7 | 64557.681 | 64.5577 | 7.8008 | 8455.81 | 0 | 0 | 0 | 0 | 0 | 0 | 0 | 7.8001 | 8455.81 | 0 | 0 | 0 | 0 | 0 | 0 | 0 | 7.7994 | 8455.81 | 0 | 0 | 0 | 0 | 0 | 0 | 0 | -56.7569 | -56.7576 | -56.7583
[20 empty] | 4736 | 2020-07-17 07:00 | 4736 | 7 | 17 | 8 | 110730.459 | 110.7305 | 7.8002 | 8455.81 | 0 | 0 | 0 | 0 | 0 | 0 | 0 | 7.7994 | 8455.81 | 0 | 0 | 0 | 0 | 0 | 68309.6 | 0 | 19.1855 | 8455.81 | 9.5023 | 32.4217 | 0 | 0 | 0 | 0 | 0 | -102.9302 | -102.9311 | -91.545
[20 empty] | 4737 | 2020-07-17 08:00 | 4737 | 7 | 17 | 9 | 186644.425 | 186.6444 | 7.7993 | 8089.18 | 0 | 0 | 0 | 0 | 0 | 0 | 0 | 19.1307 | 8089.18 | 9.5449 | 32.5672 | 0 | 0 | 0 | 67570.9 | -175.541 | 21.0748 | 8089.18 | 10.0931 | 34.4377 | 0 | 0 | 0 | 65192.8 | 0 | -178.8451 | -167.5137 | -165.5696
[20 empty] | 4738 | 2020-07-17 09:00 | 4738 | 7 | 17 | 10 | 230293.863 | 230.2939 | 25.9222 | 7795.88 | 13.5544 | 46.2476 | 0 | 0 | 0 | 87305.9 | 0 | 39.2688 | 7795.88 | 23.8187 | 81.2694 | 0 | 0 | 0 | 158993 | -214.871 | 40.4618 | 7795.88 | 24.7772 | 84.5398 | 0 | 0 | 0 | 152891 | -98.2836 | -204.3717 | -191.0251 | -189.8321
[20 empty] | 4739 | 2020-07-17 10:00 | 4739 | 7 | 17 | 11 | 261626.781 | 261.6268 | 18.8992 | 7795.88 | 9.416 | 32.1275 | 0 | 0 | 0 | 61681.3 | 0 | 21.1325 | 7795.88 | 10.2593 | 35.0047 | 0 | 0 | 0 | 71840.9 | -122.981 | 22.3538 | 7795.88 | 11.2446 | 38.3666 | 0 | 0 | 0 | 65534.4 | -65.4424 | -242.7276 | -240.4943 | -239.273
[20 empty] | 4740 | 2020-07-17 11:00 | 4740 | 7 | 17 | 12 | 279048.383 | 279.0484 | 20.4147 | 7649.23 | 9.6605 | 32.9617 | 0 | 0 | 0 | 60314.1 | -16.4231 | 21.3722 | 7649.23 | 10.5036 | 35.8383 | 0 | 0 | 0 | 105745 | -129.641 | 28.8025 | 7649.23 | 16.8174 | 57.381 | 0 | 0 | 0 | 65554.9 | -97.1293 | -258.6337 | -257.6762 | -250.2459
[20 empty] | 4741 | 2020-07-17 12:00 | 4741 | 7 | 17 | 13 | 280792.925 | 280.7929 | 7.7993 | 7722.55 | 0 | 0 | 0 | 0 | 0 | 0 | 0 | 21.2608 | 7722.55 | 10.3938 | 35.4636 | 0 | 0 | 0 | 154459 | -51.9714 | 37.345 | 7722.55 | 24.1699 | 82.4677 | 0 | 0 | 0 | 65633.1 | -35.9738 | -272.9936 | -259.5321 | -243.4479
[20 empty] | 4742 | 2020-07-17 13:00 | 4742 | 7 | 17 | 14 | 264108.224 | 264.1082 | 19.2323 | 7722.55 | 9.7369 | 33.2223 | 0 | 0 | 0 | 62157.9 | 0 | 21.3369 | 7722.55 | 10.4592 | 35.6868 | 0 | 0 | 0 | 187000 | -361.253 | 43.5855 | 7722.55 | 29.5017 | 100.6598 | 0 | 0 | 0 | 66049.6 | -97.6975 | -244.8759 | -242.7713 | -220.5227
[20 empty] | 4743 | 2020-07-17 14:00 | 4743 | 7 | 17 | 15 | 232897.721 | 232.8977 | 39.8695 | 7355.93 | 24.5317 | 83.7022 | 0 | 0 | 0 | 146691 | -24.894 | 46.65 | 7355.93 | 30.3818 | 103.6627 | 0 | 0 | 0 | 269288 | -136.973 | 63.7375 | 7355.93 | 45.0514 | 153.7154 | 0 | 0 | 0 | 182153 | -82.0361 | -193.0282 | -186.2477 | -169.1602
[20 empty] | 4744 | 2020-07-17 15:00 | 4744 | 7 | 17 | 16 | 189182.574 | 189.1826 | 20.2232 | 7869.21 | 9.469 | 32.3082 | 0 | 0 | 0 | 61139.5 | -2.7699 | 34.3323 | 7869.21 | 21.6099 | 73.733 | 0 | 0 | 0 | 187521 | -328.981 | 43.0634 | 7869.21 | 29.0069 | 98.9715 | 0 | 0 | 0 | 141265 | -11.7873 | -168.9594 | -154.8503 | -146.1192
[20 empty] | 4745 | 2020-07-17 16:00 | 4745 | 7 | 17 | 17 | 133112.355 | 133.1124 | 7.7993 | 7869.21 | 0 | 0 | 0 | 0 | 0 | 0 | 0 | 39.9914 | 7869.21 | 26.4271 | 90.1693 | 0 | 0 | 0 | 189304 | -392.067 | 43.3471 | 7869.21 | 29.2395 | 99.7652 | 0 | 0 | 0 | 171423 | -223.58 | -125.313 | -93.121 | -89.7653
[20 empty] | 4746 | 2020-07-17 17:00 | 4746 | 7 | 17 | 18 | 66759.338 | 66.7593 | 19.1814 | 7795.88 | 9.6982 | 33.0902 | 0 | 0 | 0 | 62687.8 | 0 | 40.5159 | 7795.88 | 26.9129 | 91.8268 | 0 | 0 | 0 | 191702 | -215.703 | 44.1262 | 7795.88 | 29.953 | 102.1996 | 0 | 0 | 0 | 172234 | -157.862 | -47.5779 | -26.2434 | -22.6331
[20 empty] | 4747 | 2020-07-17 18:00 | 4747 | 7 | 17 | 19 | 13894.843 | 13.8948 | 36.8169 | 7869.21 | 22.8468 | 77.9533 | 0 | 0 | 0 | 149819 | 0 | 58.0338 | 7869.21 | 39.8738 | 136.0494 | 0 | 0 | 0 | 324340 | -38.5714 | 69.7434 | 7869.21 | 49.8698 | 170.1558 | 0 | 0 | 0 | 258762 | -29.4611 | 22.9221 | 44.139 | 55.8486
[20 empty] | 4748 | 2020-07-17 19:00 | 4748 | 7 | 17 | 20 | 0 | 0 | 7.8094 | 7869.21 | 0 | 0 | 0 | 0 | 0 | 0 | 0 | 38.3429 | 7869.21 | 26.0675 | 88.9423 | 0 | 0 | 0 | 185680 | 0 | 41.3689 | 7869.21 | 28.6755 | 97.8408 | 0 | 0 | 0 | 168755 | 0 | 7.8094 | 38.3429 | 41.3689
[20 empty] | 4749 | 2020-07-17 20:00 | 4749 | 7 | 17 | 21 | 0 | 0 | 7.8094 | 7869.21 | 0 | 0 | 0 | 0 | 0 | 0 | 0 | 7.8094 | 7869.21 | 0 | 0 | 0 | 0 | 0 | 180221 | 0 | 40.4909 | 7869.21 | 27.8352 | 94.9737 | 0 | 0 | 0 | 0 | 0 | 7.8094 | 7.8094 | 40.4909
[20 empty] | 4750 | 2020-07-17 21:00 | 4750 | 7 | 17 | 22 | 0 | 0 | 7.8094 | 8089.18 | 0 | 0 | 0 | 0 | 0 | 0 | 0 | 7.8094 | 8089.18 | 0 | 0 | 0 | 0 | 0 | 68893 | 0 | 19.9835 | 8089.18 | 10.2902 | 35.1102 | 0 | 0 | 0 | 0 | 0 | 7.8094 | 7.8094 | 19.9835
[20 empty] | 4751 | 2020-07-17 22:00 | 4751 | 7 | 17 | 23 | 0 | 0 | 7.8094 | 8089.18 | 0 | 0 | 0 | 0 | 0 | 0 | 0 | 7.8094 | 8089.18 | 0 | 0 | 0 | 0 | 0 | 0 | 0 | 7.8094 | 8089.18 | 0 | 0 | 0 | 0 | 0 | 0 | 0 | 7.8094 | 7.8094 | 7.8094
[20 empty] | 4752 | 2020-07-17 23:00 | 4752 | 7 | 17 | 24 | 0 | 0 | 25.3157 | 8089.18 | 12.9379 | 44.1441 | 0 | 0 | 0 | 87025.9 | 0 | 25.3158 | 8089.18 | 12.938 | 44.1445 | 0 | 0 | 0 | 87026.3 | 0 | 25.3158 | 8089.18 | 12.9379 | 44.1441 | 0 | 0 | 0 | 87026.6 | 0 | 25.3157 | 25.3158 | 25.3158
[20 empty] | 4753 | 2020-07-18 | 4753 | 7 | 18 | 1 | 0 | 0 | 7.8094 | 8015.86 | 0 | 0 | 0 | 0 | 0 | 0 | 0 | 7.8094 | 8015.86 | 0 | 0 | 0 | 0 | 0 | 0 | 0 | 7.8094 | 8015.86 | 0 | 0 | 0 | 0 | 0 | 0 | 0 | 7.8094 | 7.8094 | 7.8094
[20 empty] | 4754 | 2020-07-18 01:00 | 4754 | 7 | 18 | 2 | 0 | 0 | 7.8094 | 8015.86 | 0 | 0 | 0 | 0 | 0 | 0 | 0 | 7.8094 | 8015.86 | 0 | 0 | 0 | 0 | 0 | 0 | 0 | 7.8094 | 8015.86 | 0 | 0 | 0 | 0 | 0 | 0 | 0 | 7.8094 | 7.8094 | 7.8094
[20 empty] | 4755 | 2020-07-18 02:00 | 4755 | 7 | 18 | 3 | 0 | 0 | 7.8094 | 8309.16 | 0 | 0 | 0 | 0 | 0 | 0 | 0 | 7.8094 | 8309.16 | 0 | 0 | 0 | 0 | 0 | 0 | 0 | 7.8094 | 8309.16 | 0 | 0 | 0 | 0 | 0 | 0 | 0 | 7.8094 | 7.8094 | 7.8094
[20 empty] | 4756 | 2020-07-18 03:00 | 4756 | 7 | 18 | 4 | 0 | 0 | 24.5595 | 8455.81 | 12.1817 | 41.564 | 0 | 0 | 0 | 86630.1 | 0 | 24.5596 | 8455.81 | 12.1818 | 41.5643 | 0 | 0 | 0 | 86630.3 | 0 | 24.5596 | 8455.81 | 12.1817 | 41.564 | 0 | 0 | 0 | 86630.8 | 0 | 24.5595 | 24.5596 | 24.5596
[20 empty] | 4757 | 2020-07-18 04:00 | 4757 | 7 | 18 | 5 | 0 | 0 | 7.8094 | 8455.81 | 0 | 0 | 0 | 0 | 0 | 0 | 0 | 7.8094 | 8455.81 | 0 | 0 | 0 | 0 | 0 | 0 | 0 | 7.8094 | 8455.81 | 0 | 0 | 0 | 0 | 0 | 0 | 0 | 7.8094 | 7.8094 | 7.8094
[20 empty] | 4758 | 2020-07-18 05:00 | 4758 | 7 | 18 | 6 | 3714.846 | 3.7148 | 7.8048 | 8235.83 | 0 | 0 | 0 | 0 | 0 | 0 | 0 | 7.8037 | 8235.83 | 0 | 0 | 0 | 0 | 0 | 0 | 0 | 7.8029 | 8235.83 | 0 | 0 | 0 | 0 | 0 | 0 | 0 | 4.09 | 4.0889 | 4.088
[20 empty] | 4759 | 2020-07-18 06:00 | 4759 | 7 | 18 | 7 | 16615.028 | 16.615 | 18.5973 | 8015.86 | 9.1128 | 31.0928 | 0 | 0 | 0 | 60715.1 | 0 | 19.2164 | 8015.86 | 9.6332 | 32.8685 | 0 | 0 | 0 | 68070 | 0 | 19.898 | 8015.86 | 10.2147 | 34.8526 | 0 | 0 | 0 | 64184.3 | 0 | 1.9823 | 2.6014 | 3.283
[20 empty] | 4760 | 2020-07-18 07:00 | 4760 | 7 | 18 | 8 | 19366.629 | 19.3666 | 19.7645 | 8015.86 | 9.0101 | 30.7425 | 0 | 0 | 0 | 59601 | -30.8884 | 25.6924 | 8015.86 | 14.0569 | 47.9621 | 0 | 0 | 0 | 179781 | -77.0332 | 40.9805 | 8015.86 | 27.0285 | 92.2212 | 0 | 0 | 0 | 93231.4 | -62.2439 | 0.39787 | 6.3258 | 21.6139
[20 empty] | 4761 | 2020-07-18 08:00 | 4761 | 7 | 18 | 9 | 27161.729 | 27.1617 | 49.5948 | 7795.88 | 32.5795 | 111.1613 | 0 | 0 | 0 | 209234 | -68.2709 | 58.9795 | 7795.88 | 40.5883 | 138.4873 | 0 | 0 | 0 | 316456 | -221.093 | 69.3557 | 7795.88 | 49.3939 | 168.532 | 0 | 0 | 0 | 260462 | -96.3209 | 22.4331 | 31.8178 | 42.194
[20 empty] | 4762 | 2020-07-18 09:00 | 4762 | 7 | 18 | 10 | 180812.409 | 180.8124 | 39.0607 | 7502.58 | 25.6017 | 87.353 | 0 | 0 | 0 | 156524 | -127.647 | 43.2619 | 7502.58 | 29.138 | 99.4189 | 0 | 0 | 0 | 242540 | -391.776 | 55.7757 | 7502.58 | 39.7457 | 135.6123 | 0 | 0 | 0 | 177800 | -233.003 | -141.7517 | -137.5505 | -125.0367
[20 empty] | 4763 | 2020-07-18 10:00 | 4763 | 7 | 18 | 11 | 217645.299 | 217.6453 | 39.0401 | 7502.58 | 25.5864 | 87.3008 | 0 | 0 | 0 | 156005 | -70.1193 | 43.3293 | 7502.58 | 29.2124 | 99.6727 | 0 | 0 | 0 | 243813 | -236.805 | 56.0352 | 7502.58 | 39.9869 | 136.4353 | 0 | 0 | 0 | 178085 | -128.542 | -178.6052 | -174.316 | -161.6101
[20 empty] | 4764 | 2020-07-18 11:00 | 4764 | 7 | 18 | 12 | 83477.631 | 83.4776 | 39.9779 | 7429.25 | 26.4802 | 90.3504 | 0 | 0 | 0 | 159588 | -96.6722 | 52.1234 | 7429.25 | 36.8979 | 125.8956 | 0 | 0 | 0 | 250076 | -299.05 | 57.6176 | 7429.25 | 41.4853 | 141.5478 | 0 | 0 | 0 | 223124 | -167.602 | -43.4997 | -31.3542 | -25.86
[20 empty] | 4765 | 2020-07-18 12:00 | 4765 | 7 | 18 | 13 | 208651.004 | 208.651 | 57.9611 | 7575.9 | 39.8988 | 136.1347 | 0 | 0 | 0 | 246648 | -87.9455 | 69.8138 | 7575.9 | 50.0366 | 170.7249 | 0 | 0 | 0 | 337743 | -295.92 | 75.3367 | 7575.9 | 54.6471 | 186.4559 | 0 | 0 | 0 | 309299 | -181.955 | -150.6899 | -138.8372 | -133.3143
[20 empty] | 4766 | 2020-07-18 13:00 | 4766 | 7 | 18 | 14 | 191949.015 | 191.949 | 39.6375 | 7575.9 | 26.1162 | 89.1085 | 0 | 0 | 0 | 161225 | -128.24 | 51.5664 | 7575.9 | 36.3205 | 123.9255 | 0 | 0 | 0 | 253229 | -351.906 | 57.1754 | 7575.9 | 41.0063 | 139.9135 | 0 | 0 | 0 | 224284 | -235.03 | -152.3115 | -140.3826 | -134.7736
[20 empty] | 4767 | 2020-07-18 14:00 | 4767 | 7 | 18 | 15 | 219710.979 | 219.711 | 38.9 | 7722.55 | 25.4379 | 86.7941 | 0 | 0 | 0 | 160724 | -94.7774 | 50.5477 | 7722.55 | 35.3879 | 120.7435 | 0 | 0 | 0 | 252569 | -282.919 | 56.028 | 7722.55 | 39.961 | 136.3469 | 0 | 0 | 0 | 223652 | -205.214 | -180.811 | -169.1633 | -163.683
[20 empty] | 4768 | 2020-07-18 15:00 | 4768 | 7 | 18 | 16 | 177230.091 | 177.2301 | 38.2785 | 7869.21 | 24.8774 | 84.8817 | 0 | 0 | 0 | 160923 | -129.789 | 49.9089 | 7869.21 | 34.7949 | 118.7202 | 0 | 0 | 0 | 253748 | -383.878 | 55.204 | 7869.21 | 39.2139 | 133.7978 | 0 | 0 | 0 | 225137 | -264.639 | -138.9516 | -127.3212 | -122.0261
[20 empty] | 4769 | 2020-07-18 16:00 | 4769 | 7 | 18 | 17 | 123269.819 | 123.2698 | 38.3294 | 7869.21 | 24.9204 | 85.0284 | 0 | 0 | 0 | 161272 | -101.778 | 49.9318 | 7869.21 | 34.8203 | 118.8069 | 0 | 0 | 0 | 254648 | -216.341 | 55.3393 | 7869.21 | 39.3338 | 134.2069 | 0 | 0 | 0 | 225405 | -157.784 | -84.9404 | -73.338 | -67.9305
[20 empty] | 4770 | 2020-07-18 17:00 | 4770 | 7 | 18 | 18 | 61954.154 | 61.9542 | 64.4849 | 7722.55 | 45.5014 | 155.2508 | 0 | 0 | 0 | 289141 | -144.373 | 69.8266 | 7722.55 | 50.0542 | 170.7849 | 0 | 0 | 0 | 346729 | -331.77 | 75.3775 | 7722.55 | 54.7165 | 186.6927 | 0 | 0 | 0 | 317205 | -248.299 | 2.5307 | 7.8724 | 13.4233
[20 empty] | 4771 | 2020-07-18 18:00 | 4771 | 7 | 18 | 19 | 13933.944 | 13.9339 | 38.9191 | 7795.88 | 25.5108 | 87.0428 | 0 | 0 | 0 | 163276 | -15.2661 | 50.5275 | 7795.88 | 35.4687 | 121.0192 | 0 | 0 | 0 | 254765 | -43.4393 | 55.6574 | 7795.88 | 39.7866 | 135.7519 | 0 | 0 | 0 | 227085 | -31.7318 | 24.9852 | 36.5936 | 41.7235
[20 empty] | 4772 | 2020-07-18 19:00 | 4772 | 7 | 18 | 20 | 0 | 0 | 36.8828 | 7795.88 | 24.8709 | 84.8595 | 0 | 0 | 0 | 159179 | 0 | 40.2539 | 7795.88 | 27.7575 | 94.7086 | 0 | 0 | 0 | 243690 | 0 | 53.548 | 7795.88 | 38.0545 | 129.842 | 0 | 0 | 0 | 177690 | 0 | 36.8828 | 40.2539 | 53.548
[20 empty] | 4773 | 2020-07-18 20:00 | 4773 | 7 | 18 | 21 | 0 | 0 | 35.5536 | 7942.53 | 23.6154 | 80.5757 | 0 | 0 | 0 | 154682 | 0 | 38.4854 | 7942.53 | 26.1242 | 89.1358 | 0 | 0 | 0 | 232771 | 0 | 49.4587 | 7942.53 | 35.5186 | 121.1895 | 0 | 0 | 0 | 171147 | 0 | 35.5536 | 38.4854 | 49.4587
[20 empty] | 4774 | 2020-07-18 21:00 | 4774 | 7 | 18 | 22 | 0 | 0 | 36.7735 | 7869.21 | 22.705 | 77.4695 | 0 | 0 | 0 | 147279 | 0 | 56.2309 | 7869.21 | 39.3489 | 134.2584 | 0 | 0 | 0 | 270801 | 0 | 59.0563 | 7869.21 | 41.7756 | 142.5383 | 0 | 0 | 0 | 255067 | 0 | 36.7735 | 56.2309 | 59.0563
[20 empty] | 4775 | 2020-07-18 22:00 | 4775 | 7 | 18 | 23 | 0 | 0 | 18.9041 | 7869.21 | 9.4108 | 32.1098 | 0 | 0 | 0 | 60830.1 | 0 | 32.6559 | 7869.21 | 21.1891 | 72.2972 | 0 | 0 | 0 | 182484 | 0 | 40.8619 | 7869.21 | 28.1964 | 96.2061 | 0 | 0 | 0 | 137126 | 0 | 18.9041 | 32.6559 | 40.8619
[20 empty] | 4776 | 2020-07-18 23:00 | 4776 | 7 | 18 | 24 | 0 | 0 | 7.3488 | 7942.53 | 0 | 0 | 0 | 0 | 0 | 0 | 0 | 24.5211 | 7942.53 | 14.5777 | 49.7391 | 0 | 0 | 0 | 68895.5 | 0 | 19.765 | 7942.53 | 10.5323 | 35.9362 | 0 | 0 | 0 | 95635.5 | 0 | 7.3488 | 24.5211 | 19.765
[20 empty] | 4777 | 2020-07-19 | 4777 | 7 | 19 | 1 | 0 | 0 | 7.3488 | 8015.86 | 0 | 0 | 0 | 0 | 0 | 0 | 0 | 7.3488 | 8015.86 | 0 | 0 | 0 | 0 | 0 | 68441.7 | 0 | 19.5732 | 8015.86 | 10.3404 | 35.2814 | 0 | 0 | 0 | 0 | 0 | 7.3488 | 7.3488 | 19.5732
[20 empty] | 4778 | 2020-07-19 01:00 | 4778 | 7 | 19 | 2 | 0 | 0 | 7.3488 | 8015.86 | 0 | 0 | 0 | 0 | 0 | 0 | 0 | 7.3488 | 8015.86 | 0 | 0 | 0 | 0 | 0 | 0 | 0 | 7.3488 | 8015.86 | 0 | 0 | 0 | 0 | 0 | 0 | 0 | 7.3488 | 7.3488 | 7.3488
[20 empty] | 4779 | 2020-07-19 02:00 | 4779 | 7 | 19 | 3 | 0 | 0 | 24.5601 | 8162.51 | 12.6428 | 43.1372 | 0 | 0 | 0 | 86155.9 | 0 | 24.5602 | 8162.51 | 12.6429 | 43.1376 | 0 | 0 | 0 | 86156 | 0 | 24.5601 | 8162.51 | 12.6428 | 43.1372 | 0 | 0 | 0 | 86156.6 | 0 | 24.5601 | 24.5602 | 24.5601
[20 empty] | 4780 | 2020-07-19 03:00 | 4780 | 7 | 19 | 4 | 0 | 0 | 113.312 | 8235.83 | 79.9417 | 272.7611 | 0 | 0 | 0 | 566421 | 0 | 96.6271 | 8235.83 | 67.6511 | 230.8256 | 0 | 0 | 0 | 357393 | 0 | 73.5698 | 8235.83 | 50.2051 | 171.2998 | 0 | 0 | 0 | 480156 | 0 | 113.312 | 96.6271 | 73.5698
[20 empty] | 4781 | 2020-07-19 04:00 | 4781 | 7 | 19 | 5 | 0 | 0 | 107.06 | 8235.83 | 73.5552 | 250.9703 | 0 | 0 | 0 | 514857 | 0 | 113.392 | 8235.83 | 78.8112 | 268.9038 | 0 | 0 | 0 | 590530 | 0 | 120.103 | 8235.83 | 84.4291 | 288.0721 | 0 | 0 | 0 | 550371 | 0 | 107.06 | 113.392 | 120.103
[20 empty] | 4782 | 2020-07-19 05:00 | 4782 | 7 | 19 | 6 | 11478.396 | 11.4784 | 134.572 | 30450.7 | 95.1505 | 324.6535 | 0 | 0 | 0 | 649691 | 0 | 140.288 | 30450.7 | 100.097 | 341.531 | 0 | 0 | 0 | 714624 | 0 | 146.869 | 30450.7 | 105.477 | 359.8875 | 0 | 0 | 0 | 678905 | 0 | 123.0936 | 128.8096 | 135.3906
[20 empty] | 4783 | 2020-07-19 06:00 | 4783 | 7 | 19 | 7 | 52403.311 | 52.4033 | 266.607 | 79939 | 161.54 | 551.1745 | 0 | 0 | 0 | 1396350 | -45.0592 | 276.014 | 79939 | 170.078 | 580.3061 | 0 | 0 | 0 | 1493660 | -45.0605 | 285.398 | 79939 | 178.322 | 608.4347 | 0 | 0 | 0 | 1444520 | -45.0596 | 214.2037 | 223.6107 | 232.9947
[20 empty] | 4784 | 2020-07-19 07:00 | 4784 | 7 | 19 | 8 | 121892.586 | 121.8926 | 302.778 | 79939 | 173.292 | 591.2723 | 0 | 0 | 0 | 1505200 | -31.2095 | 312.539 | 79939 | 181.937 | 620.769 | 0 | 0 | 0 | 1599040 | -31.2265 | 322.51 | 79939 | 190.353 | 649.4844 | 0 | 0 | 0 | 1550790 | -31.0358 | 180.8854 | 190.6464 | 200.6174
[20 empty] | 4785 | 2020-07-19 08:00 | 4785 | 7 | 19 | 9 | 173819.368 | 173.8194 | 318.215 | 54935.4 | 184.477 | 629.4355 | 0 | 0 | 0 | 1632840 | -1.0963 | 328.228 | 54935.4 | 193.181 | 659.1336 | 0 | 0 | 0 | 1728720 | -1.096 | 338.41 | 54935.4 | 201.69 | 688.1663 | 0 | 0 | 0 | 1679430 | -1.0954 | 144.3956 | 154.4086 | 164.5906
[20 empty] | 4786 | 2020-07-19 09:00 | 4786 | 7 | 19 | 10 | 214308.314 | 214.3083 | 332.921 | 54568.6 | 197.294 | 673.1671 | 0 | 0 | 0 | 1705010 | -19.3725 | 344.127 | 54568.6 | 206.755 | 705.4481 | 0 | 0 | 0 | 1812400 | -19.3668 | 355.324 | 54568.6 | 215.917 | 736.7088 | 0 | 0 | 0 | 1758070 | -19.3687 | 118.6127 | 129.8187 | 141.0157
[20 empty] | 4787 | 2020-07-19 10:00 | 4787 | 7 | 19 | 11 | 245954.842 | 245.9548 | 318.279 | 126659 | 194.519 | 663.6988 | 0 | 0 | 0 | 1664510 | -387.096 | 329.382 | 126659 | 204.007 | 696.0719 | 0 | 0 | 0 | 1771800 | -387.031 | 340.693 | 126659 | 213.264 | 727.6568 | 0 | 0 | 0 | 1716890 | -386.51 | 72.3242 | 83.4272 | 94.7382
[20 empty] | 4788 | 2020-07-19 11:00 | 4788 | 7 | 19 | 12 | 261936.36 | 261.9364 | 343.373 | 126659 | 207.449 | 707.816 | 0 | 0 | 0 | 1772130 | -6.1104 | 355.035 | 126659 | 217.255 | 741.2741 | 0 | 0 | 0 | 1885250 | -6.1106 | 366.853 | 126659 | 226.863 | 774.0566 | 0 | 0 | 0 | 1827650 | -6.1107 | 81.4366 | 93.0986 | 104.9166
[20 empty] | 4789 | 2020-07-19 12:00 | 4789 | 7 | 19 | 13 | 265325.951 | 265.326 | 317.474 | 83571.6 | 216.181 | 737.6096 | 0 | 0 | 0 | 1844600 | 0 | 329.52 | 83571.6 | 226.259 | 771.9957 | 0 | 0 | 0 | 1960560 | 0 | 341.613 | 83571.6 | 236.139 | 805.7063 | 0 | 0 | 0 | 1901780 | 0 | 52.148 | 64.194 | 76.287
[20 empty] | 4790 | 2020-07-19 13:00 | 4790 | 7 | 19 | 14 | 250810.363 | 250.8104 | 313.383 | 54201.8 | 216.561 | 738.9061 | 0 | 0 | 0 | 1857640 | 0 | 326.424 | 54201.8 | 227.257 | 775.4009 | 0 | 0 | 0 | 1988290 | 0 | 339.457 | 54201.8 | 237.692 | 811.0051 | 0 | 0 | 0 | 1922520 | 0 | 62.5726 | 75.6136 | 88.6466
[20 empty] | 4791 | 2020-07-19 14:00 | 4791 | 7 | 19 | 15 | 221446.713 | 221.4467 | 280.223 | 54935.4 | 189.627 | 647.0073 | 0 | 0 | 0 | 1710110 | -18.0029 | 291.755 | 54935.4 | 199.343 | 680.1583 | 0 | 0 | 0 | 1832800 | -18.0029 | 303.398 | 54935.4 | 208.754 | 712.2686 | 0 | 0 | 0 | 1770550 | -17.9873 | 58.7763 | 70.3083 | 81.9513
[20 empty] | 4792 | 2020-07-19 15:00 | 4792 | 7 | 19 | 16 | 177952.998 | 177.953 | 216.349 | 30084 | 170.235 | 580.8418 | 0 | 0 | 0 | 1416340 | -811.777 | 227.182 | 30084 | 179.885 | 613.7676 | 0 | 0 | 0 | 1523700 | -946.611 | 237.995 | 30084 | 189.188 | 645.5095 | 0 | 0 | 0 | 1467890 | -863.163 | 38.396 | 49.229 | 60.042
[20 empty] | 4793 | 2020-07-19 16:00 | 4793 | 7 | 19 | 17 | 120640.351 | 120.6404 | 11.6503 | 30524.1 | 0 | 0 | 0 | 0 | 0 | 0 | 0 | 11.6503 | 30524.1 | 0 | 0 | 0 | 0 | 0 | 0 | 0 | 11.6503 | 30524.1 | 0 | 0 | 0 | 0 | 0 | 0 | 0 | -108.9901 | -108.9901 | -108.9901
[20 empty] | 4794 | 2020-07-19 17:00 | 4794 | 7 | 19 | 18 | 58611.659 | 58.6117 | 12.2446 | 30890.8 | 0 | 0 | 0 | 0 | 0 | 0 | 0 | 12.2446 | 30890.8 | 0 | 0 | 0 | 0 | 0 | 0 | 0 | 12.2446 | 30890.8 | 0 | 0 | 0 | 0 | 0 | 0 | 0 | -46.3671 | -46.3671 | -46.3671
[20 empty] | 4795 | 2020-07-19 18:00 | 4795 | 7 | 19 | 19 | 12815.538 | 12.8155 | 8.8603 | 31037.5 | 0 | 0 | 0 | 0 | 0 | 0 | 0 | 8.8603 | 31037.5 | 0 | 0 | 0 | 0 | 0 | 0 | 0 | 8.8603 | 31037.5 | 0 | 0 | 0 | 0 | 0 | 0 | 0 | -3.9552 | -3.9552 | -3.9552
[20 empty] | 4796 | 2020-07-19 19:00 | 4796 | 7 | 19 | 20 | 0 | 0 | 25.1273 | 8529.14 | 11.6985 | 39.9153 | 0 | 0 | 0 | 85034.2 | 0 | 25.1274 | 8529.14 | 11.6985 | 39.9153 | 0 | 0 | 0 | 85034.1 | 0 | 25.1273 | 8529.14 | 11.6985 | 39.9153 | 0 | 0 | 0 | 85034.8 | 0 | 25.1273 | 25.1274 | 25.1273
[20 empty] | 4797 | 2020-07-19 20:00 | 4797 | 7 | 19 | 21 | 0 | 0 | 8.8603 | 8529.14 | 0 | 0 | 0 | 0 | 0 | 0 | 0 | 8.8603 | 8529.14 | 0 | 0 | 0 | 0 | 0 | 0 | 0 | 8.8603 | 8529.14 | 0 | 0 | 0 | 0 | 0 | 0 | 0 | 8.8603 | 8.8603 | 8.8603
[20 empty] | 4798 | 2020-07-19 21:00 | 4798 | 7 | 19 | 22 | 0 | 0 | 8.8603 | 8455.81 | 0 | 0 | 0 | 0 | 0 | 0 | 0 | 8.8603 | 8455.81 | 0 | 0 | 0 | 0 | 0 | 0 | 0 | 8.8603 | 8455.81 | 0 | 0 | 0 | 0 | 0 | 0 | 0 | 8.8603 | 8.8603 | 8.8603
[20 empty] | 4799 | 2020-07-19 22:00 | 4799 | 7 | 19 | 23 | 0 | 0 | 8.8603 | 8455.81 | 0 | 0 | 0 | 0 | 0 | 0 | 0 | 8.8603 | 8455.81 | 0 | 0 | 0 | 0 | 0 | 0 | 0 | 8.8603 | 8455.81 | 0 | 0 | 0 | 0 | 0 | 0 | 0 | 8.8603 | 8.8603 | 8.8603
[20 empty] | 4800 | 2020-07-19 23:00 | 4800 | 7 | 19 | 24 | 0 | 0 | 24.063 | 8455.81 | 12.1457 | 41.4411 | 0 | 0 | 0 | 86689.9 | 0 | 24.0631 | 8455.81 | 12.1457 | 41.4411 | 0 | 0 | 0 | 86689.9 | 0 | 24.063 | 8455.81 | 12.1457 | 41.4411 | 0 | 0 | 0 | 86690.2 | 0 | 24.063 | 24.0631 | 24.063
[20 empty] | 4801 | 2020-07-20 | 4801 | 7 | 20 | 1 | 0 | 0 | 7.3488 | 8455.81 | 0 | 0 | 0 | 0 | 0 | 0 | 0 | 7.3488 | 8455.81 | 0 | 0 | 0 | 0 | 0 | 0 | 0 | 7.3488 | 8455.81 | 0 | 0 | 0 | 0 | 0 | 0 | 0 | 7.3488 | 7.3488 | 7.3488
[20 empty] | 4802 | 2020-07-20 01:00 | 4802 | 7 | 20 | 2 | 0 | 0 | 7.3488 | 8455.81 | 0 | 0 | 0 | 0 | 0 | 0 | 0 | 7.3488 | 8455.81 | 0 | 0 | 0 | 0 | 0 | 0 | 0 | 7.3488 | 8455.81 | 0 | 0 | 0 | 0 | 0 | 0 | 0 | 7.3488 | 7.3488 | 7.3488
[20 empty] | 4803 | 2020-07-20 02:00 | 4803 | 7 | 20 | 3 | 0 | 0 | 7.3488 | 8455.81 | 0 | 0 | 0 | 0 | 0 | 0 | 0 | 7.3488 | 8455.81 | 0 | 0 | 0 | 0 | 0 | 0 | 0 | 7.3488 | 8455.81 | 0 | 0 | 0 | 0 | 0 | 0 | 0 | 7.3488 | 7.3488 | 7.3488
[20 empty] | 4804 | 2020-07-20 03:00 | 4804 | 7 | 20 | 4 | 0 | 0 | 32.3811 | 8529.14 | 18.7745 | 64.0586 | 0 | 0 | 0 | 137158 | 0 | 33.6681 | 8529.14 | 19.9536 | 68.0817 | 0 | 0 | 0 | 150631 | 0 | 34.6409 | 8529.14 | 20.8435 | 71.118 | 0 | 0 | 0 | 144224 | 0 | 32.3811 | 33.6681 | 34.6409
[20 empty] | 4805 | 2020-07-20 04:00 | 4805 | 7 | 20 | 5 | 0 | 0 | 48.5181 | 8529.14 | 29.2663 | 99.8566 | 0 | 0 | 0 | 211500 | 0 | 49.3282 | 8529.14 | 30.0677 | 102.591 | 0 | 0 | 0 | 220021 | 0 | 49.8408 | 8529.14 | 30.6039 | 104.4205 | 0 | 0 | 0 | 216161 | 0 | 48.5181 | 49.3282 | 49.8408
[20 empty] | 4806 | 2020-07-20 05:00 | 4806 | 7 | 20 | 6 | 10511.895 | 10.5119 | 108.532 | 30890.8 | 75.6524 | 258.126 | 0 | 0 | 0 | 546062 | 0 | 110.7 | 30890.8 | 77.9004 | 265.7962 | 0 | 0 | 0 | 581714 | 0 | 113.493 | 30890.8 | 80.5868 | 274.9622 | 0 | 0 | 0 | 562296 | 0 | 98.0201 | 100.1881 | 102.9811
[20 empty] | 4807 | 2020-07-20 06:00 | 4807 | 7 | 20 | 7 | 58735.186 | 58.7352 | 214.385 | 80672.8 | 117.26 | 400.0911 | 0 | 0 | 0 | 896979 | -34.2126 | 218.449 | 80672.8 | 121.822 | 415.6567 | 0 | 0 | 0 | 934568 | -34.2132 | 221.951 | 80672.8 | 125.516 | 428.2606 | 0 | 0 | 0 | 914279 | -34.2116 | 155.6498 | 159.7138 | 163.2158
[20 empty] | 4808 | 2020-07-20 07:00 | 4808 | 7 | 20 | 8 | 121728.718 | 121.7287 | 241.986 | 80672.8 | 122.934 | 419.4508 | 0 | 0 | 0 | 977125 | -7.206 | 244.785 | 80672.8 | 126.345 | 431.0891 | 0 | 0 | 0 | 1011970 | -7.2055 | 248.173 | 80672.8 | 129.877 | 443.1403 | 0 | 0 | 0 | 992839 | -7.2057 | 120.2573 | 123.0563 | 126.4443
[20 empty] | 4809 | 2020-07-20 08:00 | 4809 | 7 | 20 | 9 | 174088.322 | 174.0883 | 235.389 | 55815.7 | 113.715 | 387.9956 | 0 | 0 | 0 | 878138 | 0 | 238.205 | 55815.7 | 116.865 | 398.7434 | 0 | 0 | 0 | 909781 | 0 | 241.542 | 55815.7 | 120.079 | 409.7095 | 0 | 0 | 0 | 892304 | 0 | 61.3007 | 64.1167 | 67.4537
[20 empty] | 4810 | 2020-07-20 09:00 | 4810 | 7 | 20 | 10 | 214836.772 | 214.8368 | 241.082 | 55742.3 | 117 | 399.204 | 0 | 0 | 0 | 905327 | -35.5519 | 244.093 | 55742.3 | 120.106 | 409.8017 | 0 | 0 | 0 | 940491 | -35.5417 | 247.909 | 55742.3 | 123.713 | 422.1088 | 0 | 0 | 0 | 920151 | -35.5168 | 26.2452 | 29.2562 | 33.0722
[20 empty] | 4811 | 2020-07-20 10:00 | 4811 | 7 | 20 | 11 | 244104.428 | 244.1044 | 218.973 | 126659 | 107.44 | 366.5853 | 0 | 0 | 0 | 823809 | -1.1987 | 222.539 | 126659 | 110.708 | 377.7357 | 0 | 0 | 0 | 863172 | -1.197 | 226.799 | 126659 | 114.449 | 390.5 | 0 | 0 | 0 | 840411 | -1.1979 | -25.1314 | -21.5654 | -17.3054
[20 empty] | 4812 | 2020-07-20 11:00 | 4812 | 7 | 20 | 12 | 260742.065 | 260.7421 | 241.141 | 126659 | 118.343 | 403.7863 | 0 | 0 | 0 | 908308 | 0 | 245.059 | 126659 | 121.887 | 415.8784 | 0 | 0 | 0 | 951483 | 0 | 249.453 | 126659 | 125.869 | 429.465 | 0 | 0 | 0 | 927501 | 0 | -19.6011 | -15.6831 | -11.2891
[20 empty] | 4813 | 2020-07-20 12:00 | 4813 | 7 | 20 | 13 | 262242.984 | 262.243 | 203.667 | 87545.1 | 114.971 | 392.2811 | 0 | 0 | 0 | 889047 | 0 | 207.715 | 87545.1 | 118.573 | 404.5711 | 0 | 0 | 0 | 933673 | 0 | 212.21 | 87545.1 | 122.571 | 418.2123 | 0 | 0 | 0 | 908880 | 0 | -58.576 | -54.528 | -50.033
[20 empty] | 4814 | 2020-07-20 13:00 | 4814 | 7 | 20 | 14 | 106934.767 | 106.9348 | 197.445 | 55742.3 | 114.172 | 389.5549 | 0 | 0 | 0 | 880287 | 0 | 201.884 | 55742.3 | 117.987 | 402.5716 | 0 | 0 | 0 | 931194 | 0 | 206.649 | 55742.3 | 122.38 | 417.5606 | 0 | 0 | 0 | 901107 | 0 | 90.5102 | 94.9492 | 99.7142
[20 empty] | 4815 | 2020-07-20 14:00 | 4815 | 7 | 20 | 15 | 112858.265 | 112.8583 | 177.725 | 55742.3 | 99.1537 | 338.3124 | 0 | 0 | 0 | 732052 | -13.6162 | 181.821 | 55742.3 | 102.582 | 350.0098 | 0 | 0 | 0 | 780847 | -13.6045 | 186.227 | 55742.3 | 106.479 | 363.3063 | 0 | 0 | 0 | 753544 | -13.6191 | 64.8667 | 68.9627 | 73.3687
[20 empty] | 4816 | 2020-07-20 15:00 | 4816 | 7 | 20 | 16 | 171788.84 | 171.7888 | 119.588 | 30890.8 | 82.3435 | 280.956 | 0 | 0 | 0 | 593142 | -495.596 | 122.656 | 30890.8 | 84.7217 | 289.0704 | 0 | 0 | 0 | 631256 | -574.9 | 126.306 | 30890.8 | 87.6462 | 299.0488 | 0 | 0 | 0 | 610233 | -528.719 | -52.2008 | -49.1328 | -45.4828
[20 empty] | 4817 | 2020-07-20 16:00 | 4817 | 7 | 20 | 17 | 118433.215 | 118.4332 | 11.6503 | 30890.8 | 0 | 0 | 0 | 0 | 0 | 0 | 0 | 11.6503 | 30890.8 | 0 | 0 | 0 | 0 | 0 | 0 | 0 | 11.6503 | 30890.8 | 0 | 0 | 0 | 0 | 0 | 0 | 0 | -106.7829 | -106.7829 | -106.7829
[20 empty] | 4818 | 2020-07-20 17:00 | 4818 | 7 | 20 | 18 | 39817.772 | 39.8178 | 12.2446 | 30890.8 | 0 | 0 | 0 | 0 | 0 | 0 | 0 | 12.2446 | 30890.8 | 0 | 0 | 0 | 0 | 0 | 0 | 0 | 12.2446 | 30890.8 | 0 | 0 | 0 | 0 | 0 | 0 | 0 | -27.5732 | -27.5732 | -27.5732
[20 empty] | 4819 | 2020-07-20 18:00 | 4819 | 7 | 20 | 19 | 10561.599 | 10.5616 | 8.8603 | 31037.5 | 0 | 0 | 0 | 0 | 0 | 0 | 0 | 8.8603 | 31037.5 | 0 | 0 | 0 | 0 | 0 | 0 | 0 | 8.8603 | 31037.5 | 0 | 0 | 0 | 0 | 0 | 0 | 0 | -1.7013 | -1.7013 | -1.7013
[20 empty] | 4820 | 2020-07-20 19:00 | 4820 | 7 | 20 | 20 | 0 | 0 | 8.8603 | 8675.79 | 0 | 0 | 0 | 0 | 0 | 0 | 0 | 8.8603 | 8675.79 | 0 | 0 | 0 | 0 | 0 | 0 | 0 | 8.8603 | 8675.79 | 0 | 0 | 0 | 0 | 0 | 0 | 0 | 8.8603 | 8.8603 | 8.8603
[20 empty] | 4821 | 2020-07-20 20:00 | 4821 | 7 | 20 | 21 | 0 | 0 | 25.0417 | 8749.11 | 11.6129 | 39.6232 | 0 | 0 | 0 | 86781.5 | 0 | 25.0417 | 8749.11 | 11.6129 | 39.6232 | 0 | 0 | 0 | 86781.4 | 0 | 25.0417 | 8749.11 | 11.6129 | 39.6232 | 0 | 0 | 0 | 86781.6 | 0 | 25.0417 | 25.0417 | 25.0417
[20 empty] | 4822 | 2020-07-20 21:00 | 4822 | 7 | 20 | 22 | 0 | 0 | 8.8603 | 8749.11 | 0 | 0 | 0 | 0 | 0 | 0 | 0 | 8.8603 | 8749.11 | 0 | 0 | 0 | 0 | 0 | 0 | 0 | 8.8603 | 8749.11 | 0 | 0 | 0 | 0 | 0 | 0 | 0 | 8.8603 | 8.8603 | 8.8603
[20 empty] | 4823 | 2020-07-20 22:00 | 4823 | 7 | 20 | 23 | 0 | 0 | 8.8603 | 8749.11 | 0 | 0 | 0 | 0 | 0 | 0 | 0 | 8.8603 | 8749.11 | 0 | 0 | 0 | 0 | 0 | 0 | 0 | 8.8603 | 8749.11 | 0 | 0 | 0 | 0 | 0 | 0 | 0 | 8.8603 | 8.8603 | 8.8603
[20 empty] | 4824 | 2020-07-20 23:00 | 4824 | 7 | 20 | 24 | 0 | 0 | 7.3488 | 8749.11 | 0 | 0 | 0 | 0 | 0 | 0 | 0 | 7.3488 | 8749.11 | 0 | 0 | 0 | 0 | 0 | 0 | 0 | 7.3488 | 8749.11 | 0 | 0 | 0 | 0 | 0 | 0 | 0 | 7.3488 | 7.3488 | 7.3488
[20 empty] | 4825 | 2020-07-21 | 4825 | 7 | 21 | 1 | 0 | 0 | 23.5791 | 8749.11 | 11.6618 | 39.7901 | 0 | 0 | 0 | 86931.4 | 0 | 23.5791 | 8749.11 | 11.6618 | 39.7901 | 0 | 0 | 0 | 86931.3 | 0 | 23.5791 | 8749.11 | 11.6618 | 39.7901 | 0 | 0 | 0 | 86931.5 | 0 | 23.5791 | 23.5791 | 23.5791
[20 empty] | 4826 | 2020-07-21 01:00 | 4826 | 7 | 21 | 2 | 0 | 0 | 7.3488 | 8749.11 | 0 | 0 | 0 | 0 | 0 | 0 | 0 | 7.3488 | 8749.11 | 0 | 0 | 0 | 0 | 0 | 0 | 0 | 7.3488 | 8749.11 | 0 | 0 | 0 | 0 | 0 | 0 | 0 | 7.3488 | 7.3488 | 7.3488
[20 empty] | 4827 | 2020-07-21 02:00 | 4827 | 7 | 21 | 3 | 0 | 0 | 7.3488 | 8822.44 | 0 | 0 | 0 | 0 | 0 | 0 | 0 | 7.3488 | 8822.44 | 0 | 0 | 0 | 0 | 0 | 0 | 0 | 7.3488 | 8822.44 | 0 | 0 | 0 | 0 | 0 | 0 | 0 | 7.3488 | 7.3488 | 7.3488
[20 empty] | 4828 | 2020-07-21 03:00 | 4828 | 7 | 21 | 4 | 0 | 0 | 7.3488 | 8895.77 | 0 | 0 | 0 | 0 | 0 | 0 | 0 | 7.3488 | 8895.77 | 0 | 0 | 0 | 0 | 0 | 0 | 0 | 7.3488 | 8895.77 | 0 | 0 | 0 | 0 | 0 | 0 | 0 | 7.3488 | 7.3488 | 7.3488
[20 empty] | 4829 | 2020-07-21 04:00 | 4829 | 7 | 21 | 5 | 0 | 0 | 8.8603 | 8895.77 | 0 | 0 | 0 | 0 | 0 | 0 | 0 | 8.8603 | 8895.77 | 0 | 0 | 0 | 0 | 0 | 0 | 0 | 8.8603 | 8895.77 | 0 | 0 | 0 | 0 | 0 | 0 | 0 | 8.8603 | 8.8603 | 8.8603
[20 empty] | 4830 | 2020-07-21 05:00 | 4830 | 7 | 21 | 6 | 10066.197 | 10.0662 | 85.7234 | 31330.8 | 56.8503 | 193.9732 | 0 | 0 | 0 | 433906 | 0 | 86.7503 | 31330.8 | 57.9749 | 197.8104 | 0 | 0 | 0 | 453410 | 0 | 88.1103 | 31330.8 | 59.4054 | 202.6912 | 0 | 0 | 0 | 442493 | 0 | 75.6572 | 76.6841 | 78.0441
[20 empty] | 4831 | 2020-07-21 06:00 | 4831 | 7 | 21 | 7 | 47878.228 | 47.8782 | 150.359 | 81113 | 60.0976 | 205.053 | 0 | 0 | 0 | 458859 | -917.675 | 150.755 | 81113 | 60.9767 | 208.0525 | 0 | 0 | 0 | 478574 | -969.31 | 152.163 | 81113 | 62.6867 | 213.887 | 0 | 0 | 0 | 465543 | -917.672 | 102.4808 | 102.8768 | 104.2848
[20 empty] | 4832 | 2020-07-21 07:00 | 4832 | 7 | 21 | 8 | 106181.931 | 106.1819 | 172.201 | 81113 | 61.7797 | 210.7923 | 0 | 0 | 0 | 471455 | -3.996 | 172.092 | 81113 | 62.2135 | 212.2725 | 0 | 0 | 0 | 484519 | -33.5275 | 172.928 | 81113 | 63.4915 | 216.633 | 0 | 0 | 0 | 474766 | -5.5418 | 66.0191 | 65.9101 | 66.7461
[20 empty] | 4833 | 2020-07-21 08:00 | 4833 | 7 | 21 | 9 | 31332.886 | 31.3329 | 189.044 | 56255.8 | 74.6789 | 254.8044 | 0 | 0 | 0 | 572477 | 0 | 190.66 | 56255.8 | 75.5093 | 257.6377 | 0 | 0 | 0 | 589398 | -10.2574 | 191.593 | 56255.8 | 76.8961 | 262.3695 | 0 | 0 | 0 | 578815 | -8.4203 | 157.7111 | 159.3271 | 160.2601
[20 empty] | 4834 | 2020-07-21 09:00 | 4834 | 7 | 21 | 10 | 94025.718 | 94.0257 | 182.633 | 56402.5 | 65.9459 | 225.0074 | 0 | 0 | 0 | 503596 | -164.193 | 182.724 | 56402.5 | 66.5808 | 227.1737 | 0 | 0 | 0 | 525087 | -164.203 | 184.466 | 56402.5 | 68.7614 | 234.6139 | 0 | 0 | 0 | 508440 | -164.193 | 88.6073 | 88.6983 | 90.4403
[20 empty] | 4835 | 2020-07-21 10:00 | 4835 | 7 | 21 | 11 | 139857.634 | 139.8576 | 161.018 | 126659 | 56.6206 | 193.1895 | 0 | 0 | 0 | 432228 | -1.913 | 161.339 | 126659 | 57.3143 | 195.5564 | 0 | 0 | 0 | 446020 | -5.6097 | 162.171 | 126659 | 58.4269 | 199.3526 | 0 | 0 | 0 | 437524 | -3.7731 | 21.1604 | 21.4814 | 22.3134
[20 empty] | 4836 | 2020-07-21 11:00 | 4836 | 7 | 21 | 12 | 144597.18 | 144.5972 | 167.359 | 126659 | 51.6876 | 176.3581 | 0 | 0 | 0 | 394472 | 0 | 167.455 | 126659 | 52.0713 | 177.6673 | 0 | 0 | 0 | 404680 | -9.9436 | 169.409 | 126659 | 53.0251 | 180.9216 | 0 | 0 | 0 | 397401 | 0 | 22.7618 | 22.8578 | 24.8118
[20 empty] | 4837 | 2020-07-21 12:00 | 4837 | 7 | 21 | 13 | 38884.247 | 38.8842 | 124.095 | 89319.5 | 42.4146 | 144.7186 | 0 | 0 | 0 | 323640 | 0 | 124.112 | 89319.5 | 42.7848 | 145.9817 | 0 | 0 | 0 | 331225 | 0 | 124.448 | 89319.5 | 43.4085 | 148.1098 | 0 | 0 | 0 | 326465 | 0 | 85.2108 | 85.2278 | 85.5638
[20 empty] | 4838 | 2020-07-21 13:00 | 4838 | 7 | 21 | 14 | 213704.356 | 213.7044 | 115.306 | 56402.5 | 39.9876 | 136.4377 | 0 | 0 | 0 | 305218 | 0 | 115.464 | 56402.5 | 40.4023 | 137.8526 | 0 | 0 | 0 | 312348 | 0 | 115.856 | 56402.5 | 40.9217 | 139.6248 | 0 | 0 | 0 | 308383 | 0 | -98.3984 | -98.2404 | -97.8484
[20 empty] | 4839 | 2020-07-21 14:00 | 4839 | 7 | 21 | 15 | 95412.334 | 95.4123 | 100.242 | 56622.6 | 30.7401 | 104.8852 | 0 | 0 | 0 | 234634 | -10.1221 | 100.127 | 56622.6 | 30.8333 | 105.2032 | 0 | 0 | 0 | 239735 | -10.1113 | 100.694 | 56622.6 | 31.4085 | 107.1658 | 0 | 0 | 0 | 235345 | -10.1289 | 4.8297 | 4.7147 | 5.2817
[20 empty] | 4840 | 2020-07-21 15:00 | 4840 | 7 | 21 | 16 | 118010.376 | 118.0104 | 52.1796 | 31770.9 | 23.5715 | 80.426 | 0 | 0 | 0 | 179914 | 0 | 52.9095 | 31770.9 | 24.11 | 82.2633 | 0 | 0 | 0 | 189499 | -22.0449 | 55.1762 | 31770.9 | 24.8274 | 84.7111 | 0 | 0 | 0 | 184024 | 0 | -65.8308 | -65.1009 | -62.8342
[20 empty] | 4841 | 2020-07-21 16:00 | 4841 | 7 | 21 | 17 | 72938.771 | 72.9388 | 11.6503 | 31770.9 | 0 | 0 | 0 | 0 | 0 | 0 | 0 | 11.6503 | 31770.9 | 0 | 0 | 0 | 0 | 0 | 0 | 0 | 11.6503 | 31770.9 | 0 | 0 | 0 | 0 | 0 | 0 | 0 | -61.2885 | -61.2885 | -61.2885
[20 empty] | 4842 | 2020-07-21 17:00 | 4842 | 7 | 21 | 18 | 38790.254 | 38.7903 | 12.2446 | 31697.5 | 0 | 0 | 0 | 0 | 0 | 0 | 0 | 12.2446 | 31697.5 | 0 | 0 | 0 | 0 | 0 | 0 | 0 | 12.2446 | 31697.5 | 0 | 0 | 0 | 0 | 0 | 0 | 0 | -26.5457 | -26.5457 | -26.5457
[20 empty] | 4843 | 2020-07-21 18:00 | 4843 | 7 | 21 | 19 | 10257.937 | 10.2579 | 8.8603 | 31697.5 | 0 | 0 | 0 | 0 | 0 | 0 | 0 | 8.8603 | 31697.5 | 0 | 0 | 0 | 0 | 0 | 0 | 0 | 8.8603 | 31697.5 | 0 | 0 | 0 | 0 | 0 | 0 | 0 | -1.3976 | -1.3976 | -1.3976
[20 empty] | 4844 | 2020-07-21 19:00 | 4844 | 7 | 21 | 20 | 0 | 0 | 8.8603 | 9335.73 | 0 | 0 | 0 | 0 | 0 | 0 | 0 | 8.8603 | 9335.73 | 0 | 0 | 0 | 0 | 0 | 0 | 0 | 8.8603 | 9335.73 | 0 | 0 | 0 | 0 | 0 | 0 | 0 | 8.8603 | 8.8603 | 8.8603
[20 empty] | 4845 | 2020-07-21 20:00 | 4845 | 7 | 21 | 21 | 0 | 0 | 8.8603 | 9262.4 | 0 | 0 | 0 | 0 | 0 | 0 | 0 | 8.8603 | 9262.4 | 0 | 0 | 0 | 0 | 0 | 0 | 0 | 8.8603 | 9262.4 | 0 | 0 | 0 | 0 | 0 | 0 | 0 | 8.8603 | 8.8603 | 8.8603
[20 empty] | 4846 | 2020-07-21 21:00 | 4846 | 7 | 21 | 22 | 0 | 0 | 24.891 | 9262.4 | 11.4622 | 39.109 | 0 | 0 | 0 | 87654.3 | 0 | 24.891 | 9262.4 | 11.4622 | 39.109 | 0 | 0 | 0 | 87654.3 | 0 | 24.891 | 9262.4 | 11.4622 | 39.109 | 0 | 0 | 0 | 87654.2 | 0 | 24.891 | 24.891 | 24.891
[20 empty] | 4847 | 2020-07-21 22:00 | 4847 | 7 | 21 | 23 | 0 | 0 | 8.8603 | 9262.4 | 0 | 0 | 0 | 0 | 0 | 0 | 0 | 8.8603 | 9262.4 | 0 | 0 | 0 | 0 | 0 | 0 | 0 | 8.8603 | 9262.4 | 0 | 0 | 0 | 0 | 0 | 0 | 0 | 8.8603 | 8.8603 | 8.8603
[20 empty] | 4848 | 2020-07-21 23:00 | 4848 | 7 | 21 | 24 | 0 | 0 | 7.3488 | 9262.4 | 0 | 0 | 0 | 0 | 0 | 0 | 0 | 7.3488 | 9262.4 | 0 | 0 | 0 | 0 | 0 | 0 | 0 | 7.3488 | 9262.4 | 0 | 0 | 0 | 0 | 0 | 0 | 0 | 7.3488 | 7.3488 | 7.3488
[20 empty] | 4849 | 2020-07-22 | 4849 | 7 | 22 | 1 | 0 | 0 | 7.3488 | 9335.73 | 0 | 0 | 0 | 0 | 0 | 0 | 0 | 7.3488 | 9335.73 | 0 | 0 | 0 | 0 | 0 | 0 | 0 | 7.3488 | 9335.73 | 0 | 0 | 0 | 0 | 0 | 0 | 0 | 7.3488 | 7.3488 | 7.3488
[20 empty] | 4850 | 2020-07-22 01:00 | 4850 | 7 | 22 | 2 | 0 | 0 | 23.3477 | 9335.73 | 11.4304 | 39.0005 | 0 | 0 | 0 | 87215.5 | 0 | 23.3477 | 9335.73 | 11.4304 | 39.0005 | 0 | 0 | 0 | 87215.4 | 0 | 23.3477 | 9335.73 | 11.4304 | 39.0005 | 0 | 0 | 0 | 87215.4 | 0 | 23.3477 | 23.3477 | 23.3477
[20 empty] | 4851 | 2020-07-22 02:00 | 4851 | 7 | 22 | 3 | 0 | 0 | 7.3488 | 9482.38 | 0 | 0 | 0 | 0 | 0 | 0 | 0 | 7.3488 | 9482.38 | 0 | 0 | 0 | 0 | 0 | 0 | 0 | 7.3488 | 9482.38 | 0 | 0 | 0 | 0 | 0 | 0 | 0 | 7.3488 | 7.3488 | 7.3488
[20 empty] | 4852 | 2020-07-22 03:00 | 4852 | 7 | 22 | 4 | 0 | 0 | 7.3488 | 9482.38 | 0 | 0 | 0 | 0 | 0 | 0 | 0 | 7.3488 | 9482.38 | 0 | 0 | 0 | 0 | 0 | 0 | 0 | 7.3488 | 9482.38 | 0 | 0 | 0 | 0 | 0 | 0 | 0 | 7.3488 | 7.3488 | 7.3488
[20 empty] | 4853 | 2020-07-22 04:00 | 4853 | 7 | 22 | 5 | 0 | 0 | 8.8603 | 9482.38 | 0 | 0 | 0 | 0 | 0 | 0 | 0 | 8.8603 | 9482.38 | 0 | 0 | 0 | 0 | 0 | 0 | 0 | 8.8603 | 9482.38 | 0 | 0 | 0 | 0 | 0 | 0 | 0 | 8.8603 | 8.8603 | 8.8603
[20 empty] | 4854 | 2020-07-22 05:00 | 4854 | 7 | 22 | 6 | 9640.258 | 9.6403 | 11.0086 | 31624.2 | 0 | 0 | 0 | 0 | 0 | 0 | 0 | 11.0086 | 31624.2 | 0 | 0 | 0 | 0 | 0 | 0 | 0 | 11.0086 | 31624.2 | 0 | 0 | 0 | 0 | 0 | 0 | 0 | 1.3683 | 1.3683 | 1.3683
[20 empty] | 4855 | 2020-07-22 06:00 | 4855 | 7 | 22 | 7 | 64274.386 | 64.2744 | 121.3 | 81186.4 | 36.9171 | 125.9611 | 0 | 0 | 0 | 281680 | -28.3254 | 122.369 | 81186.4 | 38.0239 | 129.7375 | 0 | 0 | 0 | 299859 | -34.7031 | 123.884 | 81186.4 | 39.2997 | 134.0906 | 0 | 0 | 0 | 290125 | -30.3726 | 57.0256 | 58.0946 | 59.6096
[20 empty] | 4856 | 2020-07-22 07:00 | 4856 | 7 | 22 | 8 | 135095.807 | 135.0958 | 139.252 | 81186.4 | 36.1699 | 123.4117 | 0 | 0 | 0 | 275979 | -152.198 | 140.33 | 81186.4 | 37.1732 | 126.835 | 0 | 0 | 0 | 293684 | -300.862 | 142.039 | 81186.4 | 38.4904 | 131.3292 | 0 | 0 | 0 | 283633 | -226.87 | 4.1562 | 5.2342 | 6.9432
[20 empty] | 4857 | 2020-07-22 08:00 | 4857 | 7 | 22 | 9 | 193789.885 | 193.7899 | 159.655 | 55889 | 50.0318 | 170.7085 | 0 | 0 | 0 | 368209 | -366.613 | 162.226 | 55889 | 52.1809 | 178.0412 | 0 | 0 | 0 | 400363 | -621.254 | 165.019 | 55889 | 54.4008 | 185.6155 | 0 | 0 | 0 | 384026 | -504.397 | -34.1349 | -31.5639 | -28.7709
[20 empty] | 4858 | 2020-07-22 09:00 | 4858 | 7 | 22 | 10 | 239523.597 | 239.5236 | 163.584 | 55815.7 | 51.3371 | 175.1622 | 0 | 0 | 0 | 373031 | -139.477 | 166.956 | 55815.7 | 54.0125 | 184.2906 | 0 | 0 | 0 | 411998 | -291.719 | 170.445 | 55815.7 | 56.6998 | 193.4597 | 0 | 0 | 0 | 392471 | -204.385 | -75.9396 | -72.5676 | -69.0786
[20 empty] | 4859 | 2020-07-22 10:00 | 4859 | 7 | 22 | 11 | 269883.323 | 269.8833 | 150.205 | 126659 | 49.1822 | 167.8097 | 0 | 0 | 0 | 357235 | -19.5378 | 153.723 | 126659 | 52.0169 | 177.4817 | 0 | 0 | 0 | 399514 | -82.5371 | 157.61 | 126659 | 55.0029 | 187.6699 | 0 | 0 | 0 | 377825 | -24.6143 | -119.6783 | -116.1603 | -112.2733
[20 empty] | 4860 | 2020-07-22 11:00 | 4860 | 7 | 22 | 12 | 286027.579 | 286.0276 | 181.572 | 126659 | 67.0605 | 228.8104 | 0 | 0 | 0 | 481181 | -3.4047 | 186.529 | 126659 | 71.1466 | 242.7522 | 0 | 0 | 0 | 537370 | -71.395 | 191.144 | 126659 | 74.8922 | 255.5322 | 0 | 0 | 0 | 510497 | -24.4906 | -104.4556 | -99.4986 | -94.8836
[20 empty] | 4861 | 2020-07-22 12:00 | 4861 | 7 | 22 | 13 | 284540.233 | 284.5402 | 137.773 | 87689.2 | 57.8194 | 197.2798 | 0 | 0 | 0 | 420836 | 0 | 142.6 | 87689.2 | 61.5677 | 210.069 | 0 | 0 | 0 | 474459 | 0 | 147.257 | 87689.2 | 65.1919 | 222.4348 | 0 | 0 | 0 | 448099 | 0 | -146.7672 | -141.9402 | -137.2832
[20 empty] | 4862 | 2020-07-22 13:00 | 4862 | 7 | 22 | 14 | 266177.368 | 266.1774 | 133.235 | 55815.7 | 58.1636 | 198.4542 | 0 | 0 | 0 | 422751 | 0 | 138.747 | 55815.7 | 62.3878 | 212.8672 | 0 | 0 | 0 | 483837 | 0 | 144.214 | 55815.7 | 66.5681 | 227.1304 | 0 | 0 | 0 | 453453 | 0 | -132.9424 | -127.4304 | -121.9634
[20 empty] | 4863 | 2020-07-22 14:00 | 4863 | 7 | 22 | 15 | 234226.341 | 234.2263 | 144.107 | 55742.3 | 72.731 | 248.1582 | 0 | 0 | 0 | 522272 | -1.3208 | 151.438 | 55742.3 | 78.4915 | 267.813 | 0 | 0 | 0 | 604325 | -1.3204 | 158.736 | 55742.3 | 84.1578 | 287.1464 | 0 | 0 | 0 | 563637 | -1.3207 | -90.1193 | -82.7883 | -75.4903
[20 empty] | 4864 | 2020-07-22 15:00 | 4864 | 7 | 22 | 16 | 188923.401 | 188.9234 | 90.7723 | 30964.1 | 59.5174 | 203.0734 | 0 | 0 | 0 | 433588 | 0 | 97.7248 | 30964.1 | 64.8228 | 221.1754 | 0 | 0 | 0 | 509987 | -29.3965 | 105.85 | 30964.1 | 70.0189 | 238.9045 | 0 | 0 | 0 | 472188 | 0 | -98.1511 | -91.1986 | -83.0734
[20 empty] | 4865 | 2020-07-22 16:00 | 4865 | 7 | 22 | 17 | 132333.844 | 132.3338 | 11.6503 | 30964.1 | 0 | 0 | 0 | 0 | 0 | 0 | 0 | 11.6503 | 30964.1 | 0 | 0 | 0 | 0 | 0 | 0 | 0 | 11.6503 | 30964.1 | 0 | 0 | 0 | 0 | 0 | 0 | 0 | -120.6835 | -120.6835 | -120.6835
[20 empty] | 4866 | 2020-07-22 17:00 | 4866 | 7 | 22 | 18 | 53144.318 | 53.1443 | 12.2446 | 31184.1 | 0 | 0 | 0 | 0 | 0 | 0 | 0 | 12.2446 | 31184.1 | 0 | 0 | 0 | 0 | 0 | 0 | 0 | 12.2446 | 31184.1 | 0 | 0 | 0 | 0 | 0 | 0 | 0 | -40.8997 | -40.8997 | -40.8997
[20 empty] | 4867 | 2020-07-22 18:00 | 4867 | 7 | 22 | 19 | 11884.768 | 11.8848 | 8.8603 | 31257.5 | 0 | 0 | 0 | 0 | 0 | 0 | 0 | 8.8603 | 31257.5 | 0 | 0 | 0 | 0 | 0 | 0 | 0 | 8.8603 | 31257.5 | 0 | 0 | 0 | 0 | 0 | 0 | 0 | -3.0244 | -3.0244 | -3.0244
[20 empty] | 4868 | 2020-07-22 19:00 | 4868 | 7 | 22 | 20 | 0 | 0 | 24.992 | 8895.77 | 11.5632 | 39.4536 | 0 | 0 | 0 | 88287.7 | 0 | 24.992 | 8895.77 | 11.5632 | 39.4536 | 0 | 0 | 0 | 88287.7 | 0 | 24.992 | 8895.77 | 11.5632 | 39.4536 | 0 | 0 | 0 | 88287.6 | 0 | 24.992 | 24.992 | 24.992
[20 empty] | 4869 | 2020-07-22 20:00 | 4869 | 7 | 22 | 21 | 0 | 0 | 8.8603 | 8969.09 | 0 | 0 | 0 | 0 | 0 | 0 | 0 | 8.8603 | 8969.09 | 0 | 0 | 0 | 0 | 0 | 0 | 0 | 8.8603 | 8969.09 | 0 | 0 | 0 | 0 | 0 | 0 | 0 | 8.8603 | 8.8603 | 8.8603
[20 empty] | 4870 | 2020-07-22 21:00 | 4870 | 7 | 22 | 22 | 0 | 0 | 8.8603 | 8969.09 | 0 | 0 | 0 | 0 | 0 | 0 | 0 | 8.8603 | 8969.09 | 0 | 0 | 0 | 0 | 0 | 0 | 0 | 8.8603 | 8969.09 | 0 | 0 | 0 | 0 | 0 | 0 | 0 | 8.8603 | 8.8603 | 8.8603
[20 empty] | 4871 | 2020-07-22 22:00 | 4871 | 7 | 22 | 23 | 0 | 0 | 8.8603 | 8969.09 | 0 | 0 | 0 | 0 | 0 | 0 | 0 | 8.8603 | 8969.09 | 0 | 0 | 0 | 0 | 0 | 0 | 0 | 8.8603 | 8969.09 | 0 | 0 | 0 | 0 | 0 | 0 | 0 | 8.8603 | 8.8603 | 8.8603
[20 empty] | 4872 | 2020-07-22 23:00 | 4872 | 7 | 22 | 24 | 0 | 0 | 23.3839 | 9042.42 | 11.4666 | 39.124 | 0 | 0 | 0 | 87499.7 | 0 | 23.3839 | 9042.42 | 11.4666 | 39.124 | 0 | 0 | 0 | 87499.8 | 0 | 23.3839 | 9042.42 | 11.4666 | 39.124 | 0 | 0 | 0 | 87499.5 | 0 | 23.3839 | 23.3839 | 23.3839
[20 empty] | 4873 | 2020-07-23 | 4873 | 7 | 23 | 1 | 0 | 0 | 7.3488 | 9115.75 | 0 | 0 | 0 | 0 | 0 | 0 | 0 | 7.3488 | 9115.75 | 0 | 0 | 0 | 0 | 0 | 0 | 0 | 7.3488 | 9115.75 | 0 | 0 | 0 | 0 | 0 | 0 | 0 | 7.3488 | 7.3488 | 7.3488
[20 empty] | 4874 | 2020-07-23 01:00 | 4874 | 7 | 23 | 2 | 0 | 0 | 7.3488 | 9115.75 | 0 | 0 | 0 | 0 | 0 | 0 | 0 | 7.3488 | 9115.75 | 0 | 0 | 0 | 0 | 0 | 0 | 0 | 7.3488 | 9115.75 | 0 | 0 | 0 | 0 | 0 | 0 | 0 | 7.3488 | 7.3488 | 7.3488
[20 empty] | 4875 | 2020-07-23 02:00 | 4875 | 7 | 23 | 3 | 0 | 0 | 7.3488 | 9042.42 | 0 | 0 | 0 | 0 | 0 | 0 | 0 | 7.3488 | 9042.42 | 0 | 0 | 0 | 0 | 0 | 0 | 0 | 7.3488 | 9042.42 | 0 | 0 | 0 | 0 | 0 | 0 | 0 | 7.3488 | 7.3488 | 7.3488
[20 empty] | 4876 | 2020-07-23 03:00 | 4876 | 7 | 23 | 4 | 0 | 0 | 7.3488 | 9115.75 | 0 | 0 | 0 | 0 | 0 | 0 | 0 | 7.3488 | 9115.75 | 0 | 0 | 0 | 0 | 0 | 0 | 0 | 7.3488 | 9115.75 | 0 | 0 | 0 | 0 | 0 | 0 | 0 | 7.3488 | 7.3488 | 7.3488
[20 empty] | 4877 | 2020-07-23 04:00 | 4877 | 7 | 23 | 5 | 0 | 0 | 24.9062 | 9115.75 | 11.4774 | 39.1609 | 0 | 0 | 0 | 87582.7 | 0 | 24.9062 | 9115.75 | 11.4774 | 39.1609 | 0 | 0 | 0 | 87582.8 | 0 | 24.9062 | 9115.75 | 11.4774 | 39.1609 | 0 | 0 | 0 | 87582.5 | 0 | 24.9062 | 24.9062 | 24.9062
[20 empty] | 4878 | 2020-07-23 05:00 | 4878 | 7 | 23 | 6 | 9822.52 | 9.8225 | 27.1259 | 31477.5 | 12.267 | 41.855 | 0 | 0 | 0 | 93630.4 | 0 | 47.6783 | 31477.5 | 28.0697 | 95.7738 | 0 | 0 | 0 | 322385 | 0 | 65.6004 | 31477.5 | 42.2388 | 144.1188 | 0 | 0 | 0 | 214235 | 0 | 17.3034 | 37.8558 | 55.7779
[20 empty] | 4879 | 2020-07-23 06:00 | 4879 | 7 | 23 | 7 | 61881.69 | 61.8817 | 155.08 | 80819.5 | 66.0454 | 225.3469 | 0 | 0 | 0 | 492316 | 0 | 159.422 | 80819.5 | 69.6068 | 237.4984 | 0 | 0 | 0 | 549727 | 0 | 164.637 | 80819.5 | 73.8042 | 251.8199 | 0 | 0 | 0 | 518651 | 0 | 93.1983 | 97.5403 | 102.7553
[20 empty] | 4880 | 2020-07-23 07:00 | 4880 | 7 | 23 | 8 | 131103.392 | 131.1034 | 180.693 | 80819.5 | 70.2116 | 239.562 | 0 | 0 | 0 | 523590 | 0 | 187.978 | 80819.5 | 75.9338 | 259.0861 | 0 | 0 | 0 | 607854 | 0 | 195.078 | 80819.5 | 81.5197 | 278.1452 | 0 | 0 | 0 | 566236 | 0 | 49.5896 | 56.8746 | 63.9746
[20 empty] | 4881 | 2020-07-23 08:00 | 4881 | 7 | 23 | 9 | 188791.57 | 188.7916 | 195.503 | 55742.3 | 77.4097 | 264.1219 | 0 | 0 | 0 | 558303 | -2.3811 | 204.181 | 55742.3 | 84.0943 | 286.9298 | 0 | 0 | 0 | 654099 | -2.3813 | 212.88 | 55742.3 | 90.7306 | 309.5728 | 0 | 0 | 0 | 606386 | -2.3815 | 6.7114 | 15.3894 | 24.0884
[20 empty] | 4882 | 2020-07-23 09:00 | 4882 | 7 | 23 | 10 | 233201.02 | 233.201 | 210.18 | 55668.9 | 89.4928 | 305.3494 | 0 | 0 | 0 | 643961 | -46.472 | 219.826 | 55668.9 | 96.939 | 330.7559 | 0 | 0 | 0 | 751545 | -46.478 | 229.524 | 55668.9 | 104.292 | 355.8443 | 0 | 0 | 0 | 698806 | -46.478 | -23.021 | -13.375 | -3.677
[20 empty] | 4883 | 2020-07-23 10:00 | 4883 | 7 | 23 | 11 | 265157.298 | 265.1573 | 194.328 | 126659 | 86.7644 | 296.0401 | 0 | 0 | 0 | 618979 | 0 | 203.894 | 126659 | 94.1621 | 321.2811 | 0 | 0 | 0 | 725732 | 0 | 213.38 | 126659 | 101.448 | 346.1406 | 0 | 0 | 0 | 673366 | 0 | -70.8293 | -61.2633 | -51.7773
[20 empty] | 4884 | 2020-07-23 11:00 | 4884 | 7 | 23 | 12 | 280170.586 | 280.1706 | 219.751 | 126659 | 97.5926 | 332.986 | 0 | 0 | 0 | 699879 | -3.5741 | 229.767 | 126659 | 105.288 | 359.2427 | 0 | 0 | 0 | 809931 | -3.5747 | 239.617 | 126659 | 112.766 | 384.7576 | 0 | 0 | 0 | 756514 | -3.5742 | -60.4196 | -50.4036 | -40.5536
[20 empty] | 4885 | 2020-07-23 12:00 | 4885 | 7 | 23 | 13 | 280968.969 | 280.969 | 193.432 | 87044.5 | 105.849 | 361.1568 | 0 | 0 | 0 | 756952 | 0 | 203.753 | 87044.5 | 113.689 | 387.9069 | 0 | 0 | 0 | 871740 | 0 | 213.981 | 87044.5 | 121.471 | 414.4591 | 0 | 0 | 0 | 816828 | 0 | -87.537 | -77.216 | -66.988
[20 empty] | 4886 | 2020-07-23 13:00 | 4886 | 7 | 23 | 14 | 265200.776 | 265.2008 | 189.463 | 55448.9 | 106.583 | 363.6612 | 0 | 0 | 0 | 759662 | 0 | 200.461 | 55448.9 | 114.882 | 391.9774 | 0 | 0 | 0 | 880609 | 0 | 211.296 | 55448.9 | 123.091 | 419.9865 | 0 | 0 | 0 | 822656 | 0 | -75.7378 | -64.7398 | -53.9048
[20 empty] | 4887 | 2020-07-23 14:00 | 4887 | 7 | 23 | 15 | 233740.271 | 233.7403 | 173.709 | 55522.2 | 96.2707 | 328.4756 | 0 | 0 | 0 | 678750 | 0 | 185.286 | 55522.2 | 104.909 | 357.9495 | 0 | 0 | 0 | 800642 | 0 | 196.516 | 55522.2 | 113.301 | 386.583 | 0 | 0 | 0 | 741224 | 0 | -60.0313 | -48.4543 | -37.2243
[20 empty] | 4888 | 2020-07-23 15:00 | 4888 | 7 | 23 | 16 | 189645.35 | 189.6454 | 120.897 | 30744.1 | 82.8549 | 282.7009 | 0 | 0 | 0 | 582844 | -120.787 | 131.318 | 30744.1 | 90.6454 | 309.2821 | 0 | 0 | 0 | 691206 | -268.647 | 141.719 | 30744.1 | 98.3138 | 335.4467 | 0 | 0 | 0 | 637475 | -197.09 | -68.7484 | -58.3273 | -47.9264
[20 empty] | 4889 | 2020-07-23 16:00 | 4889 | 7 | 23 | 17 | 132394.813 | 132.3948 | 11.6503 | 30744.1 | 0 | 0 | 0 | 0 | 0 | 0 | 0 | 11.6503 | 30744.1 | 0 | 0 | 0 | 0 | 0 | 0 | 0 | 11.6503 | 30744.1 | 0 | 0 | 0 | 0 | 0 | 0 | 0 | -120.7445 | -120.7445 | -120.7445
[20 empty] | 4890 | 2020-07-23 17:00 | 4890 | 7 | 23 | 18 | 64101.481 | 64.1015 | 12.2446 | 30890.8 | 0 | 0 | 0 | 0 | 0 | 0 | 0 | 12.2446 | 30890.8 | 0 | 0 | 0 | 0 | 0 | 0 | 0 | 12.2446 | 30890.8 | 0 | 0 | 0 | 0 | 0 | 0 | 0 | -51.8569 | -51.8569 | -51.8569
[20 empty] | 4891 | 2020-07-23 18:00 | 4891 | 7 | 23 | 19 | 10766.704 | 10.7667 | 8.8603 | 30964.1 | 0 | 0 | 0 | 0 | 0 | 0 | 0 | 8.8603 | 30964.1 | 0 | 0 | 0 | 0 | 0 | 0 | 0 | 8.8603 | 30964.1 | 0 | 0 | 0 | 0 | 0 | 0 | 0 | -1.9064 | -1.9064 | -1.9064
[20 empty] | 4892 | 2020-07-23 19:00 | 4892 | 7 | 23 | 20 | 0 | 0 | 8.8603 | 8602.46 | 0 | 0 | 0 | 0 | 0 | 0 | 0 | 8.8603 | 8602.46 | 0 | 0 | 0 | 0 | 0 | 0 | 0 | 8.8603 | 8602.46 | 0 | 0 | 0 | 0 | 0 | 0 | 0 | 8.8603 | 8.8603 | 8.8603
[20 empty] | 4893 | 2020-07-23 20:00 | 4893 | 7 | 23 | 21 | 0 | 0 | 25.3451 | 8675.79 | 11.9162 | 40.6581 | 0 | 0 | 0 | 87937.7 | 0 | 25.345 | 8675.79 | 11.9162 | 40.6581 | 0 | 0 | 0 | 87937.8 | 0 | 25.3451 | 8675.79 | 11.9163 | 40.6584 | 0 | 0 | 0 | 87937.2 | 0 | 25.3451 | 25.345 | 25.3451
[20 empty] | 4894 | 2020-07-23 21:00 | 4894 | 7 | 23 | 22 | 0 | 0 | 8.8603 | 8675.79 | 0 | 0 | 0 | 0 | 0 | 0 | 0 | 8.8603 | 8675.79 | 0 | 0 | 0 | 0 | 0 | 0 | 0 | 8.8603 | 8675.79 | 0 | 0 | 0 | 0 | 0 | 0 | 0 | 8.8603 | 8.8603 | 8.8603
[20 empty] | 4895 | 2020-07-23 22:00 | 4895 | 7 | 23 | 23 | 0 | 0 | 8.8603 | 8675.79 | 0 | 0 | 0 | 0 | 0 | 0 | 0 | 8.8603 | 8675.79 | 0 | 0 | 0 | 0 | 0 | 0 | 0 | 8.8603 | 8675.79 | 0 | 0 | 0 | 0 | 0 | 0 | 0 | 8.8603 | 8.8603 | 8.8603
[20 empty] | 4896 | 2020-07-23 23:00 | 4896 | 7 | 23 | 24 | 0 | 0 | 7.8094 | 8749.11 | 0 | 0 | 0 | 0 | 0 | 0 | 0 | 7.8094 | 8749.11 | 0 | 0 | 0 | 0 | 0 | 0 | 0 | 7.8094 | 8749.11 | 0 | 0 | 0 | 0 | 0 | 0 | 0 | 7.8094 | 7.8094 | 7.8094
[20 empty] | 4897 | 2020-07-24 | 4897 | 7 | 24 | 1 | 0 | 0 | 7.8094 | 8822.44 | 0 | 0 | 0 | 0 | 0 | 0 | 0 | 7.8094 | 8822.44 | 0 | 0 | 0 | 0 | 0 | 0 | 0 | 7.8094 | 8822.44 | 0 | 0 | 0 | 0 | 0 | 0 | 0 | 7.8094 | 7.8094 | 7.8094
[20 empty] | 4898 | 2020-07-24 01:00 | 4898 | 7 | 24 | 2 | 0 | 0 | 24.0243 | 8822.44 | 11.6464 | 39.7375 | 0 | 0 | 0 | 87858.1 | 0 | 24.0242 | 8822.44 | 11.6463 | 39.7372 | 0 | 0 | 0 | 87858.2 | 0 | 24.0243 | 8822.44 | 11.6464 | 39.7375 | 0 | 0 | 0 | 87857.6 | 0 | 24.0243 | 24.0242 | 24.0243
[20 empty] | 4899 | 2020-07-24 02:00 | 4899 | 7 | 24 | 3 | 0 | 0 | 7.8094 | 8822.44 | 0 | 0 | 0 | 0 | 0 | 0 | 0 | 7.8094 | 8822.44 | 0 | 0 | 0 | 0 | 0 | 0 | 0 | 7.8094 | 8822.44 | 0 | 0 | 0 | 0 | 0 | 0 | 0 | 7.8094 | 7.8094 | 7.8094
[20 empty] | 4900 | 2020-07-24 03:00 | 4900 | 7 | 24 | 4 | 0 | 0 | 7.8094 | 8822.44 | 0 | 0 | 0 | 0 | 0 | 0 | 0 | 7.8094 | 8822.44 | 0 | 0 | 0 | 0 | 0 | 0 | 0 | 7.8094 | 8822.44 | 0 | 0 | 0 | 0 | 0 | 0 | 0 | 7.8094 | 7.8094 | 7.8094
[20 empty] | 4901 | 2020-07-24 04:00 | 4901 | 7 | 24 | 5 | 0 | 0 | 7.8094 | 8822.44 | 0 | 0 | 0 | 0 | 0 | 0 | 0 | 7.8094 | 8822.44 | 0 | 0 | 0 | 0 | 0 | 0 | 0 | 7.8094 | 8822.44 | 0 | 0 | 0 | 0 | 0 | 0 | 0 | 7.8094 | 7.8094 | 7.8094
[20 empty] | 4902 | 2020-07-24 05:00 | 4902 | 7 | 24 | 6 | 10011.7 | 10.0117 | 24.0933 | 8749.11 | 11.7189 | 39.9849 | 0 | 0 | 0 | 87422.2 | 0 | 24.0925 | 8749.11 | 11.7189 | 39.9849 | 0 | 0 | 0 | 87422.5 | 0 | 24.0919 | 8749.11 | 11.719 | 39.9852 | 0 | 0 | 0 | 87421.9 | 0 | 14.0816 | 14.0808 | 14.0802
[20 empty] | 4903 | 2020-07-24 06:00 | 4903 | 7 | 24 | 7 | 60286.522 | 60.2865 | 7.8003 | 8529.14 | 0 | 0 | 0 | 0 | 0 | 0 | 0 | 7.7997 | 8529.14 | 0 | 0 | 0 | 0 | 0 | 0 | 0 | 7.7993 | 8529.14 | 0 | 0 | 0 | 0 | 0 | 0 | 0 | -52.4862 | -52.4869 | -52.4872
[20 empty] | 4904 | 2020-07-24 07:00 | 4904 | 7 | 24 | 8 | 127425.911 | 127.4259 | 7.7993 | 8529.14 | 0 | 0 | 0 | 0 | 0 | 0 | 0 | 7.7993 | 8529.14 | 0 | 0 | 0 | 0 | 0 | 0 | 0 | 7.7993 | 8529.14 | 0 | 0 | 0 | 0 | 0 | 0 | 0 | -119.6266 | -119.6266 | -119.6266
[20 empty] | 4905 | 2020-07-24 08:00 | 4905 | 7 | 24 | 9 | 183606.073 | 183.6061 | 7.7993 | 8235.83 | 0 | 0 | 0 | 0 | 0 | 0 | 0 | 7.7993 | 8235.83 | 0 | 0 | 0 | 0 | 0 | 66775.8 | 0 | 19.3532 | 8235.83 | 9.6699 | 32.9937 | 0 | 0 | 0 | 0 | 0 | -175.8068 | -175.8068 | -164.2529
[20 empty] | 4906 | 2020-07-24 09:00 | 4906 | 7 | 24 | 10 | 223687.178 | 223.6872 | 7.7993 | 8089.18 | 0 | 0 | 0 | 0 | 0 | 0 | 0 | 19.0171 | 8089.18 | 9.4347 | 32.1911 | 0 | 0 | 0 | 65921.3 | -104.549 | 20.8332 | 8089.18 | 9.8515 | 33.6135 | 0 | 0 | 0 | 63763.3 | 0 | -215.8879 | -204.6701 | -202.854
[20 empty] | 4907 | 2020-07-24 10:00 | 4907 | 7 | 24 | 11 | 247983.218 | 247.9832 | 25.3472 | 8089.18 | 12.9794 | 44.2857 | 0 | 0 | 0 | 87474.2 | 0 | 37.634 | 8089.18 | 22.2429 | 75.8928 | 0 | 0 | 0 | 154453 | -96.7336 | 38.5704 | 8089.18 | 22.99 | 78.4419 | 0 | 0 | 0 | 149468 | -34.6343 | -222.636 | -210.3492 | -209.4128
[20 empty] | 4908 | 2020-07-24 11:00 | 4908 | 7 | 24 | 12 | 258311.414 | 258.3114 | 7.7993 | 8015.86 | 0 | 0 | 0 | 0 | 0 | 0 | 0 | 20.3183 | 8015.86 | 9.4958 | 32.3995 | 0 | 0 | 0 | 67811.5 | -105.372 | 21.262 | 8015.86 | 10.2546 | 34.9887 | 0 | 0 | 0 | 62779.9 | -56.82 | -250.5121 | -237.9931 | -237.0494
[20 empty] | 4909 | 2020-07-24 12:00 | 4909 | 7 | 24 | 13 | 262897.01 | 262.897 | 7.7993 | 7942.53 | 0 | 0 | 0 | 0 | 0 | 0 | 0 | 20.5092 | 7942.53 | 9.6866 | 33.0507 | 0 | 0 | 0 | 68851.2 | -134.462 | 21.5522 | 7942.53 | 10.5303 | 35.9294 | 0 | 0 | 0 | 63316.5 | -113.157 | -255.0977 | -242.3878 | -241.3448
[20 empty] | 4910 | 2020-07-24 13:00 | 4910 | 7 | 24 | 14 | 251919.903 | 251.9199 | 7.7993 | 7942.53 | 0 | 0 | 0 | 0 | 0 | 0 | 0 | 20.5276 | 7942.53 | 9.7051 | 33.1137 | 0 | 0 | 0 | 69062.4 | -53.0041 | 21.5827 | 7942.53 | 10.5594 | 36.0287 | 0 | 0 | 0 | 63454.4 | -40.8015 | -244.1206 | -231.3923 | -230.3372
[20 empty] | 4911 | 2020-07-24 14:00 | 4911 | 7 | 24 | 15 | 224006.477 | 224.0065 | 24.8329 | 8309.16 | 12.4651 | 42.5309 | 0 | 0 | 0 | 87055.3 | 0 | 24.8328 | 8309.16 | 12.465 | 42.5306 | 0 | 0 | 0 | 154942 | 0 | 36.5055 | 8309.16 | 22.2509 | 75.9201 | 0 | 0 | 0 | 87054.8 | 0 | -199.1736 | -199.1737 | -187.501
[20 empty] | 4912 | 2020-07-24 15:00 | 4912 | 7 | 24 | 16 | 181947.009 | 181.947 | 7.7993 | 8382.48 | 0 | 0 | 0 | 0 | 0 | 0 | 0 | 18.7867 | 8382.48 | 9.2043 | 31.405 | 0 | 0 | 0 | 67893.1 | 0 | 19.3552 | 8382.48 | 9.6719 | 33.0007 | 0 | 0 | 0 | 65111.8 | 0 | -174.1477 | -163.1603 | -162.5918
[20 empty] | 4913 | 2020-07-24 16:00 | 4913 | 7 | 24 | 17 | 127432.794 | 127.4328 | 7.7993 | 8382.48 | 0 | 0 | 0 | 0 | 0 | 0 | 0 | 7.7993 | 8382.48 | 0 | 0 | 0 | 0 | 0 | 67657.1 | -4.8643 | 20.6194 | 8382.48 | 9.6378 | 32.8842 | 0 | 0 | 0 | 0 | 0 | -119.6335 | -119.6335 | -106.8134
[20 empty] | 4914 | 2020-07-24 17:00 | 4914 | 7 | 24 | 18 | 32555.408 | 32.5554 | 7.7993 | 8309.16 | 0 | 0 | 0 | 0 | 0 | 0 | 0 | 7.7993 | 8309.16 | 0 | 0 | 0 | 0 | 0 | 110939 | -55.9443 | 27.9681 | 8309.16 | 15.9294 | 54.3511 | 0 | 0 | 0 | 0 | 0 | -24.7561 | -24.7561 | -4.5873
[20 empty] | 4915 | 2020-07-24 18:00 | 4915 | 7 | 24 | 19 | 11756.467 | 11.7565 | 7.7993 | 8309.16 | 0 | 0 | 0 | 0 | 0 | 0 | 0 | 7.7993 | 8309.16 | 0 | 0 | 0 | 0 | 0 | 34438 | 0 | 13.6033 | 8309.16 | 4.9199 | 16.7865 | 0 | 0 | 0 | 0 | 0 | -3.9571 | -3.9571 | 1.8468
[20 empty] | 4916 | 2020-07-24 19:00 | 4916 | 7 | 24 | 20 | 0 | 0 | 24.8531 | 8309.16 | 12.4752 | 42.5654 | 0 | 0 | 0 | 87126.3 | 0 | 24.853 | 8309.16 | 12.4751 | 42.565 | 0 | 0 | 0 | 87126.5 | 0 | 24.8531 | 8309.16 | 12.4752 | 42.5654 | 0 | 0 | 0 | 87125.9 | 0 | 24.8531 | 24.853 | 24.8531
[20 empty] | 4917 | 2020-07-24 20:00 | 4917 | 7 | 24 | 21 | 0 | 0 | 7.8094 | 8235.83 | 0 | 0 | 0 | 0 | 0 | 0 | 0 | 7.8094 | 8235.83 | 0 | 0 | 0 | 0 | 0 | 0 | 0 | 7.8094 | 8235.83 | 0 | 0 | 0 | 0 | 0 | 0 | 0 | 7.8094 | 7.8094 | 7.8094
[20 empty] | 4918 | 2020-07-24 21:00 | 4918 | 7 | 24 | 22 | 0 | 0 | 7.8094 | 8529.14 | 0 | 0 | 0 | 0 | 0 | 0 | 0 | 7.8094 | 8529.14 | 0 | 0 | 0 | 0 | 0 | 0 | 0 | 7.8094 | 8529.14 | 0 | 0 | 0 | 0 | 0 | 0 | 0 | 7.8094 | 7.8094 | 7.8094
[20 empty] | 4919 | 2020-07-24 22:00 | 4919 | 7 | 24 | 23 | 0 | 0 | 7.8094 | 8382.48 | 0 | 0 | 0 | 0 | 0 | 0 | 0 | 7.8094 | 8382.48 | 0 | 0 | 0 | 0 | 0 | 0 | 0 | 7.8094 | 8382.48 | 0 | 0 | 0 | 0 | 0 | 0 | 0 | 7.8094 | 7.8094 | 7.8094
[20 empty] | 4920 | 2020-07-24 23:00 | 4920 | 7 | 24 | 24 | 0 | 0 | 24.5326 | 8455.81 | 12.1547 | 41.4718 | 0 | 0 | 0 | 86727.4 | 0 | 24.5325 | 8455.81 | 12.1546 | 41.4715 | 0 | 0 | 0 | 86727.5 | 0 | 24.5326 | 8455.81 | 12.1547 | 41.4718 | 0 | 0 | 0 | 86726.7 | 0 | 24.5326 | 24.5325 | 24.5326
[20 empty] | 4921 | 2020-07-25 | 4921 | 7 | 25 | 1 | 0 | 0 | 7.8094 | 8529.14 | 0 | 0 | 0 | 0 | 0 | 0 | 0 | 7.8094 | 8529.14 | 0 | 0 | 0 | 0 | 0 | 0 | 0 | 7.8094 | 8529.14 | 0 | 0 | 0 | 0 | 0 | 0 | 0 | 7.8094 | 7.8094 | 7.8094
[20 empty] | 4922 | 2020-07-25 01:00 | 4922 | 7 | 25 | 2 | 0 | 0 | 7.8094 | 8529.14 | 0 | 0 | 0 | 0 | 0 | 0 | 0 | 7.8094 | 8529.14 | 0 | 0 | 0 | 0 | 0 | 0 | 0 | 7.8094 | 8529.14 | 0 | 0 | 0 | 0 | 0 | 0 | 0 | 7.8094 | 7.8094 | 7.8094
[20 empty] | 4923 | 2020-07-25 02:00 | 4923 | 7 | 25 | 3 | 0 | 0 | 7.8094 | 8529.14 | 0 | 0 | 0 | 0 | 0 | 0 | 0 | 7.8094 | 8529.14 | 0 | 0 | 0 | 0 | 0 | 0 | 0 | 7.8094 | 8529.14 | 0 | 0 | 0 | 0 | 0 | 0 | 0 | 7.8094 | 7.8094 | 7.8094
[20 empty] | 4924 | 2020-07-25 03:00 | 4924 | 7 | 25 | 4 | 0 | 0 | 7.8094 | 8529.14 | 0 | 0 | 0 | 0 | 0 | 0 | 0 | 7.8094 | 8529.14 | 0 | 0 | 0 | 0 | 0 | 0 | 0 | 7.8094 | 8529.14 | 0 | 0 | 0 | 0 | 0 | 0 | 0 | 7.8094 | 7.8094 | 7.8094
[20 empty] | 4925 | 2020-07-25 04:00 | 4925 | 7 | 25 | 5 | 0 | 0 | 24.4067 | 8529.14 | 12.0288 | 41.0423 | 0 | 0 | 0 | 86811.4 | 0 | 24.4066 | 8529.14 | 12.0287 | 41.0419 | 0 | 0 | 0 | 86811.5 | 0 | 24.4067 | 8529.14 | 12.0288 | 41.0423 | 0 | 0 | 0 | 86810.7 | 0 | 24.4067 | 24.4066 | 24.4067
[20 empty] | 4926 | 2020-07-25 05:00 | 4926 | 7 | 25 | 6 | 8832.827 | 8.8328 | 7.8058 | 8529.14 | 0 | 0 | 0 | 0 | 0 | 0 | 0 | 7.805 | 8529.14 | 0 | 0 | 0 | 0 | 0 | 0 | 0 | 7.8043 | 8529.14 | 0 | 0 | 0 | 0 | 0 | 0 | 0 | -1.027 | -1.0279 | -1.0285
[20 empty] | 4927 | 2020-07-25 06:00 | 4927 | 7 | 25 | 7 | 60695.388 | 60.6954 | 7.8004 | 8309.16 | 0 | 0 | 0 | 0 | 0 | 0 | 0 | 7.7998 | 8309.16 | 0 | 0 | 0 | 0 | 0 | 0 | 0 | 7.7993 | 8309.16 | 0 | 0 | 0 | 0 | 0 | 0 | 0 | -52.895 | -52.8956 | -52.8961
[20 empty] | 4928 | 2020-07-25 07:00 | 4928 | 7 | 25 | 8 | 129071.965 | 129.072 | 7.7993 | 8309.16 | 0 | 0 | 0 | 0 | 0 | 0 | 0 | 18.7657 | 8309.16 | 9.1833 | 31.3334 | 0 | 0 | 0 | 68524.3 | 0 | 19.4896 | 8309.16 | 9.792 | 33.4104 | 0 | 0 | 0 | 64242.5 | 0 | -121.2726 | -110.3063 | -109.5824
[20 empty] | 4929 | 2020-07-25 08:00 | 4929 | 7 | 25 | 9 | 184245.25 | 184.2452 | 36.9988 | 7869.21 | 22.8894 | 78.0986 | 0 | 0 | 0 | 149344 | 0 | 38.8958 | 7869.21 | 23.4058 | 79.8606 | 0 | 0 | 0 | 197409 | -206.014 | 47.0919 | 7869.21 | 30.3738 | 103.6354 | 0 | 0 | 0 | 151931 | -139.938 | -147.2464 | -145.3494 | -137.1533
[20 empty] | 4930 | 2020-07-25 09:00 | 4930 | 7 | 25 | 10 | 224383.348 | 224.3833 | 20.8621 | 7649.23 | 10.0167 | 34.177 | 0 | 0 | 0 | 62516.6 | -54.9065 | 21.79 | 7649.23 | 10.822 | 36.9247 | 0 | 0 | 0 | 195185 | -226.123 | 45.3607 | 7649.23 | 31.0121 | 105.8133 | 0 | 0 | 0 | 67501.2 | -144.357 | -203.5212 | -202.5933 | -179.0226
[20 empty] | 4931 | 2020-07-25 10:00 | 4931 | 7 | 25 | 11 | 253119.016 | 253.119 | 20.8311 | 7649.23 | 9.9947 | 34.102 | 0 | 0 | 0 | 62368.9 | -39.1261 | 21.7917 | 7649.23 | 10.8295 | 36.9503 | 0 | 0 | 0 | 194411 | -166.379 | 45.4611 | 7649.23 | 31.0905 | 106.0808 | 0 | 0 | 0 | 67577.4 | -82.2458 | -232.2879 | -231.3273 | -207.6579
[20 empty] | 4932 | 2020-07-25 11:00 | 4932 | 7 | 25 | 12 | 270100.004 | 270.1 | 21.1946 | 7209.28 | 10.3553 | 35.3323 | 0 | 0 | 0 | 60300.9 | -136.992 | 43.1681 | 7209.28 | 29.387 | 100.2684 | 0 | 0 | 0 | 191354 | -478.516 | 47.2917 | 7209.28 | 32.7851 | 111.8628 | 0 | 0 | 0 | 172357 | -190.075 | -248.9054 | -226.9319 | -222.8083
[20 empty] | 4933 | 2020-07-25 12:00 | 4933 | 7 | 25 | 13 | 271555.883 | 271.5559 | 21.2525 | 7209.28 | 10.4039 | 35.4981 | 0 | 0 | 0 | 60471 | -87.0134 | 42.7941 | 7209.28 | 29.0126 | 98.991 | 0 | 0 | 0 | 192155 | -425.508 | 47.5262 | 7209.28 | 32.9885 | 112.5568 | 0 | 0 | 0 | 169064 | -269.141 | -250.3034 | -228.7618 | -224.0297
[20 empty] | 4934 | 2020-07-25 13:00 | 4934 | 7 | 25 | 14 | 259145.043 | 259.145 | 40.6371 | 7209.28 | 25.2206 | 86.0527 | 0 | 0 | 0 | 147132 | -73.4309 | 62.2413 | 7209.28 | 43.8937 | 149.7653 | 0 | 0 | 0 | 279902 | -375.64 | 67.1167 | 7209.28 | 47.9931 | 163.7525 | 0 | 0 | 0 | 255998 | -239.309 | -218.5079 | -196.9037 | -192.0283
[20 empty] | 4935 | 2020-07-25 14:00 | 4935 | 7 | 25 | 15 | 227140.429 | 227.1404 | 21.2684 | 7209.28 | 10.4199 | 35.5527 | 0 | 0 | 0 | 60562.8 | -136.869 | 43.0995 | 7209.28 | 29.2821 | 99.9105 | 0 | 0 | 0 | 194514 | -737.063 | 47.9775 | 7209.28 | 33.3906 | 113.9287 | 0 | 0 | 0 | 170541 | -563.917 | -205.872 | -184.0409 | -179.1629
[20 empty] | 4936 | 2020-07-25 15:00 | 4936 | 7 | 25 | 16 | 181806.596 | 181.8066 | 39.9565 | 7135.95 | 26.6138 | 90.8063 | 0 | 0 | 0 | 153879 | -109.319 | 44.077 | 7135.95 | 30.1055 | 102.72 | 0 | 0 | 0 | 248189 | -374.342 | 59.208 | 7135.95 | 43.0328 | 146.8279 | 0 | 0 | 0 | 173340 | -409.09 | -141.8501 | -137.7296 | -122.5986
[20 empty] | 4937 | 2020-07-25 16:00 | 4937 | 7 | 25 | 17 | 125980.876 | 125.9809 | 40.6088 | 7135.95 | 27.1039 | 92.4785 | 0 | 0 | 0 | 156016 | -242.058 | 46.4237 | 7135.95 | 32.0343 | 109.301 | 0 | 0 | 0 | 266048 | -314.823 | 63.134 | 7135.95 | 46.1994 | 157.6324 | 0 | 0 | 0 | 184366 | -279.358 | -85.3721 | -79.5572 | -62.8469
[20 empty] | 4938 | 2020-07-25 17:00 | 4938 | 7 | 25 | 18 | 60792.483 | 60.7925 | 59.4627 | 7355.93 | 41.2747 | 140.8293 | 0 | 0 | 0 | 246040 | -134.624 | 73.3642 | 7355.93 | 53.147 | 181.3376 | 0 | 0 | 0 | 359401 | -231.413 | 82.0159 | 7355.93 | 60.2868 | 205.6986 | 0 | 0 | 0 | 317152 | -182.183 | -1.3298 | 12.5717 | 21.2234
[20 empty] | 4939 | 2020-07-25 18:00 | 4939 | 7 | 25 | 19 | 11055.784 | 11.0558 | 38.6496 | 7649.23 | 25.1883 | 85.9425 | 0 | 0 | 0 | 157153 | -6.0695 | 50.9846 | 7649.23 | 35.6987 | 121.804 | 0 | 0 | 0 | 259205 | -17.4085 | 57.9965 | 7649.23 | 41.5271 | 141.6905 | 0 | 0 | 0 | 222832 | -13.0486 | 27.5938 | 39.9288 | 46.9407
[20 empty] | 4940 | 2020-07-25 19:00 | 4940 | 7 | 25 | 20 | 0 | 0 | 36.4514 | 7649.23 | 24.4174 | 83.3122 | 0 | 0 | 0 | 152398 | 0 | 40.5771 | 7649.23 | 27.9182 | 95.2569 | 0 | 0 | 0 | 242761 | 0 | 54.7167 | 7649.23 | 38.8715 | 132.6296 | 0 | 0 | 0 | 174297 | 0 | 36.4514 | 40.5771 | 54.7167
[20 empty] | 4941 | 2020-07-25 20:00 | 4941 | 7 | 25 | 21 | 0 | 0 | 24.3808 | 7942.53 | 14.0124 | 47.8103 | 0 | 0 | 0 | 91600 | 0 | 38.138 | 7942.53 | 25.7122 | 87.73 | 0 | 0 | 0 | 187918 | 0 | 41.6817 | 7942.53 | 28.7237 | 98.0053 | 0 | 0 | 0 | 168181 | 0 | 24.3808 | 38.138 | 41.6817
[20 empty] | 4942 | 2020-07-25 21:00 | 4942 | 7 | 25 | 22 | 0 | 0 | 13.3001 | 8162.51 | 4.6395 | 15.8298 | 0 | 0 | 0 | 31457.6 | 0 | 30.0759 | 8162.51 | 18.6967 | 63.7931 | 0 | 0 | 0 | 177746 | 0 | 38.9639 | 8162.51 | 26.2279 | 89.4896 | 0 | 0 | 0 | 126656 | 0 | 13.3001 | 30.0759 | 38.9639
[20 empty] | 4943 | 2020-07-25 22:00 | 4943 | 7 | 25 | 23 | 0 | 0 | 25.0989 | 8162.51 | 12.721 | 43.4041 | 0 | 0 | 0 | 86240.3 | 0 | 49.3495 | 8162.51 | 32.0736 | 109.4351 | 0 | 0 | 0 | 261075 | 0 | 55.7768 | 8162.51 | 38.5347 | 131.4804 | 0 | 0 | 0 | 217438 | -1.4444 | 25.0989 | 49.3495 | 55.7768
[20 empty] | 4944 | 2020-07-25 23:00 | 4944 | 7 | 25 | 24 | 0 | 0 | 7.3488 | 8382.48 | 0 | 0 | 0 | 0 | 0 | 0 | 0 | 7.3488 | 8382.48 | 0 | 0 | 0 | 0 | 0 | 39048.1 | 0 | 13.9671 | 8382.48 | 5.5612 | 18.9747 | 0 | 0 | 0 | 0 | 0 | 7.3488 | 7.3488 | 13.9671
[20 empty] | 4945 | 2020-07-26 | 4945 | 7 | 26 | 1 | 0 | 0 | 7.3488 | 8602.46 | 0 | 0 | 0 | 0 | 0 | 0 | 0 | 7.3488 | 8602.46 | 0 | 0 | 0 | 0 | 0 | 0 | 0 | 7.3488 | 8602.46 | 0 | 0 | 0 | 0 | 0 | 0 | 0 | 7.3488 | 7.3488 | 7.3488
[20 empty] | 4946 | 2020-07-26 01:00 | 4946 | 7 | 26 | 2 | 0 | 0 | 7.3488 | 8602.46 | 0 | 0 | 0 | 0 | 0 | 0 | 0 | 7.3488 | 8602.46 | 0 | 0 | 0 | 0 | 0 | 0 | 0 | 7.3488 | 8602.46 | 0 | 0 | 0 | 0 | 0 | 0 | 0 | 7.3488 | 7.3488 | 7.3488
[20 empty] | 4947 | 2020-07-26 02:00 | 4947 | 7 | 26 | 3 | 0 | 0 | 23.1698 | 8895.77 | 11.2525 | 38.3935 | 0 | 0 | 0 | 85869.6 | 0 | 23.1697 | 8895.77 | 11.2524 | 38.3932 | 0 | 0 | 0 | 85869.5 | 0 | 23.1698 | 8895.77 | 11.2525 | 38.3935 | 0 | 0 | 0 | 85868.9 | 0 | 23.1698 | 23.1697 | 23.1698
[20 empty] | 4948 | 2020-07-26 03:00 | 4948 | 7 | 26 | 4 | 0 | 0 | 74.5237 | 8969.09 | 48.6913 | 166.1347 | 0 | 0 | 0 | 373500 | 0 | 79.2447 | 8969.09 | 52.4167 | 178.8458 | 0 | 0 | 0 | 423832 | 0 | 82.4894 | 8969.09 | 55.1841 | 188.2881 | 0 | 0 | 0 | 402093 | 0 | 74.5237 | 79.2447 | 82.4894
[20 empty] | 4949 | 2020-07-26 04:00 | 4949 | 7 | 26 | 5 | 0 | 0 | 87.2964 | 8969.09 | 56.5271 | 192.8705 | 0 | 0 | 0 | 431794 | 0 | 91.21 | 8969.09 | 59.723 | 203.7749 | 0 | 0 | 0 | 476666 | 0 | 94.2847 | 8969.09 | 62.357 | 212.7621 | 0 | 0 | 0 | 456343 | 0 | 87.2964 | 91.21 | 94.2847
[20 empty] | 4950 | 2020-07-26 05:00 | 4950 | 7 | 26 | 6 | 8656.638 | 8.6566 | 109.044 | 31184.1 | 72.4348 | 247.1475 | 0 | 0 | 0 | 546334 | 0 | 113.163 | 31184.1 | 75.818 | 258.691 | 0 | 0 | 0 | 598428 | 0 | 117.39 | 31184.1 | 79.3416 | 270.7135 | 0 | 0 | 0 | 571849 | 0 | 100.3874 | 104.5064 | 108.7334
[20 empty] | 4951 | 2020-07-26 06:00 | 4951 | 7 | 26 | 7 | 8115.038 | 8.115 | 175.646 | 80819.5 | 72.5768 | 247.632 | 0 | 0 | 0 | 540499 | -45.101 | 179.415 | 80819.5 | 75.5611 | 257.8145 | 0 | 0 | 0 | 585435 | -45.1028 | 183.346 | 80819.5 | 78.6108 | 268.22 | 0 | 0 | 0 | 562724 | -45.0997 | 167.531 | 171.3 | 175.231
[20 empty] | 4952 | 2020-07-26 07:00 | 4952 | 7 | 26 | 8 | 68930.424 | 68.9304 | 205.663 | 80819.5 | 79.4362 | 271.0363 | 0 | 0 | 0 | 595526 | -32.1458 | 209.909 | 80819.5 | 82.8909 | 282.8238 | 0 | 0 | 0 | 646650 | -32.2306 | 215.052 | 80819.5 | 86.7635 | 296.0371 | 0 | 0 | 0 | 618280 | -32.2411 | 136.7326 | 140.9786 | 146.1216
[20 empty] | 4953 | 2020-07-26 08:00 | 4953 | 7 | 26 | 9 | 174240.042 | 174.24 | 238.691 | 55668.9 | 107.245 | 365.9199 | 0 | 0 | 0 | 793780 | -1.3053 | 246.059 | 55668.9 | 113.4 | 386.9208 | 0 | 0 | 0 | 876204 | -1.3053 | 253.599 | 55668.9 | 119.364 | 407.27 | 0 | 0 | 0 | 832649 | -1.3058 | 64.451 | 71.819 | 79.359
[20 empty] | 4954 | 2020-07-26 09:00 | 4954 | 7 | 26 | 10 | 218539.417 | 218.5394 | 244.307 | 55595.6 | 111.484 | 380.3834 | 0 | 0 | 0 | 819982 | -26.4782 | 252.264 | 55595.6 | 118.188 | 403.2575 | 0 | 0 | 0 | 911089 | -26.4924 | 260.66 | 55595.6 | 124.804 | 425.8312 | 0 | 0 | 0 | 863162 | -26.4852 | 25.7676 | 33.7246 | 42.1206
[20 empty] | 4955 | 2020-07-26 10:00 | 4955 | 7 | 26 | 11 | 207636.604 | 207.6366 | 226.95 | 126659 | 106.947 | 364.9032 | 0 | 0 | 0 | 783439 | -774.258 | 234.9 | 126659 | 113.418 | 386.9822 | 0 | 0 | 0 | 871551 | -774.056 | 242.849 | 126659 | 119.833 | 408.8702 | 0 | 0 | 0 | 823739 | -774.614 | 19.3134 | 27.2634 | 35.2124
[20 empty] | 4956 | 2020-07-26 11:00 | 4956 | 7 | 26 | 12 | 265733.08 | 265.7331 | 254.886 | 126659 | 122.538 | 418.0997 | 0 | 0 | 0 | 860674 | -6.2044 | 263.755 | 126659 | 129.957 | 443.4133 | 0 | 0 | 0 | 952890 | -6.2043 | 272.748 | 126659 | 137.163 | 468.0002 | 0 | 0 | 0 | 904469 | -6.2046 | -10.8471 | -1.9781 | 7.0149
[20 empty] | 4957 | 2020-07-26 12:00 | 4957 | 7 | 26 | 13 | 265930.919 | 265.9309 | 216.273 | 86258.3 | 119.178 | 406.6353 | 0 | 0 | 0 | 826571 | 0 | 225.347 | 86258.3 | 126.491 | 431.5873 | 0 | 0 | 0 | 921566 | 0 | 234.498 | 86258.3 | 133.692 | 456.1571 | 0 | 0 | 0 | 871994 | 0 | -49.6579 | -40.5839 | -31.4329
[20 empty] | 4958 | 2020-07-26 13:00 | 4958 | 7 | 26 | 14 | 244637.74 | 244.6377 | 210.962 | 55155.5 | 118.656 | 404.8543 | 0 | 0 | 0 | 823676 | 0 | 220.854 | 55155.5 | 126.331 | 431.0414 | 0 | 0 | 0 | 925027 | 0 | 230.551 | 55155.5 | 133.8 | 456.5256 | 0 | 0 | 0 | 873061 | 0 | -33.6757 | -23.7837 | -14.0867
[20 empty] | 4959 | 2020-07-26 14:00 | 4959 | 7 | 26 | 15 | 138638.186 | 138.6382 | 213.872 | 55008.7 | 125.691 | 428.8577 | 0 | 0 | 0 | 866391 | -21.6934 | 224.661 | 55008.7 | 134.13 | 457.6516 | 0 | 0 | 0 | 978213 | -21.6963 | 235.106 | 55008.7 | 142.206 | 485.2069 | 0 | 0 | 0 | 921773 | -21.6895 | 75.2338 | 86.0228 | 96.4678
[20 empty] | 4960 | 2020-07-26 15:00 | 4960 | 7 | 26 | 16 | 95009.549 | 95.0095 | 164.791 | 30084 | 119.188 | 406.6695 | 0 | 0 | 0 | 763550 | -677.877 | 175.863 | 30084 | 127.757 | 435.9069 | 0 | 0 | 0 | 875566 | -828.006 | 186.617 | 30084 | 136.095 | 464.3561 | 0 | 0 | 0 | 819775 | -719.248 | 69.7815 | 80.8535 | 91.6075
[20 empty] | 4961 | 2020-07-26 16:00 | 4961 | 7 | 26 | 17 | 89524.275 | 89.5243 | 11.6503 | 30084 | 0 | 0 | 0 | 0 | 0 | 0 | 0 | 11.6503 | 30084 | 0 | 0 | 0 | 0 | 0 | 0 | 0 | 11.6503 | 30084 | 0 | 0 | 0 | 0 | 0 | 0 | 0 | -77.874 | -77.874 | -77.874
[20 empty] | 4962 | 2020-07-26 17:00 | 4962 | 7 | 26 | 18 | 31080.892 | 31.0809 | 12.2446 | 30524.1 | 0 | 0 | 0 | 0 | 0 | 0 | 0 | 12.2446 | 30524.1 | 0 | 0 | 0 | 0 | 0 | 39988.9 | -73.2103 | 20.546 | 30524.1 | 5.9121 | 20.172 | 0 | 0 | 0 | 0 | 0 | -18.8363 | -18.8363 | -10.5349
[20 empty] | 4963 | 2020-07-26 18:00 | 4963 | 7 | 26 | 19 | 0 | 0 | 8.8603 | 30817.4 | 0 | 0 | 0 | 0 | 0 | 0 | 0 | 14.897 | 30817.4 | 5.0768 | 17.3219 | 0 | 0 | 0 | 147691 | -20.0973 | 34.9386 | 30817.4 | 20.774 | 70.8809 | 0 | 0 | 0 | 36092.9 | 0 | 8.8603 | 14.897 | 34.9386
[20 empty] | 4964 | 2020-07-26 19:00 | 4964 | 7 | 26 | 20 | 0 | 0 | 8.8603 | 8455.81 | 0 | 0 | 0 | 0 | 0 | 0 | 0 | 8.8603 | 8455.81 | 0 | 0 | 0 | 0 | 0 | 39088.1 | -1.0958 | 16.7177 | 8455.81 | 5.5019 | 18.7725 | 0 | 0 | 0 | 0 | 0 | 8.8603 | 8.8603 | 16.7177
[20 empty] | 4965 | 2020-07-26 20:00 | 4965 | 7 | 26 | 21 | 0 | 0 | 25.5898 | 8529.14 | 12.161 | 41.4933 | 0 | 0 | 0 | 87642.2 | 0 | 25.5896 | 8529.14 | 12.1608 | 41.4926 | 0 | 0 | 0 | 87641.6 | 0 | 25.5897 | 8529.14 | 12.1609 | 41.493 | 0 | 0 | 0 | 87641.2 | 0 | 25.5898 | 25.5896 | 25.5897
[20 empty] | 4966 | 2020-07-26 21:00 | 4966 | 7 | 26 | 22 | 0 | 0 | 8.8603 | 8529.14 | 0 | 0 | 0 | 0 | 0 | 0 | 0 | 8.8603 | 8529.14 | 0 | 0 | 0 | 0 | 0 | 0 | 0 | 8.8603 | 8529.14 | 0 | 0 | 0 | 0 | 0 | 0 | 0 | 8.8603 | 8.8603 | 8.8603
[20 empty] | 4967 | 2020-07-26 22:00 | 4967 | 7 | 26 | 23 | 0 | 0 | 8.8603 | 8529.14 | 0 | 0 | 0 | 0 | 0 | 0 | 0 | 8.8603 | 8529.14 | 0 | 0 | 0 | 0 | 0 | 0 | 0 | 8.8603 | 8529.14 | 0 | 0 | 0 | 0 | 0 | 0 | 0 | 8.8603 | 8.8603 | 8.8603
[20 empty] | 4968 | 2020-07-26 23:00 | 4968 | 7 | 26 | 24 | 0 | 0 | 7.3488 | 8602.46 | 0 | 0 | 0 | 0 | 0 | 0 | 0 | 7.3488 | 8602.46 | 0 | 0 | 0 | 0 | 0 | 0 | 0 | 7.3488 | 8602.46 | 0 | 0 | 0 | 0 | 0 | 0 | 0 | 7.3488 | 7.3488 | 7.3488
[20 empty] | 4969 | 2020-07-27 | 4969 | 7 | 27 | 1 | 0 | 0 | 23.83 | 8602.46 | 11.9126 | 40.6458 | 0 | 0 | 0 | 86707 | 0 | 23.8298 | 8602.46 | 11.9125 | 40.6454 | 0 | 0 | 0 | 86706.4 | 0 | 23.8299 | 8602.46 | 11.9126 | 40.6458 | 0 | 0 | 0 | 86705.9 | 0 | 23.83 | 23.8298 | 23.8299
[20 empty] | 4970 | 2020-07-27 01:00 | 4970 | 7 | 27 | 2 | 0 | 0 | 7.3488 | 8602.46 | 0 | 0 | 0 | 0 | 0 | 0 | 0 | 7.3488 | 8602.46 | 0 | 0 | 0 | 0 | 0 | 0 | 0 | 7.3488 | 8602.46 | 0 | 0 | 0 | 0 | 0 | 0 | 0 | 7.3488 | 7.3488 | 7.3488
[20 empty] | 4971 | 2020-07-27 02:00 | 4971 | 7 | 27 | 3 | 0 | 0 | 7.3488 | 8675.79 | 0 | 0 | 0 | 0 | 0 | 0 | 0 | 7.3488 | 8675.79 | 0 | 0 | 0 | 0 | 0 | 0 | 0 | 7.3488 | 8675.79 | 0 | 0 | 0 | 0 | 0 | 0 | 0 | 7.3488 | 7.3488 | 7.3488
[20 empty] | 4972 | 2020-07-27 03:00 | 4972 | 7 | 27 | 4 | 0 | 0 | 7.3488 | 8675.79 | 0 | 0 | 0 | 0 | 0 | 0 | 0 | 32.7346 | 8675.79 | 18.9008 | 64.4895 | 0 | 0 | 0 | 152147 | 0 | 34.8421 | 8675.79 | 20.532 | 70.0552 | 0 | 0 | 0 | 139559 | 0 | 7.3488 | 32.7346 | 34.8421
[20 empty] | 4973 | 2020-07-27 04:00 | 4973 | 7 | 27 | 5 | 0 | 0 | 31.5391 | 8675.79 | 16.8482 | 57.4861 | 0 | 0 | 0 | 123953 | 0 | 31.4591 | 8675.79 | 16.7551 | 57.1684 | 0 | 0 | 0 | 134276 | 0 | 33.4376 | 8675.79 | 18.2619 | 62.3096 | 0 | 0 | 0 | 123198 | 0 | 31.5391 | 31.4591 | 33.4376
[20 empty] | 4974 | 2020-07-27 05:00 | 4974 | 7 | 27 | 6 | 4376.645 | 4.3766 | 125.67 | 31037.5 | 86.7305 | 295.9245 | 0 | 0 | 0 | 638310 | 0 | 131.039 | 31037.5 | 91.2136 | 311.2208 | 0 | 0 | 0 | 702341 | 0 | 135.972 | 31037.5 | 95.3253 | 325.2499 | 0 | 0 | 0 | 671580 | 0 | 121.2934 | 126.6624 | 131.5954
[20 empty] | 4975 | 2020-07-27 06:00 | 4975 | 7 | 27 | 7 | 35582.852 | 35.5829 | 216.649 | 80672.8 | 117.657 | 401.4457 | 0 | 0 | 0 | 906727 | -1004.28 | 224.361 | 80672.8 | 124.609 | 425.1659 | 0 | 0 | 0 | 985931 | -1004.37 | 231.002 | 80672.8 | 130.608 | 445.6345 | 0 | 0 | 0 | 949202 | -1004.34 | 181.0661 | 188.7781 | 195.4191
[20 empty] | 4976 | 2020-07-27 07:00 | 4976 | 7 | 27 | 8 | 69079.067 | 69.0791 | 245.354 | 80672.8 | 124.165 | 423.651 | 0 | 0 | 0 | 984429 | -16.4312 | 252.832 | 80672.8 | 130.738 | 446.0781 | 0 | 0 | 0 | 1066980 | -16.4306 | 259.638 | 80672.8 | 136.595 | 466.0621 | 0 | 0 | 0 | 1027680 | -16.4313 | 176.2749 | 183.7529 | 190.5589
[20 empty] | 4977 | 2020-07-27 08:00 | 4977 | 7 | 27 | 9 | 150927.539 | 150.9275 | 259.541 | 55742.3 | 135.2 | 461.3024 | 0 | 0 | 0 | 1116410 | 0 | 266.769 | 55742.3 | 141.798 | 483.8148 | 0 | 0 | 0 | 1191330 | 0 | 273.099 | 55742.3 | 147.577 | 503.5327 | 0 | 0 | 0 | 1156320 | 0 | 108.6135 | 115.8415 | 122.1715
[20 empty] | 4978 | 2020-07-27 09:00 | 4978 | 7 | 27 | 10 | 156159.988 | 156.16 | 259.139 | 55889 | 133.691 | 456.1537 | 0 | 0 | 0 | 1111980 | -169.786 | 266.474 | 55889 | 140.221 | 478.4341 | 0 | 0 | 0 | 1192420 | -169.78 | 272.902 | 55889 | 145.904 | 497.8244 | 0 | 0 | 0 | 1154030 | -169.794 | 102.979 | 110.314 | 116.742
[20 empty] | 4979 | 2020-07-27 10:00 | 4979 | 7 | 27 | 11 | 206064.256 | 206.0643 | 246.405 | 126659 | 133.306 | 454.8401 | 0 | 0 | 0 | 1095770 | -2.648 | 254.314 | 126659 | 140.136 | 478.144 | 0 | 0 | 0 | 1187380 | -2.6481 | 261.557 | 126659 | 146.485 | 499.8068 | 0 | 0 | 0 | 1141040 | -2.6492 | 40.3407 | 48.2497 | 55.4927
[20 empty] | 4980 | 2020-07-27 11:00 | 4980 | 7 | 27 | 12 | 251288.351 | 251.2884 | 285.273 | 126659 | 159.807 | 545.2615 | 0 | 0 | 0 | 1346790 | 0 | 295.313 | 126659 | 168.403 | 574.591 | 0 | 0 | 0 | 1446360 | 0 | 304.381 | 126659 | 176.327 | 601.6277 | 0 | 0 | 0 | 1396580 | 0 | 33.9846 | 44.0246 | 53.0926
[20 empty] | 4981 | 2020-07-27 12:00 | 4981 | 7 | 27 | 13 | 253050.792 | 253.0508 | 252.785 | 86819.3 | 160.956 | 549.1819 | 0 | 0 | 0 | 1355120 | 0 | 262.973 | 86819.3 | 169.569 | 578.5694 | 0 | 0 | 0 | 1461410 | 0 | 272.412 | 86819.3 | 177.728 | 606.4079 | 0 | 0 | 0 | 1408520 | 0 | -0.26579 | 9.9222 | 19.3612
[20 empty] | 4982 | 2020-07-27 13:00 | 4982 | 7 | 27 | 14 | 247003.738 | 247.0037 | 248.191 | 55302.2 | 161.063 | 549.547 | 0 | 0 | 0 | 1352860 | 0 | 259.08 | 55302.2 | 170.16 | 580.5859 | 0 | 0 | 0 | 1471460 | 0 | 269.058 | 55302.2 | 178.717 | 609.7824 | 0 | 0 | 0 | 1412650 | 0 | 1.1873 | 12.0763 | 22.0543
[20 empty] | 4983 | 2020-07-27 14:00 | 4983 | 7 | 27 | 15 | 216991.307 | 216.9913 | 260.654 | 54788.7 | 176.586 | 602.5114 | 0 | 0 | 0 | 1458950 | -11.3086 | 273.249 | 54788.7 | 187.178 | 638.6513 | 0 | 0 | 0 | 1582690 | -11.3096 | 284.998 | 54788.7 | 196.434 | 670.2328 | 0 | 0 | 0 | 1526500 | -11.3203 | 43.6627 | 56.2577 | 68.0067
[20 empty] | 4984 | 2020-07-27 15:00 | 4984 | 7 | 27 | 16 | 173980.823 | 173.9808 | 199.371 | 30230.7 | 157.737 | 538.1986 | 0 | 0 | 0 | 1244350 | -622.516 | 211.62 | 30230.7 | 168.225 | 573.9837 | 0 | 0 | 0 | 1384650 | -798.111 | 222.935 | 30230.7 | 177.505 | 605.6471 | 0 | 0 | 0 | 1319630 | -709.802 | 25.3902 | 37.6392 | 48.9542
[20 empty] | 4985 | 2020-07-27 16:00 | 4985 | 7 | 27 | 17 | 119026.753 | 119.0268 | 11.6503 | 30230.7 | 0 | 0 | 0 | 0 | 0 | 0 | 0 | 11.6503 | 30230.7 | 0 | 0 | 0 | 0 | 0 | 0 | 0 | 11.6503 | 30230.7 | 0 | 0 | 0 | 0 | 0 | 0 | 0 | -107.3765 | -107.3765 | -107.3765
[20 empty] | 4986 | 2020-07-27 17:00 | 4986 | 7 | 27 | 18 | 57015.546 | 57.0155 | 12.2446 | 30450.7 | 0 | 0 | 0 | 0 | 0 | 0 | 0 | 12.2446 | 30450.7 | 0 | 0 | 0 | 0 | 0 | 41901.4 | -53.8203 | 20.7833 | 30450.7 | 6.1832 | 21.0969 | 0 | 0 | 0 | 0 | 0 | -44.7709 | -44.7709 | -36.2322
[20 empty] | 4987 | 2020-07-27 18:00 | 4987 | 7 | 27 | 19 | 11163.301 | 11.1633 | 8.8603 | 30377.4 | 0 | 0 | 0 | 0 | 0 | 0 | 0 | 8.8603 | 30377.4 | 0 | 0 | 0 | 0 | 0 | 0 | 0 | 8.8603 | 30377.4 | 0 | 0 | 0 | 0 | 0 | 0 | 0 | -2.303 | -2.303 | -2.303
[20 empty] | 4988 | 2020-07-27 19:00 | 4988 | 7 | 27 | 20 | 0 | 0 | 8.8603 | 8015.86 | 0 | 0 | 0 | 0 | 0 | 0 | 0 | 8.8603 | 8015.86 | 0 | 0 | 0 | 0 | 0 | 0 | 0 | 8.8603 | 8015.86 | 0 | 0 | 0 | 0 | 0 | 0 | 0 | 8.8603 | 8.8603 | 8.8603
[20 empty] | 4989 | 2020-07-27 20:00 | 4989 | 7 | 27 | 21 | 0 | 0 | 25.171 | 8675.79 | 11.7422 | 40.0644 | 0 | 0 | 0 | 87277.9 | 0 | 25.1709 | 8675.79 | 11.7421 | 40.064 | 0 | 0 | 0 | 87277.5 | 0 | 25.1709 | 8675.79 | 11.7421 | 40.064 | 0 | 0 | 0 | 87277.3 | 0 | 25.171 | 25.1709 | 25.1709
[20 empty] | 4990 | 2020-07-27 21:00 | 4990 | 7 | 27 | 22 | 0 | 0 | 8.8603 | 8675.79 | 0 | 0 | 0 | 0 | 0 | 0 | 0 | 8.8603 | 8675.79 | 0 | 0 | 0 | 0 | 0 | 0 | 0 | 8.8603 | 8675.79 | 0 | 0 | 0 | 0 | 0 | 0 | 0 | 8.8603 | 8.8603 | 8.8603
[20 empty] | 4991 | 2020-07-27 22:00 | 4991 | 7 | 27 | 23 | 0 | 0 | 8.8603 | 8675.79 | 0 | 0 | 0 | 0 | 0 | 0 | 0 | 8.8603 | 8675.79 | 0 | 0 | 0 | 0 | 0 | 0 | 0 | 8.8603 | 8675.79 | 0 | 0 | 0 | 0 | 0 | 0 | 0 | 8.8603 | 8.8603 | 8.8603
[20 empty] | 4992 | 2020-07-27 23:00 | 4992 | 7 | 27 | 24 | 0 | 0 | 7.3488 | 8602.46 | 0 | 0 | 0 | 0 | 0 | 0 | 0 | 7.3488 | 8602.46 | 0 | 0 | 0 | 0 | 0 | 0 | 0 | 7.3488 | 8602.46 | 0 | 0 | 0 | 0 | 0 | 0 | 0 | 7.3488 | 7.3488 | 7.3488
[20 empty] | 4993 | 2020-07-28 | 4993 | 7 | 28 | 1 | 0 | 0 | 23.8374 | 8602.46 | 11.9201 | 40.6714 | 0 | 0 | 0 | 86966.6 | 0 | 23.8373 | 8602.46 | 11.9199 | 40.6707 | 0 | 0 | 0 | 86966.1 | 0 | 23.8373 | 8602.46 | 11.92 | 40.671 | 0 | 0 | 0 | 86965.8 | 0 | 23.8374 | 23.8373 | 23.8373
[20 empty] | 4994 | 2020-07-28 01:00 | 4994 | 7 | 28 | 2 | 0 | 0 | 7.3488 | 8602.46 | 0 | 0 | 0 | 0 | 0 | 0 | 0 | 7.3488 | 8602.46 | 0 | 0 | 0 | 0 | 0 | 0 | 0 | 7.3488 | 8602.46 | 0 | 0 | 0 | 0 | 0 | 0 | 0 | 7.3488 | 7.3488 | 7.3488
[20 empty] | 4995 | 2020-07-28 02:00 | 4995 | 7 | 28 | 3 | 0 | 0 | 7.3488 | 8602.46 | 0 | 0 | 0 | 0 | 0 | 0 | 0 | 7.3488 | 8602.46 | 0 | 0 | 0 | 0 | 0 | 0 | 0 | 7.3488 | 8602.46 | 0 | 0 | 0 | 0 | 0 | 0 | 0 | 7.3488 | 7.3488 | 7.3488
[20 empty] | 4996 | 2020-07-28 03:00 | 4996 | 7 | 28 | 4 | 0 | 0 | 7.3488 | 8602.46 | 0 | 0 | 0 | 0 | 0 | 0 | 0 | 7.3488 | 8602.46 | 0 | 0 | 0 | 0 | 0 | 0 | 0 | 7.3488 | 8602.46 | 0 | 0 | 0 | 0 | 0 | 0 | 0 | 7.3488 | 7.3488 | 7.3488
[20 empty] | 4997 | 2020-07-28 04:00 | 4997 | 7 | 28 | 5 | 0 | 0 | 8.8603 | 8602.46 | 0 | 0 | 0 | 0 | 0 | 0 | 0 | 8.8603 | 8602.46 | 0 | 0 | 0 | 0 | 0 | 0 | 0 | 8.8603 | 8602.46 | 0 | 0 | 0 | 0 | 0 | 0 | 0 | 8.8603 | 8.8603 | 8.8603
[20 empty] | 4998 | 2020-07-28 05:00 | 4998 | 7 | 28 | 6 | 9036.73 | 9.0367 | 120.028 | 30890.8 | 84.0957 | 286.9345 | 0 | 0 | 0 | 608733 | 0 | 127.727 | 30890.8 | 90.309 | 308.1343 | 0 | 0 | 0 | 691759 | 0 | 134.099 | 30890.8 | 95.5684 | 326.0794 | 0 | 0 | 0 | 653588 | 0 | 110.9913 | 118.6903 | 125.0623
[20 empty] | 4999 | 2020-07-28 06:00 | 4999 | 7 | 28 | 7 | 54428.439 | 54.4284 | 224.793 | 80526 | 128.922 | 439.8819 | 0 | 0 | 0 | 1044630 | -948.192 | 234.288 | 80526 | 137.169 | 468.0206 | 0 | 0 | 0 | 1149270 | -948.22 | 242.776 | 80526 | 144.507 | 493.0579 | 0 | 0 | 0 | 1100050 | -948.229 | 170.3646 | 179.8596 | 188.3476
[20 empty] | 5000 | 2020-07-28 07:00 | 5000 | 7 | 28 | 8 | 116609.695 | 116.6097 | 258.993 | 80526 | 140.464 | 479.2632 | 0 | 0 | 0 | 1143420 | -2.7657 | 269.067 | 80526 | 148.882 | 507.9854 | 0 | 0 | 0 | 1255070 | -2.7658 | 277.957 | 80526 | 156.2 | 532.9544 | 0 | 0 | 0 | 1203210 | -2.7657 | 142.3833 | 152.4573 | 161.3473
[20 empty] | 5001 | 2020-07-28 08:00 | 5001 | 7 | 28 | 9 | 167608.223 | 167.6082 | 274.114 | 55375.5 | 151.218 | 515.9558 | 0 | 0 | 0 | 1241920 | 0 | 285.019 | 55375.5 | 160.278 | 546.8685 | 0 | 0 | 0 | 1360100 | 0 | 294.64 | 55375.5 | 168.054 | 573.4002 | 0 | 0 | 0 | 1305870 | 0 | 106.5058 | 117.4108 | 127.0318
[20 empty] | 5002 | 2020-07-28 09:00 | 5002 | 7 | 28 | 10 | 181789.576 | 181.7896 | 293.753 | 55082.1 | 167.002 | 569.8108 | 0 | 0 | 0 | 1400300 | -178.061 | 306.025 | 55082.1 | 177.366 | 605.1728 | 0 | 0 | 0 | 1532060 | -178.081 | 317.302 | 55082.1 | 186.658 | 636.8771 | 0 | 0 | 0 | 1470420 | -178.079 | 111.9634 | 124.2354 | 135.5124
[20 empty] | 5003 | 2020-07-28 10:00 | 5003 | 7 | 28 | 11 | 205755.68 | 205.7557 | 278.575 | 126659 | 164.679 | 561.8847 | 0 | 0 | 0 | 1350450 | 0 | 290.378 | 126659 | 174.654 | 595.9194 | 0 | 0 | 0 | 1487300 | 0 | 301.382 | 126659 | 184.091 | 628.1185 | 0 | 0 | 0 | 1420140 | 0 | 72.8193 | 84.6223 | 95.6263
[20 empty] | 5004 | 2020-07-28 11:00 | 5004 | 7 | 28 | 12 | 250987.821 | 250.9878 | 294.476 | 126659 | 167.85 | 572.7042 | 0 | 0 | 0 | 1359660 | 0 | 306.523 | 126659 | 177.918 | 607.0562 | 0 | 0 | 0 | 1492100 | 0 | 317.666 | 126659 | 187.297 | 639.0574 | 0 | 0 | 0 | 1427910 | 0 | 43.4882 | 55.5352 | 66.6782
[20 empty] | 5005 | 2020-07-28 12:00 | 5005 | 7 | 28 | 13 | 255901.019 | 255.901 | 268.511 | 85128.5 | 174.597 | 595.725 | 0 | 0 | 0 | 1407330 | 0 | 281.349 | 85128.5 | 185.499 | 632.9226 | 0 | 0 | 0 | 1547110 | 0 | 293.238 | 85128.5 | 195.603 | 667.3974 | 0 | 0 | 0 | 1479900 | 0 | 12.61 | 25.448 | 37.337
[20 empty] | 5006 | 2020-07-28 13:00 | 5006 | 7 | 28 | 14 | 244600.598 | 244.6006 | 263.951 | 54715.3 | 174.466 | 595.278 | 0 | 0 | 0 | 1403700 | 0 | 276.73 | 54715.3 | 185.448 | 632.7486 | 0 | 0 | 0 | 1546220 | 0 | 288.488 | 54715.3 | 195.599 | 667.3838 | 0 | 0 | 0 | 1477510 | 0 | 19.3504 | 32.1294 | 43.8874
[20 empty] | 5007 | 2020-07-28 14:00 | 5007 | 7 | 28 | 15 | 216104.925 | 216.1049 | 252.923 | 54862 | 168.216 | 573.953 | 0 | 0 | 0 | 1345590 | -3.2744 | 265.052 | 54862 | 178.684 | 609.6698 | 0 | 0 | 0 | 1484800 | -3.2812 | 276.319 | 54862 | 188.385 | 642.7696 | 0 | 0 | 0 | 1417870 | -3.2773 | 36.8181 | 48.9471 | 60.2141
[20 empty] | 5008 | 2020-07-28 15:00 | 5008 | 7 | 28 | 16 | 174187.204 | 174.1872 | 196.808 | 30010.7 | 153.123 | 522.4557 | 0 | 0 | 0 | 1128930 | -658.889 | 209.249 | 30010.7 | 163.426 | 557.6095 | 0 | 0 | 0 | 1267360 | -906.237 | 220.836 | 30010.7 | 172.696 | 589.2388 | 0 | 0 | 0 | 1201240 | -771.611 | 22.6208 | 35.0618 | 46.6488
[20 empty] | 5009 | 2020-07-28 16:00 | 5009 | 7 | 28 | 17 | 119812.017 | 119.812 | 11.6503 | 30010.7 | 0 | 0 | 0 | 0 | 0 | 0 | 0 | 11.6503 | 30010.7 | 0 | 0 | 0 | 0 | 0 | 0 | 0 | 11.6503 | 30010.7 | 0 | 0 | 0 | 0 | 0 | 0 | 0 | -108.1617 | -108.1617 | -108.1617
[20 empty] | 5010 | 2020-07-28 17:00 | 5010 | 7 | 28 | 18 | 57162.129 | 57.1621 | 12.2446 | 30084 | 0 | 0 | 0 | 0 | 0 | 0 | 0 | 12.2446 | 30084 | 0 | 0 | 0 | 0 | 0 | 0 | 0 | 12.2446 | 30084 | 0 | 0 | 0 | 0 | 0 | 0 | 0 | -44.9175 | -44.9175 | -44.9175
[20 empty] | 5011 | 2020-07-28 18:00 | 5011 | 7 | 28 | 19 | 9923.633 | 9.9236 | 8.8603 | 30230.7 | 0 | 0 | 0 | 0 | 0 | 0 | 0 | 8.8603 | 30230.7 | 0 | 0 | 0 | 0 | 0 | 40602.5 | 0 | 16.1205 | 30230.7 | 6.203 | 21.1647 | 0 | 0 | 0 | 0 | 0 | -1.0633 | -1.0633 | 6.1969
[20 empty] | 5012 | 2020-07-28 19:00 | 5012 | 7 | 28 | 20 | 0 | 0 | 8.8603 | 7869.21 | 0 | 0 | 0 | 0 | 0 | 0 | 0 | 8.8603 | 7869.21 | 0 | 0 | 0 | 0 | 0 | 0 | 0 | 8.8603 | 7869.21 | 0 | 0 | 0 | 0 | 0 | 0 | 0 | 8.8603 | 8.8603 | 8.8603
[20 empty] | 5013 | 2020-07-28 20:00 | 5013 | 7 | 28 | 21 | 0 | 0 | 26.5989 | 7942.53 | 13.1701 | 44.9364 | 0 | 0 | 0 | 87503.9 | 0 | 26.5988 | 7942.53 | 13.17 | 44.936 | 0 | 0 | 0 | 87503.7 | 0 | 26.5989 | 7942.53 | 13.1701 | 44.9364 | 0 | 0 | 0 | 87503.1 | 0 | 26.5989 | 26.5988 | 26.5989
[20 empty] | 5014 | 2020-07-28 21:00 | 5014 | 7 | 28 | 22 | 0 | 0 | 8.8603 | 8015.86 | 0 | 0 | 0 | 0 | 0 | 0 | 0 | 8.8603 | 8015.86 | 0 | 0 | 0 | 0 | 0 | 0 | 0 | 8.8603 | 8015.86 | 0 | 0 | 0 | 0 | 0 | 0 | 0 | 8.8603 | 8.8603 | 8.8603
[20 empty] | 5015 | 2020-07-28 22:00 | 5015 | 7 | 28 | 23 | 0 | 0 | 8.8603 | 8015.86 | 0 | 0 | 0 | 0 | 0 | 0 | 0 | 8.8603 | 8015.86 | 0 | 0 | 0 | 0 | 0 | 0 | 0 | 8.8603 | 8015.86 | 0 | 0 | 0 | 0 | 0 | 0 | 0 | 8.8603 | 8.8603 | 8.8603
[20 empty] | 5016 | 2020-07-28 23:00 | 5016 | 7 | 28 | 24 | 0 | 0 | 7.3488 | 8235.83 | 0 | 0 | 0 | 0 | 0 | 0 | 0 | 7.3488 | 8235.83 | 0 | 0 | 0 | 0 | 0 | 0 | 0 | 7.3488 | 8235.83 | 0 | 0 | 0 | 0 | 0 | 0 | 0 | 7.3488 | 7.3488 | 7.3488
[20 empty] | 5017 | 2020-07-29 | 5017 | 7 | 29 | 1 | 0 | 0 | 7.3488 | 8309.16 | 0 | 0 | 0 | 0 | 0 | 0 | 0 | 7.3488 | 8309.16 | 0 | 0 | 0 | 0 | 0 | 0 | 0 | 7.3488 | 8309.16 | 0 | 0 | 0 | 0 | 0 | 0 | 0 | 7.3488 | 7.3488 | 7.3488
[20 empty] | 5018 | 2020-07-29 01:00 | 5018 | 7 | 29 | 2 | 0 | 0 | 24.455 | 8309.16 | 12.5377 | 42.7786 | 0 | 0 | 0 | 87515.3 | 0 | 24.4549 | 8309.16 | 12.5376 | 42.7783 | 0 | 0 | 0 | 87515 | 0 | 24.455 | 8309.16 | 12.5376 | 42.7783 | 0 | 0 | 0 | 87514.6 | 0 | 24.455 | 24.4549 | 24.455
[20 empty] | 5019 | 2020-07-29 02:00 | 5019 | 7 | 29 | 3 | 0 | 0 | 7.3488 | 8382.48 | 0 | 0 | 0 | 0 | 0 | 0 | 0 | 7.3488 | 8382.48 | 0 | 0 | 0 | 0 | 0 | 0 | 0 | 7.3488 | 8382.48 | 0 | 0 | 0 | 0 | 0 | 0 | 0 | 7.3488 | 7.3488 | 7.3488
[20 empty] | 5020 | 2020-07-29 03:00 | 5020 | 7 | 29 | 4 | 0 | 0 | 7.3488 | 8529.14 | 0 | 0 | 0 | 0 | 0 | 0 | 0 | 7.3488 | 8529.14 | 0 | 0 | 0 | 0 | 0 | 0 | 0 | 7.3488 | 8529.14 | 0 | 0 | 0 | 0 | 0 | 0 | 0 | 7.3488 | 7.3488 | 7.3488
[20 empty] | 5021 | 2020-07-29 04:00 | 5021 | 7 | 29 | 5 | 0 | 0 | 8.8603 | 8529.14 | 0 | 0 | 0 | 0 | 0 | 0 | 0 | 8.8603 | 8529.14 | 0 | 0 | 0 | 0 | 0 | 0 | 0 | 8.8603 | 8529.14 | 0 | 0 | 0 | 0 | 0 | 0 | 0 | 8.8603 | 8.8603 | 8.8603
[20 empty] | 5022 | 2020-07-29 05:00 | 5022 | 7 | 29 | 6 | 7955.006 | 7.955 | 111.736 | 30890.8 | 78.2086 | 266.8477 | 0 | 0 | 0 | 566086 | 0 | 120.41 | 30890.8 | 85.1608 | 290.5686 | 0 | 0 | 0 | 659027 | 0 | 127.585 | 30890.8 | 91.0507 | 310.665 | 0 | 0 | 0 | 616361 | 0 | 103.781 | 112.455 | 119.63
[20 empty] | 5023 | 2020-07-29 06:00 | 5023 | 7 | 29 | 7 | 46124.27 | 46.1243 | 228.519 | 80672.8 | 130.889 | 446.5933 | 0 | 0 | 0 | 1083620 | 0 | 238.113 | 80672.8 | 139.05 | 474.4386 | 0 | 0 | 0 | 1189460 | 0 | 246.572 | 80672.8 | 146.479 | 499.7863 | 0 | 0 | 0 | 1140200 | 0 | 182.3947 | 191.9887 | 200.4477
[20 empty] | 5024 | 2020-07-29 07:00 | 5024 | 7 | 29 | 8 | 92705.336 | 92.7053 | 259.739 | 80672.8 | 140.824 | 480.4915 | 0 | 0 | 0 | 1176190 | 0 | 269.752 | 80672.8 | 149.094 | 508.7087 | 0 | 0 | 0 | 1288760 | 0 | 278.543 | 80672.8 | 156.388 | 533.5959 | 0 | 0 | 0 | 1235780 | 0 | 167.0337 | 177.0467 | 185.8377
[20 empty] | 5025 | 2020-07-29 08:00 | 5025 | 7 | 29 | 9 | 168945.085 | 168.9451 | 269.183 | 55742.3 | 145.8 | 497.4696 | 0 | 0 | 0 | 1250280 | 0 | 278.348 | 55742.3 | 153.619 | 524.148 | 0 | 0 | 0 | 1350940 | 0 | 286.395 | 55742.3 | 160.499 | 547.6226 | 0 | 0 | 0 | 1303600 | 0 | 100.2379 | 109.4029 | 117.4499
[20 empty] | 5026 | 2020-07-29 09:00 | 5026 | 7 | 29 | 10 | 176410.821 | 176.4108 | 275.978 | 55595.6 | 150.556 | 513.6971 | 0 | 0 | 0 | 1281910 | -31.5918 | 285.395 | 55595.6 | 158.659 | 541.3445 | 0 | 0 | 0 | 1382520 | -31.584 | 293.592 | 55595.6 | 165.609 | 565.0579 | 0 | 0 | 0 | 1336150 | -31.6016 | 99.5672 | 108.9842 | 117.1812
[20 empty] | 5027 | 2020-07-29 10:00 | 5027 | 7 | 29 | 11 | 175862.244 | 175.8622 | 258.077 | 126659 | 146.369 | 499.411 | 0 | 0 | 0 | 1211060 | 0 | 267.75 | 126659 | 154.994 | 528.8395 | 0 | 0 | 0 | 1320840 | 0 | 276.01 | 126659 | 162.084 | 553.0306 | 0 | 0 | 0 | 1273120 | 0 | 82.2148 | 91.8878 | 100.1478
[20 empty] | 5028 | 2020-07-29 11:00 | 5028 | 7 | 29 | 12 | 218879.996 | 218.88 | 273.467 | 126659 | 148.939 | 508.1799 | 0 | 0 | 0 | 1234390 | 0 | 283.142 | 126659 | 157.526 | 537.4787 | 0 | 0 | 0 | 1343680 | 0 | 291.697 | 126659 | 164.807 | 562.3215 | 0 | 0 | 0 | 1294720 | 0 | 54.587 | 64.262 | 72.817
[20 empty] | 5029 | 2020-07-29 12:00 | 5029 | 7 | 29 | 13 | 261578.289 | 261.5783 | 234.532 | 87052.3 | 143.862 | 490.8571 | 0 | 0 | 0 | 1185870 | 0 | 243.879 | 87052.3 | 152.464 | 520.2072 | 0 | 0 | 0 | 1303460 | 0 | 252.06 | 87052.3 | 159.822 | 545.3127 | 0 | 0 | 0 | 1250360 | 0 | -27.0463 | -17.6993 | -9.5183
[20 empty] | 5030 | 2020-07-29 13:00 | 5030 | 7 | 29 | 14 | 245039.103 | 245.0391 | 225.675 | 55595.6 | 140.376 | 478.9629 | 0 | 0 | 0 | 1135580 | 0 | 234.7 | 55595.6 | 148.652 | 507.2006 | 0 | 0 | 0 | 1256280 | 0 | 242.837 | 55595.6 | 156.119 | 532.678 | 0 | 0 | 0 | 1198280 | 0 | -19.3641 | -10.3391 | -2.2021
[20 empty] | 5031 | 2020-07-29 14:00 | 5031 | 7 | 29 | 15 | 185573.533 | 185.5735 | 220.822 | 55448.9 | 140.887 | 480.7064 | 0 | 0 | 0 | 1118300 | 0 | 229.865 | 55448.9 | 149.147 | 508.8896 | 0 | 0 | 0 | 1232820 | 0 | 238.013 | 55448.9 | 156.466 | 533.862 | 0 | 0 | 0 | 1179170 | 0 | 35.2485 | 44.2915 | 52.4395
[20 empty] | 5032 | 2020-07-29 15:00 | 5032 | 7 | 29 | 16 | 171058.289 | 171.0583 | 160.485 | 30670.8 | 121.163 | 413.4082 | 0 | 0 | 0 | 887586 | -518.718 | 168.576 | 30670.8 | 127.974 | 436.6473 | 0 | 0 | 0 | 985559 | -672.246 | 176.336 | 30670.8 | 134.753 | 459.7772 | 0 | 0 | 0 | 935640 | -600.232 | -10.5733 | -2.4823 | 5.2777
[20 empty] | 5033 | 2020-07-29 16:00 | 5033 | 7 | 29 | 17 | 115774.255 | 115.7743 | 11.6503 | 30670.8 | 0 | 0 | 0 | 0 | 0 | 0 | 0 | 11.6503 | 30670.8 | 0 | 0 | 0 | 0 | 0 | 0 | 0 | 11.6503 | 30670.8 | 0 | 0 | 0 | 0 | 0 | 0 | 0 | -104.124 | -104.124 | -104.124
[20 empty] | 5034 | 2020-07-29 17:00 | 5034 | 7 | 29 | 18 | 54692.611 | 54.6926 | 12.2446 | 31110.8 | 0 | 0 | 0 | 0 | 0 | 0 | 0 | 12.2446 | 31110.8 | 0 | 0 | 0 | 0 | 0 | 0 | 0 | 12.2446 | 31110.8 | 0 | 0 | 0 | 0 | 0 | 0 | 0 | -42.448 | -42.448 | -42.448
[20 empty] | 5035 | 2020-07-29 18:00 | 5035 | 7 | 29 | 19 | 9362.271 | 9.3623 | 8.8603 | 31184.1 | 0 | 0 | 0 | 0 | 0 | 0 | 0 | 8.8603 | 31184.1 | 0 | 0 | 0 | 0 | 0 | 0 | 0 | 8.8603 | 31184.1 | 0 | 0 | 0 | 0 | 0 | 0 | 0 | -0.50195 | -0.50195 | -0.50195
[20 empty] | 5036 | 2020-07-29 19:00 | 5036 | 7 | 29 | 20 | 0 | 0 | 24.9071 | 8822.44 | 11.4783 | 39.164 | 0 | 0 | 0 | 86967.8 | 0 | 24.907 | 8822.44 | 11.4782 | 39.1636 | 0 | 0 | 0 | 86967.4 | 0 | 24.9071 | 8822.44 | 11.4783 | 39.164 | 0 | 0 | 0 | 86967.3 | 0 | 24.9071 | 24.907 | 24.9071
[20 empty] | 5037 | 2020-07-29 20:00 | 5037 | 7 | 29 | 21 | 0 | 0 | 8.8603 | 8749.11 | 0 | 0 | 0 | 0 | 0 | 0 | 0 | 8.8603 | 8749.11 | 0 | 0 | 0 | 0 | 0 | 0 | 0 | 8.8603 | 8749.11 | 0 | 0 | 0 | 0 | 0 | 0 | 0 | 8.8603 | 8.8603 | 8.8603
[20 empty] | 5038 | 2020-07-29 21:00 | 5038 | 7 | 29 | 22 | 0 | 0 | 8.8603 | 8895.77 | 0 | 0 | 0 | 0 | 0 | 0 | 0 | 8.8603 | 8895.77 | 0 | 0 | 0 | 0 | 0 | 0 | 0 | 8.8603 | 8895.77 | 0 | 0 | 0 | 0 | 0 | 0 | 0 | 8.8603 | 8.8603 | 8.8603
[20 empty] | 5039 | 2020-07-29 22:00 | 5039 | 7 | 29 | 23 | 0 | 0 | 8.8603 | 8895.77 | 0 | 0 | 0 | 0 | 0 | 0 | 0 | 8.8603 | 8895.77 | 0 | 0 | 0 | 0 | 0 | 0 | 0 | 8.8603 | 8895.77 | 0 | 0 | 0 | 0 | 0 | 0 | 0 | 8.8603 | 8.8603 | 8.8603
[20 empty] | 5040 | 2020-07-29 23:00 | 5040 | 7 | 29 | 24 | 0 | 0 | 23.3989 | 8895.77 | 11.4816 | 39.1752 | 0 | 0 | 0 | 87651.5 | 0 | 23.3988 | 8895.77 | 11.4815 | 39.1749 | 0 | 0 | 0 | 87651.2 | 0 | 23.3988 | 8895.77 | 11.4815 | 39.1749 | 0 | 0 | 0 | 87651.1 | 0 | 23.3989 | 23.3988 | 23.3988
[20 empty] | 5041 | 2020-07-30 | 5041 | 7 | 30 | 1 | 0 | 0 | 7.3488 | 8895.77 | 0 | 0 | 0 | 0 | 0 | 0 | 0 | 7.3488 | 8895.77 | 0 | 0 | 0 | 0 | 0 | 0 | 0 | 7.3488 | 8895.77 | 0 | 0 | 0 | 0 | 0 | 0 | 0 | 7.3488 | 7.3488 | 7.3488
[20 empty] | 5042 | 2020-07-30 01:00 | 5042 | 7 | 30 | 2 | 0 | 0 | 7.3488 | 8895.77 | 0 | 0 | 0 | 0 | 0 | 0 | 0 | 7.3488 | 8895.77 | 0 | 0 | 0 | 0 | 0 | 0 | 0 | 7.3488 | 8895.77 | 0 | 0 | 0 | 0 | 0 | 0 | 0 | 7.3488 | 7.3488 | 7.3488
[20 empty] | 5043 | 2020-07-30 02:00 | 5043 | 7 | 30 | 3 | 0 | 0 | 7.3488 | 8895.77 | 0 | 0 | 0 | 0 | 0 | 0 | 0 | 7.3488 | 8895.77 | 0 | 0 | 0 | 0 | 0 | 0 | 0 | 7.3488 | 8895.77 | 0 | 0 | 0 | 0 | 0 | 0 | 0 | 7.3488 | 7.3488 | 7.3488
[20 empty] | 5044 | 2020-07-30 03:00 | 5044 | 7 | 30 | 4 | 0 | 0 | 7.3488 | 8895.77 | 0 | 0 | 0 | 0 | 0 | 0 | 0 | 7.3488 | 8895.77 | 0 | 0 | 0 | 0 | 0 | 0 | 0 | 7.3488 | 8895.77 | 0 | 0 | 0 | 0 | 0 | 0 | 0 | 7.3488 | 7.3488 | 7.3488
[20 empty] | 5045 | 2020-07-30 04:00 | 5045 | 7 | 30 | 5 | 0 | 0 | 24.9215 | 8969.09 | 11.4927 | 39.2131 | 0 | 0 | 0 | 87729.7 | 0 | 24.9215 | 8969.09 | 11.4927 | 39.2131 | 0 | 0 | 0 | 87729.4 | 0 | 24.9215 | 8969.09 | 11.4927 | 39.2131 | 0 | 0 | 0 | 87729.3 | 0 | 24.9215 | 24.9215 | 24.9215
[20 empty] | 5046 | 2020-07-30 05:00 | 5046 | 7 | 30 | 6 | 8746.785 | 8.7468 | 72.4244 | 31257.5 | 47.9914 | 163.7467 | 0 | 0 | 0 | 366871 | 0 | 75.7785 | 31257.5 | 51.0636 | 174.229 | 0 | 0 | 0 | 410843 | 0 | 78.6326 | 31257.5 | 53.7588 | 183.425 | 0 | 0 | 0 | 390308 | 0 | 63.6776 | 67.0317 | 69.8858
[20 empty] | 5047 | 2020-07-30 06:00 | 5047 | 7 | 30 | 7 | 40430.085 | 40.4301 | 175.987 | 80892.9 | 85.5545 | 291.912 | 0 | 0 | 0 | 647545 | 0 | 180.86 | 80892.9 | 90.3446 | 308.2558 | 0 | 0 | 0 | 717820 | 0 | 185.277 | 80892.9 | 94.8796 | 323.7292 | 0 | 0 | 0 | 683644 | 0 | 135.5569 | 140.4299 | 144.8469
[20 empty] | 5048 | 2020-07-30 07:00 | 5048 | 7 | 30 | 8 | 4596.37 | 4.5964 | 202.709 | 80892.9 | 91.3625 | 311.7288 | 0 | 0 | 0 | 698762 | 0 | 207.768 | 80892.9 | 96.1892 | 328.1976 | 0 | 0 | 0 | 770450 | 0 | 212.449 | 80892.9 | 100.718 | 343.6498 | 0 | 0 | 0 | 735680 | 0 | 198.1126 | 203.1716 | 207.8526
[20 empty] | 5049 | 2020-07-30 08:00 | 5049 | 7 | 30 | 9 | 11721.304 | 11.7213 | 218.296 | 55815.7 | 101.098 | 344.9464 | 0 | 0 | 0 | 769501 | 0 | 223.247 | 55815.7 | 105.771 | 360.8907 | 0 | 0 | 0 | 836033 | 0 | 227.769 | 55815.7 | 110.167 | 375.8898 | 0 | 0 | 0 | 803728 | 0 | 206.5747 | 211.5257 | 216.0477
[20 empty] | 5050 | 2020-07-30 09:00 | 5050 | 7 | 30 | 10 | 134725.695 | 134.7257 | 225.793 | 55742.3 | 105.423 | 359.7033 | 0 | 0 | 0 | 799968 | -44.4473 | 231.447 | 55742.3 | 110.567 | 377.2546 | 0 | 0 | 0 | 871848 | -44.4316 | 236.752 | 55742.3 | 115.417 | 393.8028 | 0 | 0 | 0 | 836904 | -44.4434 | 91.0673 | 96.7213 | 102.0263
[20 empty] | 5051 | 2020-07-30 10:00 | 5051 | 7 | 30 | 11 | 200086.52 | 200.0865 | 209.074 | 126659 | 101.956 | 347.8739 | 0 | 0 | 0 | 757525 | 0 | 214.655 | 126659 | 106.766 | 364.2856 | 0 | 0 | 0 | 827235 | 0 | 219.944 | 126659 | 111.617 | 380.8372 | 0 | 0 | 0 | 791803 | 0 | 8.9875 | 14.5685 | 19.8575
[20 empty] | 5052 | 2020-07-30 11:00 | 5052 | 7 | 30 | 12 | 204192.225 | 204.1922 | 218.377 | 126659 | 98.4939 | 336.0612 | 0 | 0 | 0 | 744229 | 0 | 224.044 | 126659 | 103.57 | 353.3808 | 0 | 0 | 0 | 816921 | 0 | 229.13 | 126659 | 108.248 | 369.3422 | 0 | 0 | 0 | 782190 | 0 | 14.1848 | 19.8518 | 24.9378
[20 empty] | 5053 | 2020-07-30 12:00 | 5053 | 7 | 30 | 13 | 197406.461 | 197.4065 | 191.005 | 87615.8 | 104.609 | 356.9259 | 0 | 0 | 0 | 776896 | 0 | 197.298 | 87615.8 | 109.882 | 374.9174 | 0 | 0 | 0 | 845478 | 0 | 203.013 | 87615.8 | 114.637 | 391.1414 | 0 | 0 | 0 | 812460 | 0 | -6.4015 | -0.10846 | 5.6065
[20 empty] | 5054 | 2020-07-30 13:00 | 5054 | 7 | 30 | 14 | 141967.059 | 141.9671 | 185.819 | 55668.9 | 104.377 | 356.1343 | 0 | 0 | 0 | 772116 | 0 | 192.982 | 55668.9 | 110.246 | 376.1594 | 0 | 0 | 0 | 851153 | 0 | 199.7 | 55668.9 | 115.773 | 395.0175 | 0 | 0 | 0 | 812956 | 0 | 43.8519 | 51.0149 | 57.7329
[20 empty] | 5055 | 2020-07-30 14:00 | 5055 | 7 | 30 | 15 | 115673.456 | 115.6735 | 185.583 | 55668.9 | 109.955 | 375.1665 | 0 | 0 | 0 | 827597 | 0 | 193.519 | 55668.9 | 116.38 | 397.0886 | 0 | 0 | 0 | 916606 | 0 | 200.943 | 55668.9 | 122.416 | 417.6834 | 0 | 0 | 0 | 873731 | 0 | 69.9095 | 77.8455 | 85.2695
[20 empty] | 5056 | 2020-07-30 15:00 | 5056 | 7 | 30 | 16 | 28895.942 | 28.8959 | 132.513 | 30744.1 | 96.5578 | 329.4552 | 0 | 0 | 0 | 695024 | -247.127 | 139.591 | 30744.1 | 102.219 | 348.7712 | 0 | 0 | 0 | 772563 | -370.698 | 146.362 | 30744.1 | 107.583 | 367.0732 | 0 | 0 | 0 | 734867 | -306.189 | 103.6171 | 110.6951 | 117.4661
[20 empty] | 5057 | 2020-07-30 16:00 | 5057 | 7 | 30 | 17 | 24387.83 | 24.3878 | 11.6503 | 30744.1 | 0 | 0 | 0 | 0 | 0 | 0 | 0 | 11.6503 | 30744.1 | 0 | 0 | 0 | 0 | 0 | 0 | 0 | 11.6503 | 30744.1 | 0 | 0 | 0 | 0 | 0 | 0 | 0 | -12.7375 | -12.7375 | -12.7375
[20 empty] | 5058 | 2020-07-30 17:00 | 5058 | 7 | 30 | 18 | 31333.567 | 31.3336 | 12.2446 | 30817.4 | 0 | 0 | 0 | 0 | 0 | 0 | 0 | 12.2446 | 30817.4 | 0 | 0 | 0 | 0 | 0 | 0 | 0 | 12.2446 | 30817.4 | 0 | 0 | 0 | 0 | 0 | 0 | 0 | -19.089 | -19.089 | -19.089
[20 empty] | 5059 | 2020-07-30 18:00 | 5059 | 7 | 30 | 19 | 0 | 0 | 8.8603 | 30964.1 | 0 | 0 | 0 | 0 | 0 | 0 | 0 | 8.8603 | 30964.1 | 0 | 0 | 0 | 0 | 0 | 0 | 0 | 8.8603 | 30964.1 | 0 | 0 | 0 | 0 | 0 | 0 | 0 | 8.8603 | 8.8603 | 8.8603
[20 empty] | 5060 | 2020-07-30 19:00 | 5060 | 7 | 30 | 20 | 0 | 0 | 8.8603 | 8602.46 | 0 | 0 | 0 | 0 | 0 | 0 | 0 | 8.8603 | 8602.46 | 0 | 0 | 0 | 0 | 0 | 0 | 0 | 8.8603 | 8602.46 | 0 | 0 | 0 | 0 | 0 | 0 | 0 | 8.8603 | 8.8603 | 8.8603
[20 empty] | 5061 | 2020-07-30 20:00 | 5061 | 7 | 30 | 21 | 0 | 0 | 25.2774 | 8675.79 | 11.8486 | 40.4274 | 0 | 0 | 0 | 87735.3 | 0 | 25.2773 | 8675.79 | 11.8485 | 40.4271 | 0 | 0 | 0 | 87734.8 | 0 | 25.2773 | 8675.79 | 11.8485 | 40.4271 | 0 | 0 | 0 | 87735 | 0 | 25.2774 | 25.2773 | 25.2773
[20 empty] | 5062 | 2020-07-30 21:00 | 5062 | 7 | 30 | 22 | 0 | 0 | 8.8603 | 8822.44 | 0 | 0 | 0 | 0 | 0 | 0 | 0 | 8.8603 | 8822.44 | 0 | 0 | 0 | 0 | 0 | 0 | 0 | 8.8603 | 8822.44 | 0 | 0 | 0 | 0 | 0 | 0 | 0 | 8.8603 | 8.8603 | 8.8603
[20 empty] | 5063 | 2020-07-30 22:00 | 5063 | 7 | 30 | 23 | 0 | 0 | 8.8603 | 8822.44 | 0 | 0 | 0 | 0 | 0 | 0 | 0 | 8.8603 | 8822.44 | 0 | 0 | 0 | 0 | 0 | 0 | 0 | 8.8603 | 8822.44 | 0 | 0 | 0 | 0 | 0 | 0 | 0 | 8.8603 | 8.8603 | 8.8603
[20 empty] | 5064 | 2020-07-30 23:00 | 5064 | 7 | 30 | 24 | 0 | 0 | 7.8094 | 8895.77 | 0 | 0 | 0 | 0 | 0 | 0 | 0 | 7.8094 | 8895.77 | 0 | 0 | 0 | 0 | 0 | 0 | 0 | 7.8094 | 8895.77 | 0 | 0 | 0 | 0 | 0 | 0 | 0 | 7.8094 | 7.8094 | 7.8094
[20 empty] | 5065 | 2020-07-31 | 5065 | 7 | 31 | 1 | 0 | 0 | 23.8557 | 8969.09 | 11.4778 | 39.1623 | 0 | 0 | 0 | 87614.3 | 0 | 23.8556 | 8969.09 | 11.4777 | 39.1619 | 0 | 0 | 0 | 87613.7 | 0 | 23.8556 | 8969.09 | 11.4777 | 39.1619 | 0 | 0 | 0 | 87613.8 | 0 | 23.8557 | 23.8556 | 23.8556
[20 empty] | 5066 | 2020-07-31 01:00 | 5066 | 7 | 31 | 2 | 0 | 0 | 7.8094 | 8969.09 | 0 | 0 | 0 | 0 | 0 | 0 | 0 | 7.8094 | 8969.09 | 0 | 0 | 0 | 0 | 0 | 0 | 0 | 7.8094 | 8969.09 | 0 | 0 | 0 | 0 | 0 | 0 | 0 | 7.8094 | 7.8094 | 7.8094
[20 empty] | 5067 | 2020-07-31 02:00 | 5067 | 7 | 31 | 3 | 0 | 0 | 7.8094 | 9042.42 | 0 | 0 | 0 | 0 | 0 | 0 | 0 | 7.8094 | 9042.42 | 0 | 0 | 0 | 0 | 0 | 0 | 0 | 7.8094 | 9042.42 | 0 | 0 | 0 | 0 | 0 | 0 | 0 | 7.8094 | 7.8094 | 7.8094
[20 empty] | 5068 | 2020-07-31 03:00 | 5068 | 7 | 31 | 4 | 0 | 0 | 7.8094 | 9042.42 | 0 | 0 | 0 | 0 | 0 | 0 | 0 | 7.8094 | 9042.42 | 0 | 0 | 0 | 0 | 0 | 0 | 0 | 7.8094 | 9042.42 | 0 | 0 | 0 | 0 | 0 | 0 | 0 | 7.8094 | 7.8094 | 7.8094
[20 empty] | 5069 | 2020-07-31 04:00 | 5069 | 7 | 31 | 5 | 0 | 0 | 7.8094 | 9042.42 | 0 | 0 | 0 | 0 | 0 | 0 | 0 | 7.8094 | 9042.42 | 0 | 0 | 0 | 0 | 0 | 0 | 0 | 7.8094 | 9042.42 | 0 | 0 | 0 | 0 | 0 | 0 | 0 | 7.8094 | 7.8094 | 7.8094
[20 empty] | 5070 | 2020-07-31 05:00 | 5070 | 7 | 31 | 6 | 7193.248 | 7.1932 | 23.8612 | 9042.42 | 11.4862 | 39.1909 | 0 | 0 | 0 | 87666.9 | 0 | 23.8604 | 9042.42 | 11.4861 | 39.1906 | 0 | 0 | 0 | 87666.3 | 0 | 23.8599 | 9042.42 | 11.4861 | 39.1906 | 0 | 0 | 0 | 87666.5 | 0 | 16.668 | 16.6672 | 16.6667
[20 empty] | 5071 | 2020-07-31 06:00 | 5071 | 7 | 31 | 7 | 57519.21 | 57.5192 | 7.8012 | 8895.77 | 0 | 0 | 0 | 0 | 0 | 0 | 0 | 7.8003 | 8895.77 | 0 | 0 | 0 | 0 | 0 | 0 | 0 | 7.7997 | 8895.77 | 0 | 0 | 0 | 0 | 0 | 0 | 0 | -49.718 | -49.7189 | -49.7195
[20 empty] | 5072 | 2020-07-31 07:00 | 5072 | 7 | 31 | 8 | 126319.179 | 126.3192 | 7.7993 | 8895.77 | 0 | 0 | 0 | 0 | 0 | 0 | 0 | 7.7993 | 8895.77 | 0 | 0 | 0 | 0 | 0 | 0 | 0 | 7.7993 | 8895.77 | 0 | 0 | 0 | 0 | 0 | 0 | 0 | -118.5199 | -118.5199 | -118.5199
[20 empty] | 5073 | 2020-07-31 08:00 | 5073 | 7 | 31 | 9 | 183415.594 | 183.4156 | 7.7993 | 8529.14 | 0 | 0 | 0 | 0 | 0 | 0 | 0 | 7.7993 | 8529.14 | 0 | 0 | 0 | 0 | 0 | 0 | 0 | 7.7993 | 8529.14 | 0 | 0 | 0 | 0 | 0 | 0 | 0 | -175.6163 | -175.6163 | -175.6163
[20 empty] | 5074 | 2020-07-31 09:00 | 5074 | 7 | 31 | 10 | 225687.543 | 225.6875 | 24.4854 | 8529.14 | 12.1176 | 41.3453 | 0 | 0 | 0 | 87246.5 | 0 | 24.4853 | 8529.14 | 12.1175 | 41.3449 | 0 | 0 | 0 | 87245.9 | 0 | 24.4853 | 8529.14 | 12.1175 | 41.3449 | 0 | 0 | 0 | 87246.1 | 0 | -201.2021 | -201.2022 | -201.2022
[20 empty] | 5075 | 2020-07-31 10:00 | 5075 | 7 | 31 | 11 | 254435.992 | 254.436 | 7.7993 | 8529.14 | 0 | 0 | 0 | 0 | 0 | 0 | 0 | 7.7993 | 8529.14 | 0 | 0 | 0 | 0 | 0 | 0 | 0 | 7.7993 | 8529.14 | 0 | 0 | 0 | 0 | 0 | 0 | 0 | -246.6367 | -246.6367 | -246.6367
[20 empty] | 5076 | 2020-07-31 11:00 | 5076 | 7 | 31 | 12 | 270379.201 | 270.3792 | 7.7993 | 8382.48 | 0 | 0 | 0 | 0 | 0 | 0 | 0 | 7.7993 | 8382.48 | 0 | 0 | 0 | 0 | 0 | 0 | 0 | 7.7993 | 8382.48 | 0 | 0 | 0 | 0 | 0 | 0 | 0 | -262.5799 | -262.5799 | -262.5799
[20 empty] | 5077 | 2020-07-31 12:00 | 5077 | 7 | 31 | 13 | 270787.779 | 270.7878 | 7.7993 | 8309.16 | 0 | 0 | 0 | 0 | 0 | 0 | 0 | 7.7993 | 8309.16 | 0 | 0 | 0 | 0 | 0 | 0 | 0 | 7.7993 | 8309.16 | 0 | 0 | 0 | 0 | 0 | 0 | 0 | -262.9885 | -262.9885 | -262.9885
[20 empty] | 5078 | 2020-07-31 13:00 | 5078 | 7 | 31 | 14 | 255332.831 | 255.3328 | 7.7993 | 8309.16 | 0 | 0 | 0 | 0 | 0 | 0 | 0 | 7.7993 | 8309.16 | 0 | 0 | 0 | 0 | 0 | 0 | 0 | 7.7993 | 8309.16 | 0 | 0 | 0 | 0 | 0 | 0 | 0 | -247.5335 | -247.5335 | -247.5335
[20 empty] | 5079 | 2020-07-31 14:00 | 5079 | 7 | 31 | 15 | 126809.005 | 126.809 | 24.9192 | 8309.16 | 12.5514 | 42.8254 | 0 | 0 | 0 | 87304.9 | 0 | 24.9192 | 8309.16 | 12.5513 | 42.825 | 0 | 0 | 0 | 87304.2 | 0 | 24.9191 | 8309.16 | 12.5513 | 42.825 | 0 | 0 | 0 | 87304.5 | 0 | -101.8898 | -101.8898 | -101.8899
[20 empty] | 5080 | 2020-07-31 15:00 | 5080 | 7 | 31 | 16 | 181887.628 | 181.8876 | 7.7993 | 8382.48 | 0 | 0 | 0 | 0 | 0 | 0 | 0 | 7.7993 | 8382.48 | 0 | 0 | 0 | 0 | 0 | 0 | 0 | 7.7993 | 8382.48 | 0 | 0 | 0 | 0 | 0 | 0 | 0 | -174.0883 | -174.0883 | -174.0883
[20 empty] | 5081 | 2020-07-31 16:00 | 5081 | 7 | 31 | 17 | 125592.329 | 125.5923 | 7.7993 | 8382.48 | 0 | 0 | 0 | 0 | 0 | 0 | 0 | 7.7993 | 8382.48 | 0 | 0 | 0 | 0 | 0 | 39388.3 | 0 | 14.4319 | 8382.48 | 5.5754 | 19.0233 | 0 | 0 | 0 | 0 | 0 | -117.793 | -117.793 | -111.1604
[20 empty] | 5082 | 2020-07-31 17:00 | 5082 | 7 | 31 | 18 | 57859.065 | 57.8591 | 7.7993 | 8602.46 | 0 | 0 | 0 | 0 | 0 | 0 | 0 | 7.7993 | 8602.46 | 0 | 0 | 0 | 0 | 0 | 38486 | -103.303 | 15.4449 | 8602.46 | 5.2901 | 18.0498 | 0 | 0 | 0 | 0 | 0 | -50.0597 | -50.0597 | -42.4142
[20 empty] | 5083 | 2020-07-31 18:00 | 5083 | 7 | 31 | 19 | 8142.194 | 8.1422 | 24.1589 | 8675.79 | 11.7911 | 40.2312 | 0 | 0 | 0 | 86895.8 | 0 | 29.8723 | 8675.79 | 16.5576 | 56.4945 | 0 | 0 | 0 | 126209 | -11.4412 | 31.8848 | 8675.79 | 17.1317 | 58.4534 | 0 | 0 | 0 | 122137 | 0 | 16.0167 | 21.7301 | 23.7426
[20 empty] | 5084 | 2020-07-31 19:00 | 5084 | 7 | 31 | 20 | 0 | 0 | 7.8094 | 8749.11 | 0 | 0 | 0 | 0 | 0 | 0 | 0 | 7.8094 | 8749.11 | 0 | 0 | 0 | 0 | 0 | 38145.9 | 0 | 13.987 | 8749.11 | 5.1204 | 17.471 | 0 | 0 | 0 | 0 | 0 | 7.8094 | 7.8094 | 13.987
[20 empty] | 5085 | 2020-07-31 20:00 | 5085 | 7 | 31 | 21 | 0 | 0 | 7.8094 | 8822.44 | 0 | 0 | 0 | 0 | 0 | 0 | 0 | 7.8094 | 8822.44 | 0 | 0 | 0 | 0 | 0 | 0 | 0 | 7.8094 | 8822.44 | 0 | 0 | 0 | 0 | 0 | 0 | 0 | 7.8094 | 7.8094 | 7.8094
[20 empty] | 5086 | 2020-07-31 21:00 | 5086 | 7 | 31 | 22 | 0 | 0 | 7.8094 | 8822.44 | 0 | 0 | 0 | 0 | 0 | 0 | 0 | 7.8094 | 8822.44 | 0 | 0 | 0 | 0 | 0 | 0 | 0 | 7.8094 | 8822.44 | 0 | 0 | 0 | 0 | 0 | 0 | 0 | 7.8094 | 7.8094 | 7.8094
[20 empty] | 5087 | 2020-07-31 22:00 | 5087 | 7 | 31 | 23 | 0 | 0 | 7.8094 | 8822.44 | 0 | 0 | 0 | 0 | 0 | 0 | 0 | 7.8094 | 8822.44 | 0 | 0 | 0 | 0 | 0 | 0 | 0 | 7.8094 | 8822.44 | 0 | 0 | 0 | 0 | 0 | 0 | 0 | 7.8094 | 7.8094 | 7.8094
[20 empty] | 5088 | 2020-07-31 23:00 | 5088 | 7 | 31 | 24 | 0 | 0 | 23.9093 | 8822.44 | 11.5314 | 39.3451 | 0 | 0 | 0 | 86973.8 | 0 | 23.9092 | 8822.44 | 11.5314 | 39.3451 | 0 | 0 | 0 | 86973.1 | 0 | 23.9092 | 8822.44 | 11.5313 | 39.3448 | 0 | 0 | 0 | 86973.4 | 0 | 23.9093 | 23.9092 | 23.9092
[20 empty] | 5089 | 2020-08-01 | 5089 | 8 | 1 | 1 | 0 | 0 | 7.8094 | 8895.77 | 0 | 0 | 0 | 0 | 0 | 0 | 0 | 7.8094 | 8895.77 | 0 | 0 | 0 | 0 | 0 | 0 | 0 | 7.8094 | 8895.77 | 0 | 0 | 0 | 0 | 0 | 0 | 0 | 7.8094 | 7.8094 | 7.8094
[20 empty] | 5090 | 2020-08-01 01:00 | 5090 | 8 | 1 | 2 | 0 | 0 | 7.8094 | 8895.77 | 0 | 0 | 0 | 0 | 0 | 0 | 0 | 7.8094 | 8895.77 | 0 | 0 | 0 | 0 | 0 | 0 | 0 | 7.8094 | 8895.77 | 0 | 0 | 0 | 0 | 0 | 0 | 0 | 7.8094 | 7.8094 | 7.8094
[20 empty] | 5091 | 2020-08-01 02:00 | 5091 | 8 | 1 | 3 | 0 | 0 | 7.8094 | 8822.44 | 0 | 0 | 0 | 0 | 0 | 0 | 0 | 7.8094 | 8822.44 | 0 | 0 | 0 | 0 | 0 | 0 | 0 | 7.8094 | 8822.44 | 0 | 0 | 0 | 0 | 0 | 0 | 0 | 7.8094 | 7.8094 | 7.8094
[20 empty] | 5092 | 2020-08-01 03:00 | 5092 | 8 | 1 | 4 | 0 | 0 | 23.8852 | 8822.44 | 11.5073 | 39.2629 | 0 | 0 | 0 | 86781.6 | 0 | 23.8851 | 8822.44 | 11.5073 | 39.2629 | 0 | 0 | 0 | 86780.9 | 0 | 23.8851 | 8822.44 | 11.5072 | 39.2626 | 0 | 0 | 0 | 86781 | 0 | 23.8852 | 23.8851 | 23.8851
[20 empty] | 5093 | 2020-08-01 04:00 | 5093 | 8 | 1 | 5 | 0 | 0 | 7.8094 | 8749.11 | 0 | 0 | 0 | 0 | 0 | 0 | 0 | 7.8094 | 8749.11 | 0 | 0 | 0 | 0 | 0 | 0 | 0 | 7.8094 | 8749.11 | 0 | 0 | 0 | 0 | 0 | 0 | 0 | 7.8094 | 7.8094 | 7.8094
[20 empty] | 5094 | 2020-08-01 05:00 | 5094 | 8 | 1 | 6 | 6889.567 | 6.8896 | 7.8072 | 8602.46 | 0 | 0 | 0 | 0 | 0 | 0 | 0 | 7.8067 | 8602.46 | 0 | 0 | 0 | 0 | 0 | 0 | 0 | 7.8063 | 8602.46 | 0 | 0 | 0 | 0 | 0 | 0 | 0 | 0.91759 | 0.91711 | 0.91669
[20 empty] | 5095 | 2020-08-01 06:00 | 5095 | 8 | 1 | 7 | 53886.621 | 53.8866 | 7.8011 | 8675.79 | 0 | 0 | 0 | 0 | 0 | 0 | 0 | 7.8003 | 8675.79 | 0 | 0 | 0 | 0 | 0 | 0 | 0 | 7.7996 | 8675.79 | 0 | 0 | 0 | 0 | 0 | 0 | 0 | -46.0855 | -46.0864 | -46.087
[20 empty] | 5096 | 2020-08-01 07:00 | 5096 | 8 | 1 | 8 | 117395.732 | 117.3957 | 24.1198 | 8675.79 | 11.752 | 40.0978 | 0 | 0 | 0 | 86581.4 | 0 | 24.1197 | 8675.79 | 11.7519 | 40.0975 | 0 | 0 | 0 | 86580.9 | 0 | 24.1197 | 8675.79 | 11.7519 | 40.0975 | 0 | 0 | 0 | 86580.9 | 0 | -93.2759 | -93.276 | -93.276
[20 empty] | 5097 | 2020-08-01 08:00 | 5097 | 8 | 1 | 9 | 173810.418 | 173.8104 | 7.7993 | 8309.16 | 0 | 0 | 0 | 0 | 0 | 0 | 0 | 18.2748 | 8309.16 | 8.6924 | 29.6583 | 0 | 0 | 0 | 66523.5 | 0 | 19.2526 | 8309.16 | 9.5262 | 32.5035 | 0 | 0 | 0 | 60639.3 | 0 | -166.0111 | -155.5356 | -154.5578
[20 empty] | 5098 | 2020-08-01 09:00 | 5098 | 8 | 1 | 10 | 168723.673 | 168.7237 | 7.7993 | 8309.16 | 0 | 0 | 0 | 0 | 0 | 0 | 0 | 19.4057 | 8309.16 | 8.5832 | 29.2858 | 0 | 0 | 0 | 66013.8 | -28.3796 | 20.5879 | 8309.16 | 9.5266 | 32.5048 | 0 | 0 | 0 | 59459 | -54.5286 | -160.9244 | -149.318 | -148.1358
[20 empty] | 5099 | 2020-08-01 10:00 | 5099 | 8 | 1 | 11 | 151085.804 | 151.0858 | 7.7993 | 8309.16 | 0 | 0 | 0 | 0 | 0 | 0 | 0 | 19.4059 | 8309.16 | 8.5833 | 29.2863 | 0 | 0 | 0 | 65805.9 | -16.2359 | 20.5518 | 8309.16 | 9.4989 | 32.4101 | 0 | 0 | 0 | 59447.5 | -11.186 | -143.2865 | -131.6799 | -130.534
[20 empty] | 5100 | 2020-08-01 11:00 | 5100 | 8 | 1 | 12 | 112430.27 | 112.4303 | 24.8262 | 8309.16 | 12.4584 | 42.5081 | 0 | 0 | 0 | 86404.5 | 0 | 36.3501 | 8309.16 | 20.9591 | 71.5124 | 0 | 0 | 0 | 151529 | -8.6024 | 37.4771 | 8309.16 | 21.859 | 74.5829 | 0 | 0 | 0 | 145279 | -6.7438 | -87.6041 | -76.0802 | -74.9532
[20 empty] | 5101 | 2020-08-01 12:00 | 5101 | 8 | 1 | 13 | 92047.297 | 92.0473 | 7.7993 | 8382.48 | 0 | 0 | 0 | 0 | 0 | 0 | 0 | 17.9344 | 8382.48 | 8.3519 | 28.4968 | 0 | 0 | 0 | 64400.9 | 0 | 18.9234 | 8382.48 | 9.1867 | 31.345 | 0 | 0 | 0 | 58535.2 | 0 | -84.248 | -74.1129 | -73.1239
[20 empty] | 5102 | 2020-08-01 13:00 | 5102 | 8 | 1 | 14 | 85419.959 | 85.42 | 7.7993 | 8382.48 | 0 | 0 | 0 | 0 | 0 | 0 | 0 | 17.919 | 8382.48 | 8.3366 | 28.4443 | 0 | 0 | 0 | 63928.6 | 0 | 18.8425 | 8382.48 | 9.1202 | 31.118 | 0 | 0 | 0 | 58422.1 | 0 | -77.6206 | -67.501 | -66.5775
[20 empty] | 5103 | 2020-08-01 14:00 | 5103 | 8 | 1 | 15 | 125330.922 | 125.3309 | 7.7993 | 8455.81 | 0 | 0 | 0 | 0 | 0 | 0 | 0 | 19.1142 | 8455.81 | 8.2917 | 28.2912 | 0 | 0 | 0 | 64148.9 | -14.7657 | 20.0542 | 8455.81 | 9.0421 | 30.8516 | 0 | 0 | 0 | 58813.4 | -9.4854 | -117.5316 | -106.2167 | -105.2767
[20 empty] | 5104 | 2020-08-01 15:00 | 5104 | 8 | 1 | 16 | 148442.063 | 148.4421 | 7.7993 | 8455.81 | 0 | 0 | 0 | 0 | 0 | 0 | 0 | 7.7993 | 8455.81 | 0 | 0 | 0 | 0 | 0 | 102516 | -56.5718 | 26.4914 | 8455.81 | 14.43 | 49.2352 | 0 | 0 | 0 | 0 | 0 | -140.6427 | -140.6427 | -121.9507
[20 empty] | 5105 | 2020-08-01 16:00 | 5105 | 8 | 1 | 17 | 76671.43 | 76.6714 | 24.5625 | 8455.81 | 12.1947 | 41.6083 | 0 | 0 | 0 | 86595.8 | 0 | 34.7939 | 8455.81 | 20.643 | 70.4339 | 0 | 0 | 0 | 258376 | -108.35 | 54.8632 | 8455.81 | 36.3486 | 124.0214 | 0 | 0 | 0 | 146628 | 0 | -52.1089 | -41.8775 | -21.8082
[20 empty] | 5106 | 2020-08-01 17:00 | 5106 | 8 | 1 | 18 | 13880.658 | 13.8807 | 7.7993 | 8602.46 | 0 | 0 | 0 | 0 | 0 | 0 | 0 | 13.6323 | 8602.46 | 4.8861 | 16.6712 | 0 | 0 | 0 | 102968 | -2.9519 | 26.2025 | 8602.46 | 14.1637 | 48.3265 | 0 | 0 | 0 | 35647.1 | 0 | -6.0813 | -0.24836 | 12.3218
[20 empty] | 5107 | 2020-08-01 18:00 | 5107 | 8 | 1 | 19 | 7614.349 | 7.6143 | 7.7993 | 8675.79 | 0 | 0 | 0 | 0 | 0 | 0 | 0 | 7.7993 | 8675.79 | 0 | 0 | 0 | 0 | 0 | 0 | 0 | 7.7993 | 8675.79 | 0 | 0 | 0 | 0 | 0 | 0 | 0 | 0.18497 | 0.18497 | 0.18497
[20 empty] | 5108 | 2020-08-01 19:00 | 5108 | 8 | 1 | 20 | 0 | 0 | 7.8094 | 8675.79 | 0 | 0 | 0 | 0 | 0 | 0 | 0 | 7.8094 | 8675.79 | 0 | 0 | 0 | 0 | 0 | 0 | 0 | 7.8094 | 8675.79 | 0 | 0 | 0 | 0 | 0 | 0 | 0 | 7.8094 | 7.8094 | 7.8094
[20 empty] | 5109 | 2020-08-01 20:00 | 5109 | 8 | 1 | 21 | 0 | 0 | 23.9551 | 8749.11 | 11.5773 | 39.5017 | 0 | 0 | 0 | 86276.9 | 0 | 23.955 | 8749.11 | 11.5772 | 39.5014 | 0 | 0 | 0 | 86276.5 | 0 | 23.9551 | 8749.11 | 11.5772 | 39.5014 | 0 | 0 | 0 | 86276.2 | 0 | 23.9551 | 23.955 | 23.9551
[20 empty] | 5110 | 2020-08-01 21:00 | 5110 | 8 | 1 | 22 | 0 | 0 | 7.8094 | 8749.11 | 0 | 0 | 0 | 0 | 0 | 0 | 0 | 7.8094 | 8749.11 | 0 | 0 | 0 | 0 | 0 | 0 | 0 | 7.8094 | 8749.11 | 0 | 0 | 0 | 0 | 0 | 0 | 0 | 7.8094 | 7.8094 | 7.8094
[20 empty] | 5111 | 2020-08-01 22:00 | 5111 | 8 | 1 | 23 | 0 | 0 | 7.8094 | 8749.11 | 0 | 0 | 0 | 0 | 0 | 0 | 0 | 7.8094 | 8749.11 | 0 | 0 | 0 | 0 | 0 | 0 | 0 | 7.8094 | 8749.11 | 0 | 0 | 0 | 0 | 0 | 0 | 0 | 7.8094 | 7.8094 | 7.8094
[20 empty] | 5112 | 2020-08-01 23:00 | 5112 | 8 | 1 | 24 | 0 | 0 | 7.3488 | 8822.44 | 0 | 0 | 0 | 0 | 0 | 0 | 0 | 7.3488 | 8822.44 | 0 | 0 | 0 | 0 | 0 | 0 | 0 | 7.3488 | 8822.44 | 0 | 0 | 0 | 0 | 0 | 0 | 0 | 7.3488 | 7.3488 | 7.3488
[20 empty] | 5113 | 2020-08-02 | 5113 | 8 | 2 | 1 | 0 | 0 | 23.3329 | 8822.44 | 11.4156 | 38.95 | 0 | 0 | 0 | 86090.8 | 0 | 23.3328 | 8822.44 | 11.4155 | 38.9497 | 0 | 0 | 0 | 86090.3 | 0 | 23.3329 | 8822.44 | 11.4155 | 38.9497 | 0 | 0 | 0 | 86089.9 | 0 | 23.3329 | 23.3328 | 23.3329
[20 empty] | 5114 | 2020-08-02 01:00 | 5114 | 8 | 2 | 2 | 0 | 0 | 7.3488 | 8822.44 | 0 | 0 | 0 | 0 | 0 | 0 | 0 | 7.3488 | 8822.44 | 0 | 0 | 0 | 0 | 0 | 0 | 0 | 7.3488 | 8822.44 | 0 | 0 | 0 | 0 | 0 | 0 | 0 | 7.3488 | 7.3488 | 7.3488
[20 empty] | 5115 | 2020-08-02 02:00 | 5115 | 8 | 2 | 3 | 0 | 0 | 7.3488 | 8822.44 | 0 | 0 | 0 | 0 | 0 | 0 | 0 | 7.3488 | 8822.44 | 0 | 0 | 0 | 0 | 0 | 0 | 0 | 7.3488 | 8822.44 | 0 | 0 | 0 | 0 | 0 | 0 | 0 | 7.3488 | 7.3488 | 7.3488
[20 empty] | 5116 | 2020-08-02 03:00 | 5116 | 8 | 2 | 4 | 0 | 0 | 7.3488 | 8969.09 | 0 | 0 | 0 | 0 | 0 | 0 | 0 | 7.3488 | 8969.09 | 0 | 0 | 0 | 0 | 0 | 125165 | 0 | 29.0253 | 8969.09 | 16.3884 | 55.9172 | 0 | 0 | 0 | 0 | 0 | 7.3488 | 7.3488 | 29.0253
[20 empty] | 5117 | 2020-08-02 04:00 | 5117 | 8 | 2 | 5 | 0 | 0 | 42.5239 | 8969.09 | 25.4342 | 86.7815 | 0 | 0 | 0 | 194416 | 0 | 84.8474 | 8969.09 | 57.3246 | 195.5915 | 0 | 0 | 0 | 460086 | 0 | 88.5225 | 8969.09 | 60.2394 | 205.5368 | 0 | 0 | 0 | 438025 | 0 | 42.5239 | 84.8474 | 88.5225
[20 empty] | 5118 | 2020-08-02 05:00 | 5118 | 8 | 2 | 6 | 7535.986 | 7.536 | 111.268 | 31184.1 | 76.2148 | 260.0449 | 0 | 0 | 0 | 575672 | 0 | 115.21 | 31184.1 | 79.2505 | 270.4027 | 0 | 0 | 0 | 629949 | 0 | 120.462 | 31184.1 | 83.5098 | 284.9354 | 0 | 0 | 0 | 597804 | 0 | 103.732 | 107.674 | 112.926
[20 empty] | 5119 | 2020-08-02 06:00 | 5119 | 8 | 2 | 7 | 43716.083 | 43.7161 | 203.93 | 80672.8 | 107.965 | 368.3766 | 0 | 0 | 0 | 803633 | -1033.05 | 211.819 | 80672.8 | 114.744 | 391.5065 | 0 | 0 | 0 | 891075 | -1033.07 | 218.895 | 80672.8 | 120.72 | 411.8966 | 0 | 0 | 0 | 848112 | -1033.09 | 160.2139 | 168.1029 | 175.1789
[20 empty] | 5120 | 2020-08-02 07:00 | 5120 | 8 | 2 | 8 | 117233.261 | 117.2333 | 231.304 | 80672.8 | 113.035 | 385.6754 | 0 | 0 | 0 | 873257 | -26.9849 | 240.543 | 80672.8 | 120.621 | 411.5589 | 0 | 0 | 0 | 970785 | -26.9844 | 248.813 | 80672.8 | 127.651 | 435.5452 | 0 | 0 | 0 | 913533 | -26.9846 | 114.0707 | 123.3097 | 131.5797
[20 empty] | 5121 | 2020-08-02 08:00 | 5121 | 8 | 2 | 9 | 173260.32 | 173.2603 | 248.522 | 55595.6 | 124.589 | 425.0977 | 0 | 0 | 0 | 954965 | -1.6422 | 258.979 | 55595.6 | 132.631 | 452.537 | 0 | 0 | 0 | 1056200 | -1.6414 | 268.305 | 55595.6 | 140.218 | 478.4238 | 0 | 0 | 0 | 998821 | -1.6422 | 75.2617 | 85.7187 | 95.0447
[20 empty] | 5122 | 2020-08-02 09:00 | 5122 | 8 | 2 | 10 | 218585.763 | 218.5858 | 254.337 | 55448.9 | 128.275 | 437.6743 | 0 | 0 | 0 | 966583 | -180.545 | 265.456 | 55448.9 | 136.72 | 466.4886 | 0 | 0 | 0 | 1075830 | -180.538 | 275.548 | 55448.9 | 144.829 | 494.1565 | 0 | 0 | 0 | 1015600 | -180.538 | 35.7512 | 46.8702 | 56.9622
[20 empty] | 5123 | 2020-08-02 10:00 | 5123 | 8 | 2 | 11 | 251831.41 | 251.8314 | 237.964 | 126659 | 124.2 | 423.7704 | 0 | 0 | 0 | 924938 | -553.813 | 249.124 | 126659 | 132.705 | 452.7895 | 0 | 0 | 0 | 1034990 | -554.913 | 259.083 | 126659 | 140.662 | 479.9387 | 0 | 0 | 0 | 975209 | -554.785 | -13.8674 | -2.7074 | 7.2516
[20 empty] | 5124 | 2020-08-02 11:00 | 5124 | 8 | 2 | 12 | 269557.05 | 269.5571 | 254.426 | 126659 | 129.525 | 441.9393 | 0 | 0 | 0 | 967353 | 0 | 265.584 | 126659 | 137.953 | 470.6956 | 0 | 0 | 0 | 1078090 | 0 | 275.664 | 126659 | 146.101 | 498.4966 | 0 | 0 | 0 | 1018550 | 0 | -15.1311 | -3.9731 | 6.1069
[20 empty] | 5125 | 2020-08-02 12:00 | 5125 | 8 | 2 | 13 | 271748.386 | 271.7484 | 218.894 | 86554.3 | 127.685 | 435.6612 | 0 | 0 | 0 | 947375 | 0 | 230.308 | 86554.3 | 136.305 | 465.0727 | 0 | 0 | 0 | 1059790 | 0 | 240.445 | 86554.3 | 144.368 | 492.5836 | 0 | 0 | 0 | 1000070 | 0 | -52.8544 | -41.4404 | -31.3034
[20 empty] | 5126 | 2020-08-02 13:00 | 5126 | 8 | 2 | 14 | 253770.72 | 253.7707 | 214.152 | 55375.5 | 127.65 | 435.5418 | 0 | 0 | 0 | 945748 | 0 | 226.111 | 55375.5 | 136.666 | 466.3044 | 0 | 0 | 0 | 1066440 | 0 | 236.815 | 55375.5 | 145.135 | 495.2006 | 0 | 0 | 0 | 1003530 | 0 | -39.6187 | -27.6597 | -16.9557
[20 empty] | 5127 | 2020-08-02 14:00 | 5127 | 8 | 2 | 15 | 222718.403 | 222.7184 | 203.969 | 55448.9 | 121.793 | 415.5577 | 0 | 0 | 0 | 899138 | -24.207 | 216.301 | 55448.9 | 131.259 | 447.8557 | 0 | 0 | 0 | 1026630 | -24.2178 | 227.343 | 55448.9 | 139.816 | 477.0522 | 0 | 0 | 0 | 961710 | -24.2031 | -18.7494 | -6.4174 | 4.6246
[20 empty] | 5128 | 2020-08-02 15:00 | 5128 | 8 | 2 | 16 | 166774.311 | 166.7743 | 150.314 | 30597.4 | 108.963 | 371.7818 | 0 | 0 | 0 | 756377 | -484.026 | 162.329 | 30597.4 | 119.309 | 407.0823 | 0 | 0 | 0 | 889353 | -581.348 | 172.97 | 30597.4 | 127.791 | 436.0229 | 0 | 0 | 0 | 828738 | -468.167 | -16.4603 | -4.4453 | 6.1957
[20 empty] | 5129 | 2020-08-02 16:00 | 5129 | 8 | 2 | 17 | 89690.377 | 89.6904 | 11.6503 | 30597.4 | 0 | 0 | 0 | 0 | 0 | 0 | 0 | 11.6503 | 30597.4 | 0 | 0 | 0 | 0 | 0 | 0 | 0 | 11.6503 | 30597.4 | 0 | 0 | 0 | 0 | 0 | 0 | 0 | -78.0401 | -78.0401 | -78.0401
[20 empty] | 5130 | 2020-08-02 17:00 | 5130 | 8 | 2 | 18 | 55466.63 | 55.4666 | 12.2446 | 30890.8 | 0 | 0 | 0 | 0 | 0 | 0 | 0 | 12.2446 | 30890.8 | 0 | 0 | 0 | 0 | 0 | 0 | 0 | 12.2446 | 30890.8 | 0 | 0 | 0 | 0 | 0 | 0 | 0 | -43.222 | -43.222 | -43.222
[20 empty] | 5131 | 2020-08-02 18:00 | 5131 | 8 | 2 | 19 | 8122.99 | 8.123 | 8.8603 | 30964.1 | 0 | 0 | 0 | 0 | 0 | 0 | 0 | 8.8603 | 30964.1 | 0 | 0 | 0 | 0 | 0 | 0 | 0 | 8.8603 | 30964.1 | 0 | 0 | 0 | 0 | 0 | 0 | 0 | 0.73733 | 0.73733 | 0.73733
[20 empty] | 5132 | 2020-08-02 19:00 | 5132 | 8 | 2 | 20 | 0 | 0 | 8.8603 | 8602.46 | 0 | 0 | 0 | 0 | 0 | 0 | 0 | 8.8603 | 8602.46 | 0 | 0 | 0 | 0 | 0 | 0 | 0 | 8.8603 | 8602.46 | 0 | 0 | 0 | 0 | 0 | 0 | 0 | 8.8603 | 8.8603 | 8.8603
[20 empty] | 5133 | 2020-08-02 20:00 | 5133 | 8 | 2 | 21 | 0 | 0 | 25.2402 | 8675.79 | 11.8113 | 40.3002 | 0 | 0 | 0 | 87177.3 | 0 | 25.2401 | 8675.79 | 11.8113 | 40.3002 | 0 | 0 | 0 | 87177 | 0 | 25.2401 | 8675.79 | 11.8113 | 40.3002 | 0 | 0 | 0 | 87176.6 | 0 | 25.2402 | 25.2401 | 25.2401
[20 empty] | 5134 | 2020-08-02 21:00 | 5134 | 8 | 2 | 22 | 0 | 0 | 8.8603 | 8675.79 | 0 | 0 | 0 | 0 | 0 | 0 | 0 | 8.8603 | 8675.79 | 0 | 0 | 0 | 0 | 0 | 0 | 0 | 8.8603 | 8675.79 | 0 | 0 | 0 | 0 | 0 | 0 | 0 | 8.8603 | 8.8603 | 8.8603
[20 empty] | 5135 | 2020-08-02 22:00 | 5135 | 8 | 2 | 23 | 0 | 0 | 8.8603 | 8675.79 | 0 | 0 | 0 | 0 | 0 | 0 | 0 | 8.8603 | 8675.79 | 0 | 0 | 0 | 0 | 0 | 0 | 0 | 8.8603 | 8675.79 | 0 | 0 | 0 | 0 | 0 | 0 | 0 | 8.8603 | 8.8603 | 8.8603
[20 empty] | 5136 | 2020-08-02 23:00 | 5136 | 8 | 2 | 24 | 0 | 0 | 7.3488 | 8675.79 | 0 | 0 | 0 | 0 | 0 | 0 | 0 | 7.3488 | 8675.79 | 0 | 0 | 0 | 0 | 0 | 0 | 0 | 7.3488 | 8675.79 | 0 | 0 | 0 | 0 | 0 | 0 | 0 | 7.3488 | 7.3488 | 7.3488
[20 empty] | 5137 | 2020-08-03 | 5137 | 8 | 3 | 1 | 0 | 0 | 23.5806 | 8749.11 | 11.6633 | 39.7952 | 0 | 0 | 0 | 86919.1 | 0 | 23.5805 | 8749.11 | 11.6632 | 39.7948 | 0 | 0 | 0 | 86918.8 | 0 | 23.5806 | 8749.11 | 11.6633 | 39.7952 | 0 | 0 | 0 | 86918.5 | 0 | 23.5806 | 23.5805 | 23.5806
[20 empty] | 5138 | 2020-08-03 01:00 | 5138 | 8 | 3 | 2 | 0 | 0 | 7.3488 | 8749.11 | 0 | 0 | 0 | 0 | 0 | 0 | 0 | 7.3488 | 8749.11 | 0 | 0 | 0 | 0 | 0 | 0 | 0 | 7.3488 | 8749.11 | 0 | 0 | 0 | 0 | 0 | 0 | 0 | 7.3488 | 7.3488 | 7.3488
[20 empty] | 5139 | 2020-08-03 02:00 | 5139 | 8 | 3 | 3 | 0 | 0 | 7.3488 | 8749.11 | 0 | 0 | 0 | 0 | 0 | 0 | 0 | 7.3488 | 8749.11 | 0 | 0 | 0 | 0 | 0 | 0 | 0 | 7.3488 | 8749.11 | 0 | 0 | 0 | 0 | 0 | 0 | 0 | 7.3488 | 7.3488 | 7.3488
[20 empty] | 5140 | 2020-08-03 03:00 | 5140 | 8 | 3 | 4 | 0 | 0 | 7.3488 | 8749.11 | 0 | 0 | 0 | 0 | 0 | 0 | 0 | 7.3488 | 8749.11 | 0 | 0 | 0 | 0 | 0 | 0 | 0 | 7.3488 | 8749.11 | 0 | 0 | 0 | 0 | 0 | 0 | 0 | 7.3488 | 7.3488 | 7.3488
[20 empty] | 5141 | 2020-08-03 04:00 | 5141 | 8 | 3 | 5 | 0 | 0 | 8.8603 | 8749.11 | 0 | 0 | 0 | 0 | 0 | 0 | 0 | 8.8603 | 8749.11 | 0 | 0 | 0 | 0 | 0 | 0 | 0 | 8.8603 | 8749.11 | 0 | 0 | 0 | 0 | 0 | 0 | 0 | 8.8603 | 8.8603 | 8.8603
[20 empty] | 5142 | 2020-08-03 05:00 | 5142 | 8 | 3 | 6 | 6563.194 | 6.5632 | 106.152 | 31037.5 | 72.9179 | 248.7959 | 0 | 0 | 0 | 537234 | 0 | 114.533 | 31037.5 | 79.4582 | 271.1114 | 0 | 0 | 0 | 629037 | 0 | 121.963 | 31037.5 | 85.3801 | 291.3169 | 0 | 0 | 0 | 585388 | 0 | 99.5888 | 107.9698 | 115.3998
[20 empty] | 5143 | 2020-08-03 06:00 | 5143 | 8 | 3 | 7 | 21458.813 | 21.4588 | 187.859 | 80746.1 | 94.3623 | 321.9642 | 0 | 0 | 0 | 694114 | -929.848 | 195.135 | 80746.1 | 100.4 | 342.5648 | 0 | 0 | 0 | 788610 | -929.858 | 202.909 | 80746.1 | 107.235 | 365.8858 | 0 | 0 | 0 | 738288 | -929.872 | 166.4002 | 173.6762 | 181.4502
[20 empty] | 5144 | 2020-08-03 07:00 | 5144 | 8 | 3 | 8 | 46075.064 | 46.0751 | 211.74 | 80746.1 | 98.483 | 336.024 | 0 | 0 | 0 | 737394 | 0 | 218.995 | 80746.1 | 104.535 | 356.6734 | 0 | 0 | 0 | 830190 | 0 | 226.36 | 80746.1 | 111.087 | 379.0288 | 0 | 0 | 0 | 779703 | 0 | 165.6649 | 172.9199 | 180.2849
[20 empty] | 5145 | 2020-08-03 08:00 | 5145 | 8 | 3 | 9 | 172652.95 | 172.653 | 244.038 | 55522.2 | 123.902 | 422.7536 | 0 | 0 | 0 | 950421 | 0 | 254.114 | 55522.2 | 132.271 | 451.3087 | 0 | 0 | 0 | 1060500 | 0 | 263.169 | 55522.2 | 139.684 | 476.6018 | 0 | 0 | 0 | 1005620 | 0 | 71.3851 | 81.4611 | 90.516
[20 empty] | 5146 | 2020-08-03 09:00 | 5146 | 8 | 3 | 10 | 111020.863 | 111.0209 | 244.761 | 55522.2 | 121.822 | 415.6567 | 0 | 0 | 0 | 913265 | -172.324 | 254.572 | 55522.2 | 129.999 | 443.5566 | 0 | 0 | 0 | 1022670 | -172.343 | 263.466 | 55522.2 | 137.275 | 468.3823 | 0 | 0 | 0 | 967532 | -172.342 | 133.7401 | 143.5511 | 152.4451
[20 empty] | 5147 | 2020-08-03 10:00 | 5147 | 8 | 3 | 11 | 250452.292 | 250.4523 | 229.107 | 126659 | 117.796 | 401.92 | 0 | 0 | 0 | 872019 | -2.2028 | 239.072 | 126659 | 126.254 | 430.7786 | 0 | 0 | 0 | 985588 | -2.2026 | 248.263 | 126659 | 133.827 | 456.6177 | 0 | 0 | 0 | 929082 | -2.202 | -21.3453 | -11.3803 | -2.1893
[20 empty] | 5148 | 2020-08-03 11:00 | 5148 | 8 | 3 | 12 | 267811.673 | 267.8117 | 262.126 | 126659 | 138.623 | 472.9817 | 0 | 0 | 0 | 1054440 | 0 | 272.673 | 126659 | 147.554 | 503.4542 | 0 | 0 | 0 | 1172620 | 0 | 282.688 | 126659 | 155.885 | 531.8796 | 0 | 0 | 0 | 1113770 | 0 | -5.6857 | 4.8613 | 14.8763
[20 empty] | 5149 | 2020-08-03 12:00 | 5149 | 8 | 3 | 13 | 267871.493 | 267.8715 | 230.277 | 86334.2 | 139.453 | 475.8136 | 0 | 0 | 0 | 1062900 | 0 | 241.271 | 86334.2 | 148.972 | 508.2925 | 0 | 0 | 0 | 1190920 | 0 | 251.641 | 86334.2 | 157.684 | 538.0178 | 0 | 0 | 0 | 1128290 | 0 | -37.5945 | -26.6005 | -16.2305
[20 empty] | 5150 | 2020-08-03 13:00 | 5150 | 8 | 3 | 14 | 252589.282 | 252.5893 | 226.905 | 55228.8 | 140.145 | 478.1747 | 0 | 0 | 0 | 1063410 | 0 | 238.354 | 55228.8 | 150.216 | 512.537 | 0 | 0 | 0 | 1201630 | 0 | 249.279 | 55228.8 | 159.309 | 543.5623 | 0 | 0 | 0 | 1135450 | 0 | -25.6843 | -14.2353 | -3.3103
[20 empty] | 5151 | 2020-08-03 14:00 | 5151 | 8 | 3 | 15 | 220609.414 | 220.6094 | 219.947 | 55302.2 | 137.476 | 469.0681 | 0 | 0 | 0 | 1044010 | -8.4531 | 231.616 | 55302.2 | 147.601 | 503.6146 | 0 | 0 | 0 | 1186490 | -8.4639 | 242.958 | 55302.2 | 156.849 | 535.1688 | 0 | 0 | 0 | 1117840 | -8.4502 | -0.66241 | 11.0066 | 22.3486
[20 empty] | 5152 | 2020-08-03 15:00 | 5152 | 8 | 3 | 16 | 157249.15 | 157.2491 | 160.337 | 30597.4 | 119.397 | 407.3826 | 0 | 0 | 0 | 852342 | -395.371 | 171.841 | 30597.4 | 128.949 | 439.974 | 0 | 0 | 0 | 989421 | -563.552 | 182.775 | 30597.4 | 138.296 | 471.866 | 0 | 0 | 0 | 920770 | -460.456 | 3.0879 | 14.5919 | 25.5259
[20 empty] | 5153 | 2020-08-03 16:00 | 5153 | 8 | 3 | 17 | 75727.932 | 75.7279 | 11.6503 | 30597.4 | 0 | 0 | 0 | 0 | 0 | 0 | 0 | 11.6503 | 30597.4 | 0 | 0 | 0 | 0 | 0 | 0 | 0 | 11.6503 | 30597.4 | 0 | 0 | 0 | 0 | 0 | 0 | 0 | -64.0776 | -64.0776 | -64.0776
[20 empty] | 5154 | 2020-08-03 17:00 | 5154 | 8 | 3 | 18 | 52534.847 | 52.5348 | 12.2446 | 30817.4 | 0 | 0 | 0 | 0 | 0 | 0 | 0 | 12.2446 | 30817.4 | 0 | 0 | 0 | 0 | 0 | 0 | 0 | 12.2446 | 30817.4 | 0 | 0 | 0 | 0 | 0 | 0 | 0 | -40.2902 | -40.2902 | -40.2902
[20 empty] | 5155 | 2020-08-03 18:00 | 5155 | 8 | 3 | 19 | 7907.099 | 7.9071 | 8.8603 | 30890.8 | 0 | 0 | 0 | 0 | 0 | 0 | 0 | 8.8603 | 30890.8 | 0 | 0 | 0 | 0 | 0 | 0 | 0 | 8.8603 | 30890.8 | 0 | 0 | 0 | 0 | 0 | 0 | 0 | 0.95322 | 0.95322 | 0.95322
[20 empty] | 5156 | 2020-08-03 19:00 | 5156 | 8 | 3 | 20 | 0 | 0 | 8.8603 | 8529.14 | 0 | 0 | 0 | 0 | 0 | 0 | 0 | 8.8603 | 8529.14 | 0 | 0 | 0 | 0 | 0 | 0 | 0 | 8.8603 | 8529.14 | 0 | 0 | 0 | 0 | 0 | 0 | 0 | 8.8603 | 8.8603 | 8.8603
[20 empty] | 5157 | 2020-08-03 20:00 | 5157 | 8 | 3 | 21 | 0 | 0 | 25.5333 | 8529.14 | 12.1045 | 41.3006 | 0 | 0 | 0 | 87726.8 | 0 | 25.5333 | 8529.14 | 12.1045 | 41.3006 | 0 | 0 | 0 | 87726.9 | 0 | 25.5333 | 8529.14 | 12.1045 | 41.3006 | 0 | 0 | 0 | 87727 | 0 | 25.5333 | 25.5333 | 25.5333
[20 empty] | 5158 | 2020-08-03 21:00 | 5158 | 8 | 3 | 22 | 0 | 0 | 8.8603 | 8529.14 | 0 | 0 | 0 | 0 | 0 | 0 | 0 | 8.8603 | 8529.14 | 0 | 0 | 0 | 0 | 0 | 0 | 0 | 8.8603 | 8529.14 | 0 | 0 | 0 | 0 | 0 | 0 | 0 | 8.8603 | 8.8603 | 8.8603
[20 empty] | 5159 | 2020-08-03 22:00 | 5159 | 8 | 3 | 23 | 0 | 0 | 8.8603 | 8529.14 | 0 | 0 | 0 | 0 | 0 | 0 | 0 | 8.8603 | 8529.14 | 0 | 0 | 0 | 0 | 0 | 0 | 0 | 8.8603 | 8529.14 | 0 | 0 | 0 | 0 | 0 | 0 | 0 | 8.8603 | 8.8603 | 8.8603
[20 empty] | 5160 | 2020-08-03 23:00 | 5160 | 8 | 3 | 24 | 0 | 0 | 7.3488 | 8602.46 | 0 | 0 | 0 | 0 | 0 | 0 | 0 | 7.3488 | 8602.46 | 0 | 0 | 0 | 0 | 0 | 0 | 0 | 7.3488 | 8602.46 | 0 | 0 | 0 | 0 | 0 | 0 | 0 | 7.3488 | 7.3488 | 7.3488
[20 empty] | 5161 | 2020-08-04 | 5161 | 8 | 4 | 1 | 0 | 0 | 23.9121 | 8602.46 | 11.9947 | 40.9259 | 0 | 0 | 0 | 87462.2 | 0 | 23.9121 | 8602.46 | 11.9948 | 40.9263 | 0 | 0 | 0 | 87462.4 | 0 | 23.9121 | 8602.46 | 11.9948 | 40.9263 | 0 | 0 | 0 | 87462.5 | 0 | 23.9121 | 23.9121 | 23.9121
[20 empty] | 5162 | 2020-08-04 01:00 | 5162 | 8 | 4 | 2 | 0 | 0 | 7.3488 | 8602.46 | 0 | 0 | 0 | 0 | 0 | 0 | 0 | 7.3488 | 8602.46 | 0 | 0 | 0 | 0 | 0 | 0 | 0 | 7.3488 | 8602.46 | 0 | 0 | 0 | 0 | 0 | 0 | 0 | 7.3488 | 7.3488 | 7.3488
[20 empty] | 5163 | 2020-08-04 02:00 | 5163 | 8 | 4 | 3 | 0 | 0 | 7.3488 | 8675.79 | 0 | 0 | 0 | 0 | 0 | 0 | 0 | 7.3488 | 8675.79 | 0 | 0 | 0 | 0 | 0 | 0 | 0 | 7.3488 | 8675.79 | 0 | 0 | 0 | 0 | 0 | 0 | 0 | 7.3488 | 7.3488 | 7.3488
[20 empty] | 5164 | 2020-08-04 03:00 | 5164 | 8 | 4 | 4 | 0 | 0 | 7.3488 | 8675.79 | 0 | 0 | 0 | 0 | 0 | 0 | 0 | 7.3488 | 8675.79 | 0 | 0 | 0 | 0 | 0 | 0 | 0 | 7.3488 | 8675.79 | 0 | 0 | 0 | 0 | 0 | 0 | 0 | 7.3488 | 7.3488 | 7.3488
[20 empty] | 5165 | 2020-08-04 04:00 | 5165 | 8 | 4 | 5 | 0 | 0 | 25.2592 | 8675.79 | 11.8304 | 40.3653 | 0 | 0 | 0 | 87239.7 | 0 | 25.2592 | 8675.79 | 11.8304 | 40.3653 | 0 | 0 | 0 | 87239.8 | 0 | 25.2592 | 8675.79 | 11.8304 | 40.3653 | 0 | 0 | 0 | 87239.9 | 0 | 25.2592 | 25.2592 | 25.2592
[20 empty] | 5166 | 2020-08-04 05:00 | 5166 | 8 | 4 | 6 | 807.75 | 0.80775 | 86.2326 | 30964.1 | 59.21 | 202.0245 | 0 | 0 | 0 | 432727 | 0 | 93.6918 | 30964.1 | 65.175 | 222.3771 | 0 | 0 | 0 | 517955 | 0 | 100.771 | 30964.1 | 70.8991 | 241.9077 | 0 | 0 | 0 | 476221 | 0 | 85.4249 | 92.8841 | 99.9633
[20 empty] | 5167 | 2020-08-04 06:00 | 5167 | 8 | 4 | 7 | 36573.628 | 36.5736 | 211.386 | 80526 | 118.981 | 405.9632 | 0 | 0 | 0 | 886330 | 0 | 220.474 | 80526 | 127.506 | 435.0505 | 0 | 0 | 0 | 1008840 | 0 | 228.489 | 80526 | 134.777 | 459.8591 | 0 | 0 | 0 | 949962 | 0 | 174.8124 | 183.9004 | 191.9154
[20 empty] | 5168 | 2020-08-04 07:00 | 5168 | 8 | 4 | 8 | 108980.874 | 108.9809 | 238.887 | 80526 | 124.777 | 425.7391 | 0 | 0 | 0 | 961212 | 0 | 248.353 | 80526 | 133.27 | 454.7172 | 0 | 0 | 0 | 1089720 | 0 | 257.204 | 80526 | 141.101 | 481.4366 | 0 | 0 | 0 | 1025490 | 0 | 129.9061 | 139.3721 | 148.2231
[20 empty] | 5169 | 2020-08-04 08:00 | 5169 | 8 | 4 | 9 | 163883.686 | 163.8837 | 265.189 | 55375.5 | 144.123 | 491.7477 | 0 | 0 | 0 | 1156310 | 0 | 276.044 | 55375.5 | 153.686 | 524.3766 | 0 | 0 | 0 | 1294100 | 0 | 286.233 | 55375.5 | 162.633 | 554.9038 | 0 | 0 | 0 | 1225520 | 0 | 101.3053 | 112.1603 | 122.3493
[20 empty] | 5170 | 2020-08-04 09:00 | 5170 | 8 | 4 | 10 | 209431.268 | 209.4313 | 277.263 | 55228.8 | 151.944 | 518.4329 | 0 | 0 | 0 | 1216740 | -42.8555 | 288.689 | 55228.8 | 162.043 | 552.8907 | 0 | 0 | 0 | 1363360 | -42.8809 | 299.465 | 55228.8 | 171.356 | 584.6667 | 0 | 0 | 0 | 1291680 | -42.8516 | 67.8317 | 79.2577 | 90.0337